## Transmission
|  | Wavelength (µm) | Transmission (%)
|  | 0.2 | 87.0928
|  | 0.201 | 86.4913
|  | 0.202 | 85.6641
|  | 0.203 | 85.4323
Product Raw Data |  | 0.204 | 85.5666
Transmission |  | 0.205 | 85.8065
|  | 0.206 | 86.0492
Item # | Barium Fluoride | 0.207 | 86.359
DISCLAIMER: The data presented here are typical. Slight variations in performance data will occur from lot to lot. Please contact Technical Support with any questions regarding the use or reliability of this data. |  | 0.208 | 86.8986
|  | 0.209 | 87.5366
|  | 0.21 | 88.054
|  | 0.211 | 88.5648
|  | 0.212 | 88.8543
|  | 0.213 | 89.1257
|  | 0.214 | 89.3095
Additional Information: |  | 0.215 | 89.4835
10 mm Thick Sample |  | 0.216 | 89.6022
|  | 0.217 | 89.7372
|  | 0.218 | 89.8358
|  | 0.219 | 90.0082
|  | 0.22 | 90.0463
|  | 0.221 | 90.1556
|  | 0.222 | 90.1655
|  | 0.223 | 90.2601
|  | 0.224 | 90.3423
|  | 0.225 | 90.4477
|  | 0.226 | 90.5052
|  | 0.227 | 90.5619
|  | 0.228 | 90.6033
|  | 0.229 | 90.6414
|  | 0.23 | 90.6788
|  | 0.231 | 90.7535
|  | 0.232 | 90.7884
|  | 0.233 | 90.8297
|  | 0.234 | 90.846
|  | 0.235 | 90.882
|  | 0.236 | 90.9621
|  | 0.237 | 91.0079
|  | 0.238 | 91.0556
|  | 0.239 | 91.0224
|  | 0.24 | 91.0951
|  | 0.241 | 91.078
|  | 0.242 | 91.0695
|  | 0.243 | 91.1391
|  | 0.244 | 91.1076
|  | 0.245 | 91.1498
|  | 0.246 | 91.2083
|  | 0.247 | 91.2106
|  | 0.248 | 91.1987
|  | 0.249 | 91.2598
|  | 0.25 | 91.2502
|  | 0.251 | 91.28
|  | 0.252 | 91.2782
|  | 0.253 | 91.2821
|  | 0.254 | 91.2966
|  | 0.255 | 91.3804
|  | 0.256 | 91.3834
|  | 0.257 | 91.357
|  | 0.258 | 91.4032
|  | 0.259 | 91.3951
|  | 0.26 | 91.3825
|  | 0.261 | 91.4389
|  | 0.262 | 91.4313
|  | 0.263 | 91.4371
|  | 0.264 | 91.4792
|  | 0.265 | 91.4802
|  | 0.266 | 91.4732
|  | 0.267 | 91.5489
|  | 0.268 | 91.5284
|  | 0.269 | 91.5334
|  | 0.27 | 91.576
|  | 0.271 | 91.5838
|  | 0.272 | 91.5606
|  | 0.273 | 91.5909
|  | 0.274 | 91.5732
|  | 0.275 | 91.6014
|  | 0.276 | 91.5994
|  | 0.277 | 91.5882
|  | 0.278 | 91.5605
|  | 0.279 | 91.5593
|  | 0.28 | 91.5144
|  | 0.281 | 91.4738
|  | 0.282 | 91.4377
|  | 0.283 | 91.3885
|  | 0.284 | 91.3238
|  | 0.285 | 91.2997
|  | 0.286 | 91.2454
|  | 0.287 | 91.2391
|  | 0.288 | 91.2315
|  | 0.289 | 91.1983
|  | 0.29 | 91.1645
|  | 0.291 | 91.2519
|  | 0.292 | 91.2527
|  | 0.293 | 91.3078
|  | 0.294 | 91.4002
|  | 0.295 | 91.4648
|  | 0.296 | 91.574
|  | 0.297 | 91.674
|  | 0.298 | 91.72
|  | 0.299 | 91.7608
|  | 0.3 | 91.8183
|  | 0.301 | 91.803
|  | 0.302 | 91.8643
|  | 0.303 | 91.9339
|  | 0.304 | 91.9307
|  | 0.305 | 91.9459
|  | 0.306 | 91.9228
|  | 0.307 | 91.9199
|  | 0.308 | 91.9703
|  | 0.309 | 92.0158
|  | 0.31 | 91.98
|  | 0.311 | 91.9931
|  | 0.312 | 91.9997
|  | 0.313 | 92.0172
|  | 0.314 | 92.0234
|  | 0.315 | 92.0188
|  | 0.316 | 92.0127
|  | 0.317 | 92.0266
|  | 0.318 | 92.0521
|  | 0.319 | 92.0167
|  | 0.32 | 92.017
|  | 0.321 | 92.0391
|  | 0.322 | 92.008
|  | 0.323 | 92.0094
|  | 0.324 | 92.053
|  | 0.325 | 92.0427
|  | 0.326 | 92.0434
|  | 0.327 | 92.0535
|  | 0.328 | 92.0643
|  | 0.329 | 92.0732
|  | 0.33 | 92.0841
|  | 0.331 | 92.067
|  | 0.332 | 92.0842
|  | 0.333 | 92.1079
|  | 0.334 | 92.0926
|  | 0.335 | 92.1117
|  | 0.336 | 92.1377
|  | 0.337 | 92.1072
|  | 0.338 | 92.1267
|  | 0.339 | 92.1533
|  | 0.34 | 92.151
|  | 0.341 | 92.1354
|  | 0.342 | 92.1376
|  | 0.343 | 92.1309
|  | 0.344 | 92.1453
|  | 0.345 | 92.1772
|  | 0.346 | 92.165
|  | 0.347 | 92.1683
|  | 0.348 | 92.1647
|  | 0.349 | 92.1413
|  | 0.35 | 92.1685
|  | 0.351 | 92.2035
|  | 0.352 | 92.1949
|  | 0.353 | 92.2032
|  | 0.354 | 92.2144
|  | 0.355 | 92.1891
|  | 0.356 | 92.207
|  | 0.357 | 92.2344
|  | 0.358 | 92.2363
|  | 0.359 | 92.2327
|  | 0.36 | 92.2302
|  | 0.361 | 92.2061
|  | 0.362 | 92.2318
|  | 0.363 | 92.2803
|  | 0.364 | 92.2761
|  | 0.365 | 92.2635
|  | 0.366 | 92.2496
|  | 0.367 | 92.2338
|  | 0.368 | 92.2607
|  | 0.369 | 92.3092
|  | 0.37 | 92.3108
|  | 0.371 | 92.3018
|  | 0.372 | 92.3088
|  | 0.373 | 92.3008
|  | 0.374 | 92.3269
|  | 0.375 | 92.3151
|  | 0.376 | 92.2884
|  | 0.377 | 92.3185
|  | 0.378 | 92.3166
|  | 0.379 | 92.2881
|  | 0.38 | 92.2983
|  | 0.381 | 92.3097
|  | 0.382 | 92.2949
|  | 0.383 | 92.2684
|  | 0.384 | 92.2855
|  | 0.385 | 92.3078
|  | 0.386 | 92.3089
|  | 0.387 | 92.3062
|  | 0.388 | 92.3015
|  | 0.389 | 92.3101
|  | 0.39 | 92.3155
|  | 0.391 | 92.3141
|  | 0.392 | 92.3388
|  | 0.393 | 92.3401
|  | 0.394 | 92.3271
|  | 0.395 | 92.3478
|  | 0.396 | 92.3586
|  | 0.397 | 92.3384
|  | 0.398 | 92.3386
|  | 0.399 | 92.3361
|  | 0.4 | 92.3452
|  | 0.401 | 92.3568
|  | 0.402 | 92.3589
|  | 0.403 | 92.3615
|  | 0.404 | 92.3761
|  | 0.405 | 92.3713
|  | 0.406 | 92.3536
|  | 0.407 | 92.3661
|  | 0.408 | 92.3858
|  | 0.409 | 92.3744
|  | 0.41 | 92.3752
|  | 0.411 | 92.367
|  | 0.412 | 92.3707
|  | 0.413 | 92.3915
|  | 0.414 | 92.4
|  | 0.415 | 92.4032
|  | 0.416 | 92.4158
|  | 0.417 | 92.3993
|  | 0.418 | 92.3913
|  | 0.419 | 92.3976
|  | 0.42 | 92.4093
|  | 0.421 | 92.4101
|  | 0.422 | 92.4142
|  | 0.423 | 92.4115
|  | 0.424 | 92.3981
|  | 0.425 | 92.3998
|  | 0.426 | 92.4238
|  | 0.427 | 92.44
|  | 0.428 | 92.4314
|  | 0.429 | 92.4426
|  | 0.43 | 92.417
|  | 0.431 | 92.3908
|  | 0.432 | 92.4199
|  | 0.433 | 92.447
|  | 0.434 | 92.4557
|  | 0.435 | 92.4455
|  | 0.436 | 92.4286
|  | 0.437 | 92.4236
|  | 0.438 | 92.4352
|  | 0.439 | 92.435
|  | 0.44 | 92.4582
|  | 0.441 | 92.4451
|  | 0.442 | 92.432
|  | 0.443 | 92.4319
|  | 0.444 | 92.4408
|  | 0.445 | 92.4448
|  | 0.446 | 92.4685
|  | 0.447 | 92.4439
|  | 0.448 | 92.4364
|  | 0.449 | 92.4481
|  | 0.45 | 92.4629
|  | 0.451 | 92.4646
|  | 0.452 | 92.4827
|  | 0.453 | 92.4501
|  | 0.454 | 92.4532
|  | 0.455 | 92.4609
|  | 0.456 | 92.4983
|  | 0.457 | 92.4972
|  | 0.458 | 92.4722
|  | 0.459 | 92.5012
|  | 0.46 | 92.466
|  | 0.461 | 92.4338
|  | 0.462 | 92.4964
|  | 0.463 | 92.4977
|  | 0.464 | 92.5135
|  | 0.465 | 92.4851
|  | 0.466 | 92.4784
|  | 0.467 | 92.4804
|  | 0.468 | 92.4925
|  | 0.469 | 92.4905
|  | 0.47 | 92.5075
|  | 0.471 | 92.5081
|  | 0.472 | 92.4502
|  | 0.473 | 92.4535
|  | 0.474 | 92.5134
|  | 0.475 | 92.4995
|  | 0.476 | 92.5287
|  | 0.477 | 92.4968
|  | 0.478 | 92.5076
|  | 0.479 | 92.5085
|  | 0.48 | 92.5229
|  | 0.481 | 92.5292
|  | 0.482 | 92.5316
|  | 0.483 | 92.5015
|  | 0.484 | 92.4897
|  | 0.485 | 92.5159
|  | 0.486 | 92.5205
|  | 0.487 | 92.5134
|  | 0.488 | 92.5309
|  | 0.489 | 92.5146
|  | 0.49 | 92.4991
|  | 0.491 | 92.5069
|  | 0.492 | 92.5191
|  | 0.493 | 92.5229
|  | 0.494 | 92.5281
|  | 0.495 | 92.4902
|  | 0.496 | 92.4803
|  | 0.497 | 92.5278
|  | 0.498 | 92.5381
|  | 0.499 | 92.5267
|  | 0.5 | 92.5472
|  | 0.501 | 92.5497
|  | 0.502 | 92.5108
|  | 0.503 | 92.4914
|  | 0.504 | 92.5828
|  | 0.505 | 92.5653
|  | 0.506 | 92.5364
|  | 0.507 | 92.5331
|  | 0.508 | 92.5515
|  | 0.509 | 92.5709
|  | 0.51 | 92.5723
|  | 0.511 | 92.5954
|  | 0.512 | 92.5367
|  | 0.513 | 92.5412
|  | 0.514 | 92.4944
|  | 0.515 | 92.5179
|  | 0.516 | 92.5874
|  | 0.517 | 92.5959
|  | 0.518 | 92.5754
|  | 0.519 | 92.57
|  | 0.52 | 92.5358
|  | 0.521 | 92.5523
|  | 0.522 | 92.6143
|  | 0.523 | 92.6208
|  | 0.524 | 92.5864
|  | 0.525 | 92.5739
|  | 0.526 | 92.5594
|  | 0.527 | 92.5647
|  | 0.528 | 92.6195
|  | 0.529 | 92.6373
|  | 0.53 | 92.5958
|  | 0.531 | 92.6117
|  | 0.532 | 92.5646
|  | 0.533 | 92.5759
|  | 0.534 | 92.6323
|  | 0.535 | 92.6552
|  | 0.536 | 92.6206
|  | 0.537 | 92.6116
|  | 0.538 | 92.5793
|  | 0.539 | 92.5791
|  | 0.54 | 92.6494
|  | 0.541 | 92.6534
|  | 0.542 | 92.615
|  | 0.543 | 92.6205
|  | 0.544 | 92.5769
|  | 0.545 | 92.586
|  | 0.546 | 92.6697
|  | 0.547 | 92.6646
|  | 0.548 | 92.6389
|  | 0.549 | 92.5953
|  | 0.55 | 92.6058
|  | 0.551 | 92.6436
|  | 0.552 | 92.6382
|  | 0.553 | 92.6351
|  | 0.554 | 92.6389
|  | 0.555 | 92.624
|  | 0.556 | 92.5773
|  | 0.557 | 92.598
|  | 0.558 | 92.6847
|  | 0.559 | 92.6692
|  | 0.56 | 92.639
|  | 0.561 | 92.6378
|  | 0.562 | 92.6831
|  | 0.563 | 92.6308
|  | 0.564 | 92.6124
|  | 0.565 | 92.6747
|  | 0.566 | 92.6584
|  | 0.567 | 92.6652
|  | 0.568 | 92.6767
|  | 0.569 | 92.6854
|  | 0.57 | 92.6025
|  | 0.571 | 92.6142
|  | 0.572 | 92.6502
|  | 0.573 | 92.6792
|  | 0.574 | 92.6692
|  | 0.575 | 92.6777
|  | 0.576 | 92.6097
|  | 0.577 | 92.6267
|  | 0.578 | 92.6795
|  | 0.579 | 92.6869
|  | 0.58 | 92.6479
|  | 0.581 | 92.6333
|  | 0.582 | 92.6405
|  | 0.583 | 92.6433
|  | 0.584 | 92.6794
|  | 0.585 | 92.6644
|  | 0.586 | 92.6772
|  | 0.587 | 92.6268
|  | 0.588 | 92.639
|  | 0.589 | 92.6531
|  | 0.59 | 92.6881
|  | 0.591 | 92.6738
|  | 0.592 | 92.7006
|  | 0.593 | 92.6374
|  | 0.594 | 92.6505
|  | 0.595 | 92.6945
|  | 0.596 | 92.7135
|  | 0.597 | 92.699
|  | 0.598 | 92.666
|  | 0.599 | 92.7035
|  | 0.6 | 92.6465
|  | 0.601 | 92.6737
|  | 0.602 | 92.7339
|  | 0.603 | 92.6963
|  | 0.604 | 92.6991
|  | 0.605 | 92.6379
|  | 0.606 | 92.6852
|  | 0.607 | 92.7017
|  | 0.608 | 92.6997
|  | 0.609 | 92.6883
|  | 0.61 | 92.701
|  | 0.611 | 92.6486
|  | 0.612 | 92.672
|  | 0.613 | 92.6946
|  | 0.614 | 92.7315
|  | 0.615 | 92.7225
|  | 0.616 | 92.7091
|  | 0.617 | 92.6582
|  | 0.618 | 92.6749
|  | 0.619 | 92.7087
|  | 0.62 | 92.7341
|  | 0.621 | 92.7189
|  | 0.622 | 92.7234
|  | 0.623 | 92.6981
|  | 0.624 | 92.7077
|  | 0.625 | 92.699
|  | 0.626 | 92.7114
|  | 0.627 | 92.7128
|  | 0.628 | 92.7553
|  | 0.629 | 92.7227
|  | 0.63 | 92.6859
|  | 0.631 | 92.7069
|  | 0.632 | 92.7591
|  | 0.633 | 92.7245
|  | 0.634 | 92.7295
|  | 0.635 | 92.6849
|  | 0.636 | 92.7051
|  | 0.637 | 92.7539
|  | 0.638 | 92.7511
|  | 0.639 | 92.7405
|  | 0.64 | 92.7265
|  | 0.641 | 92.6933
|  | 0.642 | 92.7055
|  | 0.643 | 92.7502
|  | 0.644 | 92.7491
|  | 0.645 | 92.7465
|  | 0.646 | 92.7263
|  | 0.647 | 92.7157
|  | 0.648 | 92.7385
|  | 0.649 | 92.7501
|  | 0.65 | 92.7525
|  | 0.651 | 92.7367
|  | 0.652 | 92.7371
|  | 0.653 | 92.7563
|  | 0.654 | 92.775
|  | 0.655 | 92.7656
|  | 0.656 | 92.7758
|  | 0.657 | 92.8077
|  | 0.658 | 92.7616
|  | 0.659 | 92.7633
|  | 0.66 | 92.7707
|  | 0.661 | 92.7876
|  | 0.662 | 92.8026
|  | 0.663 | 92.8229
|  | 0.664 | 92.7637
|  | 0.665 | 92.7566
|  | 0.666 | 92.7753
|  | 0.667 | 92.8015
|  | 0.668 | 92.7975
|  | 0.669 | 92.7896
|  | 0.67 | 92.7618
|  | 0.671 | 92.748
|  | 0.672 | 92.7851
|  | 0.673 | 92.8121
|  | 0.674 | 92.817
|  | 0.675 | 92.8104
|  | 0.676 | 92.7968
|  | 0.677 | 92.7687
|  | 0.678 | 92.7948
|  | 0.679 | 92.8319
|  | 0.68 | 92.8429
|  | 0.681 | 92.8372
|  | 0.682 | 92.7879
|  | 0.683 | 92.7832
|  | 0.684 | 92.8313
|  | 0.685 | 92.8715
|  | 0.686 | 92.8371
|  | 0.687 | 92.8675
|  | 0.688 | 92.8427
|  | 0.689 | 92.8214
|  | 0.69 | 92.7985
|  | 0.691 | 92.8185
|  | 0.692 | 92.8321
|  | 0.693 | 92.8322
|  | 0.694 | 92.8295
|  | 0.695 | 92.8317
|  | 0.696 | 92.8238
|  | 0.697 | 92.8468
|  | 0.698 | 92.8635
|  | 0.699 | 92.8617
|  | 0.7 | 92.8439
|  | 0.701 | 92.8348
|  | 0.702 | 92.7997
|  | 0.703 | 92.8216
|  | 0.704 | 92.8607
|  | 0.705 | 92.8548
|  | 0.706 | 92.8262
|  | 0.707 | 92.8478
|  | 0.708 | 92.8551
|  | 0.709 | 92.8611
|  | 0.71 | 92.8912
|  | 0.711 | 92.8699
|  | 0.712 | 92.8671
|  | 0.713 | 92.8773
|  | 0.714 | 92.88
|  | 0.715 | 92.8674
|  | 0.716 | 92.8814
|  | 0.717 | 92.9171
|  | 0.718 | 92.8994
|  | 0.719 | 92.8483
|  | 0.72 | 92.8654
|  | 0.721 | 92.8812
|  | 0.722 | 92.8887
|  | 0.723 | 92.9036
|  | 0.724 | 92.8884
|  | 0.725 | 92.8838
|  | 0.726 | 92.883
|  | 0.727 | 92.8948
|  | 0.728 | 92.9209
|  | 0.729 | 92.9428
|  | 0.73 | 92.9122
|  | 0.731 | 92.9008
|  | 0.732 | 92.8905
|  | 0.733 | 92.8971
|  | 0.734 | 92.9416
|  | 0.735 | 92.966
|  | 0.736 | 92.9348
|  | 0.737 | 92.911
|  | 0.738 | 92.9099
|  | 0.739 | 92.9227
|  | 0.74 | 92.9457
|  | 0.741 | 92.9407
|  | 0.742 | 92.9325
|  | 0.743 | 92.9317
|  | 0.744 | 92.918
|  | 0.745 | 92.93
|  | 0.746 | 92.9604
|  | 0.747 | 92.9506
|  | 0.748 | 92.9487
|  | 0.749 | 92.9345
|  | 0.75 | 92.9065
|  | 0.751 | 92.9312
|  | 0.752 | 92.9827
|  | 0.753 | 92.991
|  | 0.754 | 92.9699
|  | 0.755 | 92.9506
|  | 0.756 | 92.9303
|  | 0.757 | 92.936
|  | 0.758 | 92.9882
|  | 0.759 | 92.9909
|  | 0.76 | 92.9662
|  | 0.761 | 92.9627
|  | 0.762 | 92.9558
|  | 0.763 | 92.9713
|  | 0.764 | 93.0118
|  | 0.765 | 93.0171
|  | 0.766 | 92.9812
|  | 0.767 | 92.975
|  | 0.768 | 92.9716
|  | 0.769 | 92.9834
|  | 0.77 | 93.0294
|  | 0.771 | 93.0225
|  | 0.772 | 92.9856
|  | 0.773 | 92.9921
|  | 0.774 | 92.9737
|  | 0.775 | 92.9652
|  | 0.776 | 93.0252
|  | 0.777 | 93.0477
|  | 0.778 | 93.0102
|  | 0.779 | 92.9828
|  | 0.78 | 92.9733
|  | 0.781 | 92.9984
|  | 0.782 | 93.054
|  | 0.783 | 93.0587
|  | 0.784 | 93.0098
|  | 0.785 | 92.9994
|  | 0.786 | 92.9901
|  | 0.787 | 92.9902
|  | 0.788 | 93.0548
|  | 0.789 | 93.0889
|  | 0.79 | 93.0565
|  | 0.791 | 93.0335
|  | 0.792 | 93.0233
|  | 0.793 | 93.0271
|  | 0.794 | 93.0855
|  | 0.795 | 93.0961
|  | 0.796 | 93.056
|  | 0.797 | 93.0381
|  | 0.798 | 93.0306
|  | 0.799 | 93.0149
|  | 0.8 | 93.0842
|  | 0.801 | 93.1075
|  | 0.802 | 93.049
|  | 0.803 | 93.0603
|  | 0.804 | 93.0715
|  | 0.805 | 93.033
|  | 0.806 | 93.0564
|  | 0.807 | 93.0814
|  | 0.808 | 93.0697
|  | 0.809 | 93.0801
|  | 0.81 | 93.0533
|  | 0.811 | 93.055
|  | 0.812 | 93.0733
|  | 0.813 | 93.0888
|  | 0.814 | 93.1153
|  | 0.815 | 93.1155
|  | 0.816 | 93.073
|  | 0.817 | 93.0915
|  | 0.818 | 93.0947
|  | 0.819 | 93.0609
|  | 0.82 | 93.1317
|  | 0.821 | 93.1293
|  | 0.822 | 93.0985
|  | 0.823 | 93.1108
|  | 0.824 | 93.122
|  | 0.825 | 93.1154
|  | 0.826 | 93.153
|  | 0.827 | 93.1655
|  | 0.828 | 93.1478
|  | 0.829 | 93.1545
|  | 0.83 | 93.1431
|  | 0.831 | 93.1581
|  | 0.832 | 93.1971
|  | 0.833 | 93.1875
|  | 0.834 | 93.1394
|  | 0.835 | 93.1474
|  | 0.836 | 93.1644
|  | 0.837 | 93.1454
|  | 0.838 | 93.2018
|  | 0.839 | 93.1927
|  | 0.84 | 93.1483
|  | 0.841 | 93.1375
|  | 0.842 | 93.1717
|  | 0.843 | 93.1547
|  | 0.844 | 93.2125
|  | 0.845 | 93.1666
|  | 0.846 | 93.1305
|  | 0.847 | 93.1424
|  | 0.848 | 93.0721
|  | 0.849 | 93.1103
|  | 0.85 | 93.1567
|  | 0.851 | 93.1106
|  | 0.852 | 93.1072
|  | 0.853 | 93.0686
|  | 0.854 | 93.0653
|  | 0.855 | 93.0494
|  | 0.856 | 93.0696
|  | 0.857 | 93.1313
|  | 0.858 | 93.1388
|  | 0.859 | 93.0686
|  | 0.86 | 93.1864
|  | 0.861 | 93.2143
|  | 0.862 | 93.1879
|  | 0.863 | 93.1875
|  | 0.864 | 93.1811
|  | 0.865 | 93.1945
|  | 0.866 | 93.1787
|  | 0.867 | 93.1798
|  | 0.868 | 93.1743
|  | 0.869 | 93.1787
|  | 0.87 | 93.1687
|  | 0.871 | 93.1893
|  | 0.872 | 93.2103
|  | 0.873 | 93.2111
|  | 0.874 | 93.2029
|  | 0.875 | 93.2122
|  | 0.876 | 93.18
|  | 0.877 | 93.1756
|  | 0.878 | 93.2151
|  | 0.879 | 93.2157
|  | 0.88 | 93.1779
|  | 0.881 | 93.166
|  | 0.882 | 93.1612
|  | 0.883 | 93.1872
|  | 0.884 | 93.1805
|  | 0.885 | 93.2137
|  | 0.886 | 93.2155
|  | 0.887 | 93.1693
|  | 0.888 | 93.1944
|  | 0.889 | 93.1937
|  | 0.89 | 93.1913
|  | 0.891 | 93.1904
|  | 0.892 | 93.2218
|  | 0.893 | 93.177
|  | 0.894 | 93.1874
|  | 0.895 | 93.1941
|  | 0.896 | 93.1809
|  | 0.897 | 93.2207
|  | 0.898 | 93.182
|  | 0.899 | 93.1842
|  | 0.9 | 93.194
|  | 0.901 | 93.213
|  | 0.902 | 93.2279
|  | 0.903 | 93.2103
|  | 0.904 | 93.1854
|  | 0.905 | 93.18
|  | 0.906 | 93.1901
|  | 0.907 | 93.2236
|  | 0.908 | 93.1937
|  | 0.909 | 93.2113
|  | 0.91 | 93.2109
|  | 0.911 | 93.1958
|  | 0.912 | 93.2078
|  | 0.913 | 93.247
|  | 0.914 | 93.2462
|  | 0.915 | 93.1975
|  | 0.916 | 93.1831
|  | 0.917 | 93.2087
|  | 0.918 | 93.1938
|  | 0.919 | 93.162
|  | 0.92 | 93.2144
|  | 0.921 | 93.1821
|  | 0.922 | 93.1775
|  | 0.923 | 93.1876
|  | 0.924 | 93.1801
|  | 0.925 | 93.2118
|  | 0.926 | 93.1724
|  | 0.927 | 93.1546
|  | 0.928 | 93.2208
|  | 0.929 | 93.1582
|  | 0.93 | 93.2257
|  | 0.931 | 93.1984
|  | 0.932 | 93.194
|  | 0.933 | 93.1873
|  | 0.934 | 93.2171
|  | 0.935 | 93.2025
|  | 0.936 | 93.1734
|  | 0.937 | 93.1762
|  | 0.938 | 93.1976
|  | 0.939 | 93.1823
|  | 0.94 | 93.2239
|  | 0.941 | 93.2102
|  | 0.942 | 93.2057
|  | 0.943 | 93.2285
|  | 0.944 | 93.1962
|  | 0.945 | 93.2148
|  | 0.946 | 93.2511
|  | 0.947 | 93.208
|  | 0.948 | 93.2345
|  | 0.949 | 93.232
|  | 0.95 | 93.1718
|  | 0.951 | 93.2044
|  | 0.952 | 93.241
|  | 0.953 | 93.2264
|  | 0.954 | 93.2031
|  | 0.955 | 93.2263
|  | 0.956 | 93.2412
|  | 0.957 | 93.2313
|  | 0.958 | 93.2127
|  | 0.959 | 93.2346
|  | 0.96 | 93.2207
|  | 0.961 | 93.2173
|  | 0.962 | 93.1972
|  | 0.963 | 93.1909
|  | 0.964 | 93.2
|  | 0.965 | 93.2445
|  | 0.966 | 93.1906
|  | 0.967 | 93.2382
|  | 0.968 | 93.2282
|  | 0.969 | 93.1922
|  | 0.97 | 93.205
|  | 0.971 | 93.2189
|  | 0.972 | 93.2291
|  | 0.973 | 93.2124
|  | 0.974 | 93.2061
|  | 0.975 | 93.1998
|  | 0.976 | 93.2
|  | 0.977 | 93.2207
|  | 0.978 | 93.2056
|  | 0.979 | 93.1885
|  | 0.98 | 93.193
|  | 0.981 | 93.2201
|  | 0.982 | 93.1716
|  | 0.983 | 93.1912
|  | 0.984 | 93.2117
|  | 0.985 | 93.1965
|  | 0.986 | 93.1864
|  | 0.987 | 93.2295
|  | 0.988 | 93.2064
|  | 0.989 | 93.1936
|  | 0.99 | 93.1815
|  | 0.991 | 93.2178
|  | 0.992 | 93.2413
|  | 0.993 | 93.2455
|  | 0.994 | 93.1963
|  | 0.995 | 93.2422
|  | 0.996 | 93.2136
|  | 0.997 | 93.2213
|  | 0.998 | 93.2204
|  | 0.999 | 93.2045
|  | 1 | 93.3043
|  | 1.001 | 93.3041
|  | 1.002 | 93.304
|  | 1.003 | 93.3038
|  | 1.004 | 93.3036
|  | 1.005 | 93.3034
|  | 1.006 | 93.3033
|  | 1.007 | 93.3031
|  | 1.008 | 93.3029
|  | 1.009 | 93.3028
|  | 1.01 | 93.3026
|  | 1.011 | 93.3024
|  | 1.012 | 93.3023
|  | 1.013 | 93.3021
|  | 1.014 | 93.302
|  | 1.015 | 93.3018
|  | 1.016 | 93.3016
|  | 1.017 | 93.3015
|  | 1.018 | 93.3013
|  | 1.019 | 93.3012
|  | 1.02 | 93.301
|  | 1.021 | 93.3009
|  | 1.022 | 93.3007
|  | 1.023 | 93.3006
|  | 1.024 | 93.3004
|  | 1.025 | 93.3003
|  | 1.026 | 93.3002
|  | 1.027 | 93.3
|  | 1.028 | 93.2999
|  | 1.029 | 93.2997
|  | 1.03 | 93.2996
|  | 1.031 | 93.2995
|  | 1.032 | 93.2993
|  | 1.033 | 93.2992
|  | 1.034 | 93.2991
|  | 1.035 | 93.2989
|  | 1.036 | 93.2988
|  | 1.037 | 93.2987
|  | 1.038 | 93.2986
|  | 1.039 | 93.2984
|  | 1.04 | 93.2983
|  | 1.041 | 93.2982
|  | 1.042 | 93.2981
|  | 1.043 | 93.2979
|  | 1.044 | 93.2978
|  | 1.045 | 93.2977
|  | 1.046 | 93.2976
|  | 1.047 | 93.2975
|  | 1.048 | 93.2974
|  | 1.049 | 93.2973
|  | 1.05 | 93.2971
|  | 1.051 | 93.297
|  | 1.052 | 93.2969
|  | 1.053 | 93.2968
|  | 1.054 | 93.2967
|  | 1.055 | 93.2966
|  | 1.056 | 93.2965
|  | 1.057 | 93.2964
|  | 1.058 | 93.2963
|  | 1.059 | 93.2962
|  | 1.06 | 93.2961
|  | 1.061 | 93.296
|  | 1.062 | 93.2959
|  | 1.063 | 93.2958
|  | 1.064 | 93.2957
|  | 1.065 | 93.2956
|  | 1.066 | 93.2956
|  | 1.067 | 93.2955
|  | 1.068 | 93.2954
|  | 1.069 | 93.2953
|  | 1.07 | 93.2952
|  | 1.071 | 93.2951
|  | 1.072 | 93.295
|  | 1.073 | 93.295
|  | 1.074 | 93.2949
|  | 1.075 | 93.2948
|  | 1.076 | 93.2947
|  | 1.077 | 93.2947
|  | 1.078 | 93.2946
|  | 1.079 | 93.2945
|  | 1.08 | 93.2944
|  | 1.081 | 93.2944
|  | 1.082 | 93.2943
|  | 1.083 | 93.2942
|  | 1.084 | 93.2942
|  | 1.085 | 93.2941
|  | 1.086 | 93.294
|  | 1.087 | 93.294
|  | 1.088 | 93.2939
|  | 1.089 | 93.2938
|  | 1.09 | 93.2938
|  | 1.091 | 93.2937
|  | 1.092 | 93.2937
|  | 1.093 | 93.2936
|  | 1.094 | 93.2936
|  | 1.095 | 93.2935
|  | 1.096 | 93.2935
|  | 1.097 | 93.2934
|  | 1.098 | 93.2934
|  | 1.099 | 93.2933
|  | 1.1 | 93.2933
|  | 1.101 | 93.2932
|  | 1.102 | 93.2932
|  | 1.103 | 93.2931
|  | 1.104 | 93.2931
|  | 1.105 | 93.293
|  | 1.106 | 93.293
|  | 1.107 | 93.293
|  | 1.108 | 93.2929
|  | 1.109 | 93.2929
|  | 1.11 | 93.2928
|  | 1.111 | 93.2928
|  | 1.112 | 93.2928
|  | 1.113 | 93.2927
|  | 1.114 | 93.2927
|  | 1.115 | 93.2927
|  | 1.116 | 93.2926
|  | 1.117 | 93.2926
|  | 1.118 | 93.2926
|  | 1.119 | 93.2926
|  | 1.12 | 93.2925
|  | 1.121 | 93.2925
|  | 1.122 | 93.2925
|  | 1.123 | 93.2925
|  | 1.124 | 93.2925
|  | 1.125 | 93.2924
|  | 1.126 | 93.2924
|  | 1.127 | 93.2924
|  | 1.128 | 93.2924
|  | 1.129 | 93.2924
|  | 1.13 | 93.2924
|  | 1.131 | 93.2923
|  | 1.132 | 93.2923
|  | 1.133 | 93.2923
|  | 1.134 | 93.2923
|  | 1.135 | 93.2923
|  | 1.136 | 93.2923
|  | 1.137 | 93.2923
|  | 1.138 | 93.2923
|  | 1.139 | 93.2923
|  | 1.14 | 93.2923
|  | 1.141 | 93.2923
|  | 1.142 | 93.2923
|  | 1.143 | 93.2923
|  | 1.144 | 93.2923
|  | 1.145 | 93.2923
|  | 1.146 | 93.2923
|  | 1.147 | 93.2923
|  | 1.148 | 93.2923
|  | 1.149 | 93.2923
|  | 1.15 | 93.2923
|  | 1.151 | 93.2923
|  | 1.152 | 93.2923
|  | 1.153 | 93.2923
|  | 1.154 | 93.2924
|  | 1.155 | 93.2924
|  | 1.156 | 93.2924
|  | 1.157 | 93.2924
|  | 1.158 | 93.2924
|  | 1.159 | 93.2924
|  | 1.16 | 93.2924
|  | 1.161 | 93.2925
|  | 1.162 | 93.2925
|  | 1.163 | 93.2925
|  | 1.164 | 93.2925
|  | 1.165 | 93.2926
|  | 1.166 | 93.2926
|  | 1.167 | 93.2926
|  | 1.168 | 93.2926
|  | 1.169 | 93.2927
|  | 1.17 | 93.2927
|  | 1.171 | 93.2927
|  | 1.172 | 93.2927
|  | 1.173 | 93.2928
|  | 1.174 | 93.2928
|  | 1.175 | 93.2928
|  | 1.176 | 93.2929
|  | 1.177 | 93.2929
|  | 1.178 | 93.2929
|  | 1.179 | 93.293
|  | 1.18 | 93.293
|  | 1.181 | 93.2931
|  | 1.182 | 93.2931
|  | 1.183 | 93.2931
|  | 1.184 | 93.2932
|  | 1.185 | 93.2932
|  | 1.186 | 93.2933
|  | 1.187 | 93.2933
|  | 1.188 | 93.2934
|  | 1.189 | 93.2934
|  | 1.19 | 93.2935
|  | 1.191 | 93.2935
|  | 1.192 | 93.2936
|  | 1.193 | 93.2936
|  | 1.194 | 93.2937
|  | 1.195 | 93.2937
|  | 1.196 | 93.2938
|  | 1.197 | 93.2938
|  | 1.198 | 93.2939
|  | 1.199 | 93.2939
|  | 1.2 | 93.294
|  | 1.201 | 93.294
|  | 1.202 | 93.2941
|  | 1.203 | 93.2942
|  | 1.204 | 93.2942
|  | 1.205 | 93.2943
|  | 1.206 | 93.2944
|  | 1.207 | 93.2944
|  | 1.208 | 93.2945
|  | 1.209 | 93.2945
|  | 1.21 | 93.2946
|  | 1.211 | 93.2947
|  | 1.212 | 93.2947
|  | 1.213 | 93.2948
|  | 1.214 | 93.2949
|  | 1.215 | 93.295
|  | 1.216 | 93.295
|  | 1.217 | 93.2951
|  | 1.218 | 93.2952
|  | 1.219 | 93.2952
|  | 1.22 | 93.2953
|  | 1.221 | 93.2954
|  | 1.222 | 93.2955
|  | 1.223 | 93.2956
|  | 1.224 | 93.2956
|  | 1.225 | 93.2957
|  | 1.226 | 93.2958
|  | 1.227 | 93.2959
|  | 1.228 | 93.296
|  | 1.229 | 93.296
|  | 1.23 | 93.2961
|  | 1.231 | 93.2962
|  | 1.232 | 93.2963
|  | 1.233 | 93.2964
|  | 1.234 | 93.2965
|  | 1.235 | 93.2966
|  | 1.236 | 93.2966
|  | 1.237 | 93.2967
|  | 1.238 | 93.2968
|  | 1.239 | 93.2969
|  | 1.24 | 93.297
|  | 1.241 | 93.2971
|  | 1.242 | 93.2972
|  | 1.243 | 93.2973
|  | 1.244 | 93.2974
|  | 1.245 | 93.2975
|  | 1.246 | 93.2976
|  | 1.247 | 93.2977
|  | 1.248 | 93.2978
|  | 1.249 | 93.2979
|  | 1.25 | 93.298
|  | 1.251 | 93.2981
|  | 1.252 | 93.2982
|  | 1.253 | 93.2983
|  | 1.254 | 93.2984
|  | 1.255 | 93.2985
|  | 1.256 | 93.2986
|  | 1.257 | 93.2987
|  | 1.258 | 93.2988
|  | 1.259 | 93.2989
|  | 1.26 | 93.299
|  | 1.261 | 93.2991
|  | 1.262 | 93.2992
|  | 1.263 | 93.2994
|  | 1.264 | 93.2995
|  | 1.265 | 93.2996
|  | 1.266 | 93.2997
|  | 1.267 | 93.2998
|  | 1.268 | 93.2999
|  | 1.269 | 93.3
|  | 1.27 | 93.3001
|  | 1.271 | 93.3003
|  | 1.272 | 93.3004
|  | 1.273 | 93.3005
|  | 1.274 | 93.3006
|  | 1.275 | 93.3007
|  | 1.276 | 93.3009
|  | 1.277 | 93.301
|  | 1.278 | 93.3011
|  | 1.279 | 93.3012
|  | 1.28 | 93.3013
|  | 1.281 | 93.3015
|  | 1.282 | 93.3016
|  | 1.283 | 93.3017
|  | 1.284 | 93.3019
|  | 1.285 | 93.302
|  | 1.286 | 93.3021
|  | 1.287 | 93.3022
|  | 1.288 | 93.3024
|  | 1.289 | 93.3025
|  | 1.29 | 93.3026
|  | 1.291 | 93.3028
|  | 1.292 | 93.3029
|  | 1.293 | 93.303
|  | 1.294 | 93.3032
|  | 1.295 | 93.3033
|  | 1.296 | 93.3034
|  | 1.297 | 93.3036
|  | 1.298 | 93.3037
|  | 1.299 | 93.3038
|  | 1.3 | 93.304
|  | 1.301 | 93.3041
|  | 1.302 | 93.3042
|  | 1.303 | 93.3044
|  | 1.304 | 93.3045
|  | 1.305 | 93.3047
|  | 1.306 | 93.3048
|  | 1.307 | 93.305
|  | 1.308 | 93.3051
|  | 1.309 | 93.3052
|  | 1.31 | 93.3054
|  | 1.311 | 93.3055
|  | 1.312 | 93.3057
|  | 1.313 | 93.3058
|  | 1.314 | 93.306
|  | 1.315 | 93.3061
|  | 1.316 | 93.3063
|  | 1.317 | 93.3064
|  | 1.318 | 93.3066
|  | 1.319 | 93.3067
|  | 1.32 | 93.3069
|  | 1.321 | 93.307
|  | 1.322 | 93.3072
|  | 1.323 | 93.3073
|  | 1.324 | 93.3075
|  | 1.325 | 93.3076
|  | 1.326 | 93.3078
|  | 1.327 | 93.3079
|  | 1.328 | 93.3081
|  | 1.329 | 93.3083
|  | 1.33 | 93.3084
|  | 1.331 | 93.3086
|  | 1.332 | 93.3087
|  | 1.333 | 93.3089
|  | 1.334 | 93.3091
|  | 1.335 | 93.3092
|  | 1.336 | 93.3094
|  | 1.337 | 93.3095
|  | 1.338 | 93.3097
|  | 1.339 | 93.3099
|  | 1.34 | 93.31
|  | 1.341 | 93.3102
|  | 1.342 | 93.3104
|  | 1.343 | 93.3105
|  | 1.344 | 93.3107
|  | 1.345 | 93.3109
|  | 1.346 | 93.311
|  | 1.347 | 93.3112
|  | 1.348 | 93.3114
|  | 1.349 | 93.3115
|  | 1.35 | 93.3117
|  | 1.351 | 93.3119
|  | 1.352 | 93.312
|  | 1.353 | 93.3122
|  | 1.354 | 93.3124
|  | 1.355 | 93.3126
|  | 1.356 | 93.3127
|  | 1.357 | 93.3129
|  | 1.358 | 93.3131
|  | 1.359 | 93.3133
|  | 1.36 | 93.3134
|  | 1.361 | 93.3136
|  | 1.362 | 93.3138
|  | 1.363 | 93.314
|  | 1.364 | 93.3141
|  | 1.365 | 93.3143
|  | 1.366 | 93.3145
|  | 1.367 | 93.3147
|  | 1.368 | 93.3149
|  | 1.369 | 93.315
|  | 1.37 | 93.3152
|  | 1.371 | 93.3154
|  | 1.372 | 93.3156
|  | 1.373 | 93.3158
|  | 1.374 | 93.3159
|  | 1.375 | 93.3161
|  | 1.376 | 93.3163
|  | 1.377 | 93.3165
|  | 1.378 | 93.3167
|  | 1.379 | 93.3169
|  | 1.38 | 93.3171
|  | 1.381 | 93.3172
|  | 1.382 | 93.3174
|  | 1.383 | 93.3176
|  | 1.384 | 93.3178
|  | 1.385 | 93.318
|  | 1.386 | 93.3182
|  | 1.387 | 93.3184
|  | 1.388 | 93.3186
|  | 1.389 | 93.3188
|  | 1.39 | 93.319
|  | 1.391 | 93.3191
|  | 1.392 | 93.3193
|  | 1.393 | 93.3195
|  | 1.394 | 93.3197
|  | 1.395 | 93.3199
|  | 1.396 | 93.3201
|  | 1.397 | 93.3203
|  | 1.398 | 93.3205
|  | 1.399 | 93.3207
|  | 1.4 | 93.3209
|  | 1.401 | 93.3211
|  | 1.402 | 93.3213
|  | 1.403 | 93.3215
|  | 1.404 | 93.3217
|  | 1.405 | 93.3219
|  | 1.406 | 93.3221
|  | 1.407 | 93.3223
|  | 1.408 | 93.3225
|  | 1.409 | 93.3227
|  | 1.41 | 93.3229
|  | 1.411 | 93.3231
|  | 1.412 | 93.3233
|  | 1.413 | 93.3235
|  | 1.414 | 93.3237
|  | 1.415 | 93.3239
|  | 1.416 | 93.3241
|  | 1.417 | 93.3243
|  | 1.418 | 93.3245
|  | 1.419 | 93.3247
|  | 1.42 | 93.3249
|  | 1.421 | 93.3251
|  | 1.422 | 93.3253
|  | 1.423 | 93.3256
|  | 1.424 | 93.3258
|  | 1.425 | 93.326
|  | 1.426 | 93.3262
|  | 1.427 | 93.3264
|  | 1.428 | 93.3266
|  | 1.429 | 93.3268
|  | 1.43 | 93.327
|  | 1.431 | 93.3272
|  | 1.432 | 93.3274
|  | 1.433 | 93.3276
|  | 1.434 | 93.3279
|  | 1.435 | 93.3281
|  | 1.436 | 93.3283
|  | 1.437 | 93.3285
|  | 1.438 | 93.3287
|  | 1.439 | 93.3289
|  | 1.44 | 93.3291
|  | 1.441 | 93.3294
|  | 1.442 | 93.3296
|  | 1.443 | 93.3298
|  | 1.444 | 93.33
|  | 1.445 | 93.3302
|  | 1.446 | 93.3304
|  | 1.447 | 93.3307
|  | 1.448 | 93.3309
|  | 1.449 | 93.3311
|  | 1.45 | 93.3313
|  | 1.451 | 93.3315
|  | 1.452 | 93.3317
|  | 1.453 | 93.332
|  | 1.454 | 93.3322
|  | 1.455 | 93.3324
|  | 1.456 | 93.3326
|  | 1.457 | 93.3329
|  | 1.458 | 93.3331
|  | 1.459 | 93.3333
|  | 1.46 | 93.3335
|  | 1.461 | 93.3337
|  | 1.462 | 93.334
|  | 1.463 | 93.3342
|  | 1.464 | 93.3344
|  | 1.465 | 93.3346
|  | 1.466 | 93.3349
|  | 1.467 | 93.3351
|  | 1.468 | 93.3353
|  | 1.469 | 93.3355
|  | 1.47 | 93.3358
|  | 1.471 | 93.336
|  | 1.472 | 93.3362
|  | 1.473 | 93.3364
|  | 1.474 | 93.3367
|  | 1.475 | 93.3369
|  | 1.476 | 93.3371
|  | 1.477 | 93.3374
|  | 1.478 | 93.3376
|  | 1.479 | 93.3378
|  | 1.48 | 93.338
|  | 1.481 | 93.3383
|  | 1.482 | 93.3385
|  | 1.483 | 93.3387
|  | 1.484 | 93.339
|  | 1.485 | 93.3392
|  | 1.486 | 93.3394
|  | 1.487 | 93.3397
|  | 1.488 | 93.3399
|  | 1.489 | 93.3401
|  | 1.49 | 93.3404
|  | 1.491 | 93.3406
|  | 1.492 | 93.3408
|  | 1.493 | 93.3411
|  | 1.494 | 93.3413
|  | 1.495 | 93.3415
|  | 1.496 | 93.3418
|  | 1.497 | 93.342
|  | 1.498 | 93.3422
|  | 1.499 | 93.3425
|  | 1.5 | 93.3427
|  | 1.501 | 93.3429
|  | 1.502 | 93.3432
|  | 1.503 | 93.3434
|  | 1.504 | 93.3436
|  | 1.505 | 93.3439
|  | 1.506 | 93.3441
|  | 1.507 | 93.3444
|  | 1.508 | 93.3446
|  | 1.509 | 93.3448
|  | 1.51 | 93.3451
|  | 1.511 | 93.3453
|  | 1.512 | 93.3455
|  | 1.513 | 93.3458
|  | 1.514 | 93.346
|  | 1.515 | 93.3463
|  | 1.516 | 93.3465
|  | 1.517 | 93.3468
|  | 1.518 | 93.347
|  | 1.519 | 93.3472
|  | 1.52 | 93.3475
|  | 1.521 | 93.3477
|  | 1.522 | 93.348
|  | 1.523 | 93.3482
|  | 1.524 | 93.3484
|  | 1.525 | 93.3487
|  | 1.526 | 93.3489
|  | 1.527 | 93.3492
|  | 1.528 | 93.3494
|  | 1.529 | 93.3497
|  | 1.53 | 93.3499
|  | 1.531 | 93.3501
|  | 1.532 | 93.3504
|  | 1.533 | 93.3506
|  | 1.534 | 93.3509
|  | 1.535 | 93.3511
|  | 1.536 | 93.3514
|  | 1.537 | 93.3516
|  | 1.538 | 93.3519
|  | 1.539 | 93.3521
|  | 1.54 | 93.3524
|  | 1.541 | 93.3526
|  | 1.542 | 93.3529
|  | 1.543 | 93.3531
|  | 1.544 | 93.3533
|  | 1.545 | 93.3536
|  | 1.546 | 93.3538
|  | 1.547 | 93.3541
|  | 1.548 | 93.3543
|  | 1.549 | 93.3546
|  | 1.55 | 93.3548
|  | 1.551 | 93.3551
|  | 1.552 | 93.3553
|  | 1.553 | 93.3556
|  | 1.554 | 93.3558
|  | 1.555 | 93.3561
|  | 1.556 | 93.3563
|  | 1.557 | 93.3566
|  | 1.558 | 93.3568
|  | 1.559 | 93.3571
|  | 1.56 | 93.3573
|  | 1.561 | 93.3576
|  | 1.562 | 93.3578
|  | 1.563 | 93.3581
|  | 1.564 | 93.3583
|  | 1.565 | 93.3586
|  | 1.566 | 93.3588
|  | 1.567 | 93.3591
|  | 1.568 | 93.3593
|  | 1.569 | 93.3596
|  | 1.57 | 93.3599
|  | 1.571 | 93.3601
|  | 1.572 | 93.3604
|  | 1.573 | 93.3606
|  | 1.574 | 93.3609
|  | 1.575 | 93.3611
|  | 1.576 | 93.3614
|  | 1.577 | 93.3616
|  | 1.578 | 93.3619
|  | 1.579 | 93.3621
|  | 1.58 | 93.3624
|  | 1.581 | 93.3626
|  | 1.582 | 93.3629
|  | 1.583 | 93.3632
|  | 1.584 | 93.3634
|  | 1.585 | 93.3637
|  | 1.586 | 93.3639
|  | 1.587 | 93.3642
|  | 1.588 | 93.3644
|  | 1.589 | 93.3647
|  | 1.59 | 93.3649
|  | 1.591 | 93.3652
|  | 1.592 | 93.3655
|  | 1.593 | 93.3657
|  | 1.594 | 93.366
|  | 1.595 | 93.3662
|  | 1.596 | 93.3665
|  | 1.597 | 93.3667
|  | 1.598 | 93.367
|  | 1.599 | 93.3673
|  | 1.6 | 93.3675
|  | 1.601 | 93.3678
|  | 1.602 | 93.368
|  | 1.603 | 93.3683
|  | 1.604 | 93.3685
|  | 1.605 | 93.3688
|  | 1.606 | 93.3691
|  | 1.607 | 93.3693
|  | 1.608 | 93.3696
|  | 1.609 | 93.3698
|  | 1.61 | 93.3701
|  | 1.611 | 93.3704
|  | 1.612 | 93.3706
|  | 1.613 | 93.3709
|  | 1.614 | 93.3711
|  | 1.615 | 93.3714
|  | 1.616 | 93.3716
|  | 1.617 | 93.3719
|  | 1.618 | 93.3722
|  | 1.619 | 93.3724
|  | 1.62 | 93.3727
|  | 1.621 | 93.3729
|  | 1.622 | 93.3732
|  | 1.623 | 93.3735
|  | 1.624 | 93.3737
|  | 1.625 | 93.374
|  | 1.626 | 93.3742
|  | 1.627 | 93.3745
|  | 1.628 | 93.3748
|  | 1.629 | 93.375
|  | 1.63 | 93.3753
|  | 1.631 | 93.3756
|  | 1.632 | 93.3758
|  | 1.633 | 93.3761
|  | 1.634 | 93.3763
|  | 1.635 | 93.3766
|  | 1.636 | 93.3769
|  | 1.637 | 93.3771
|  | 1.638 | 93.3774
|  | 1.639 | 93.3776
|  | 1.64 | 93.3779
|  | 1.641 | 93.3782
|  | 1.642 | 93.3784
|  | 1.643 | 93.3787
|  | 1.644 | 93.3789
|  | 1.645 | 93.3792
|  | 1.646 | 93.3795
|  | 1.647 | 93.3797
|  | 1.648 | 93.38
|  | 1.649 | 93.3803
|  | 1.65 | 93.3805
|  | 1.651 | 93.3808
|  | 1.652 | 93.381
|  | 1.653 | 93.3813
|  | 1.654 | 93.3816
|  | 1.655 | 93.3818
|  | 1.656 | 93.3821
|  | 1.657 | 93.3824
|  | 1.658 | 93.3826
|  | 1.659 | 93.3829
|  | 1.66 | 93.3831
|  | 1.661 | 93.3834
|  | 1.662 | 93.3837
|  | 1.663 | 93.3839
|  | 1.664 | 93.3842
|  | 1.665 | 93.3845
|  | 1.666 | 93.3847
|  | 1.667 | 93.385
|  | 1.668 | 93.3853
|  | 1.669 | 93.3855
|  | 1.67 | 93.3858
|  | 1.671 | 93.386
|  | 1.672 | 93.3863
|  | 1.673 | 93.3866
|  | 1.674 | 93.3868
|  | 1.675 | 93.3871
|  | 1.676 | 93.3874
|  | 1.677 | 93.3876
|  | 1.678 | 93.3879
|  | 1.679 | 93.3882
|  | 1.68 | 93.3884
|  | 1.681 | 93.3887
|  | 1.682 | 93.3889
|  | 1.683 | 93.3892
|  | 1.684 | 93.3895
|  | 1.685 | 93.3897
|  | 1.686 | 93.39
|  | 1.687 | 93.3903
|  | 1.688 | 93.3905
|  | 1.689 | 93.3908
|  | 1.69 | 93.3911
|  | 1.691 | 93.3913
|  | 1.692 | 93.3916
|  | 1.693 | 93.3918
|  | 1.694 | 93.3921
|  | 1.695 | 93.3924
|  | 1.696 | 93.3926
|  | 1.697 | 93.3929
|  | 1.698 | 93.3932
|  | 1.699 | 93.3934
|  | 1.7 | 93.3937
|  | 1.701 | 93.394
|  | 1.702 | 93.3942
|  | 1.703 | 93.3945
|  | 1.704 | 93.3947
|  | 1.705 | 93.395
|  | 1.706 | 93.3953
|  | 1.707 | 93.3955
|  | 1.708 | 93.3958
|  | 1.709 | 93.3961
|  | 1.71 | 93.3963
|  | 1.711 | 93.3966
|  | 1.712 | 93.3968
|  | 1.713 | 93.3971
|  | 1.714 | 93.3974
|  | 1.715 | 93.3976
|  | 1.716 | 93.3979
|  | 1.717 | 93.3982
|  | 1.718 | 93.3984
|  | 1.719 | 93.3987
|  | 1.72 | 93.399
|  | 1.721 | 93.3992
|  | 1.722 | 93.3995
|  | 1.723 | 93.3997
|  | 1.724 | 93.4
|  | 1.725 | 93.4003
|  | 1.726 | 93.4005
|  | 1.727 | 93.4008
|  | 1.728 | 93.4011
|  | 1.729 | 93.4013
|  | 1.73 | 93.4016
|  | 1.731 | 93.4018
|  | 1.732 | 93.4021
|  | 1.733 | 93.4024
|  | 1.734 | 93.4026
|  | 1.735 | 93.4029
|  | 1.736 | 93.4032
|  | 1.737 | 93.4034
|  | 1.738 | 93.4037
|  | 1.739 | 93.4039
|  | 1.74 | 93.4042
|  | 1.741 | 93.4045
|  | 1.742 | 93.4047
|  | 1.743 | 93.405
|  | 1.744 | 93.4053
|  | 1.745 | 93.4055
|  | 1.746 | 93.4058
|  | 1.747 | 93.406
|  | 1.748 | 93.4063
|  | 1.749 | 93.4066
|  | 1.75 | 93.4068
|  | 1.751 | 93.4071
|  | 1.752 | 93.4074
|  | 1.753 | 93.4076
|  | 1.754 | 93.4079
|  | 1.755 | 93.4081
|  | 1.756 | 93.4084
|  | 1.757 | 93.4087
|  | 1.758 | 93.4089
|  | 1.759 | 93.4092
|  | 1.76 | 93.4094
|  | 1.761 | 93.4097
|  | 1.762 | 93.41
|  | 1.763 | 93.4102
|  | 1.764 | 93.4105
|  | 1.765 | 93.4107
|  | 1.766 | 93.411
|  | 1.767 | 93.4113
|  | 1.768 | 93.4115
|  | 1.769 | 93.4118
|  | 1.77 | 93.412
|  | 1.771 | 93.4123
|  | 1.772 | 93.4126
|  | 1.773 | 93.4128
|  | 1.774 | 93.4131
|  | 1.775 | 93.4133
|  | 1.776 | 93.4136
|  | 1.777 | 93.4139
|  | 1.778 | 93.4141
|  | 1.779 | 93.4144
|  | 1.78 | 93.4146
|  | 1.781 | 93.4149
|  | 1.782 | 93.4151
|  | 1.783 | 93.4154
|  | 1.784 | 93.4157
|  | 1.785 | 93.4159
|  | 1.786 | 93.4162
|  | 1.787 | 93.4164
|  | 1.788 | 93.4167
|  | 1.789 | 93.417
|  | 1.79 | 93.4172
|  | 1.791 | 93.4175
|  | 1.792 | 93.4177
|  | 1.793 | 93.418
|  | 1.794 | 93.4182
|  | 1.795 | 93.4185
|  | 1.796 | 93.4188
|  | 1.797 | 93.419
|  | 1.798 | 93.4193
|  | 1.799 | 93.4195
|  | 1.8 | 93.4198
|  | 1.801 | 93.42
|  | 1.802 | 93.4203
|  | 1.803 | 93.4205
|  | 1.804 | 93.4208
|  | 1.805 | 93.4211
|  | 1.806 | 93.4213
|  | 1.807 | 93.4216
|  | 1.808 | 93.4218
|  | 1.809 | 93.4221
|  | 1.81 | 93.4223
|  | 1.811 | 93.4226
|  | 1.812 | 93.4228
|  | 1.813 | 93.4231
|  | 1.814 | 93.4234
|  | 1.815 | 93.4236
|  | 1.816 | 93.4239
|  | 1.817 | 93.4241
|  | 1.818 | 93.4244
|  | 1.819 | 93.4246
|  | 1.82 | 93.4249
|  | 1.821 | 93.4251
|  | 1.822 | 93.4254
|  | 1.823 | 93.4256
|  | 1.824 | 93.4259
|  | 1.825 | 93.4261
|  | 1.826 | 93.4264
|  | 1.827 | 93.4266
|  | 1.828 | 93.4269
|  | 1.829 | 93.4271
|  | 1.83 | 93.4274
|  | 1.831 | 93.4277
|  | 1.832 | 93.4279
|  | 1.833 | 93.4282
|  | 1.834 | 93.4284
|  | 1.835 | 93.4287
|  | 1.836 | 93.4289
|  | 1.837 | 93.4292
|  | 1.838 | 93.4294
|  | 1.839 | 93.4297
|  | 1.84 | 93.4299
|  | 1.841 | 93.4302
|  | 1.842 | 93.4304
|  | 1.843 | 93.4307
|  | 1.844 | 93.4309
|  | 1.845 | 93.4312
|  | 1.846 | 93.4314
|  | 1.847 | 93.4316
|  | 1.848 | 93.4319
|  | 1.849 | 93.4321
|  | 1.85 | 93.4324
|  | 1.851 | 93.4326
|  | 1.852 | 93.4329
|  | 1.853 | 93.4331
|  | 1.854 | 93.4334
|  | 1.855 | 93.4336
|  | 1.856 | 93.4339
|  | 1.857 | 93.4341
|  | 1.858 | 93.4344
|  | 1.859 | 93.4346
|  | 1.86 | 93.4349
|  | 1.861 | 93.4351
|  | 1.862 | 93.4354
|  | 1.863 | 93.4356
|  | 1.864 | 93.4358
|  | 1.865 | 93.4361
|  | 1.866 | 93.4363
|  | 1.867 | 93.4366
|  | 1.868 | 93.4368
|  | 1.869 | 93.4371
|  | 1.87 | 93.4373
|  | 1.871 | 93.4376
|  | 1.872 | 93.4378
|  | 1.873 | 93.438
|  | 1.874 | 93.4383
|  | 1.875 | 93.4385
|  | 1.876 | 93.4388
|  | 1.877 | 93.439
|  | 1.878 | 93.4393
|  | 1.879 | 93.4395
|  | 1.88 | 93.4397
|  | 1.881 | 93.44
|  | 1.882 | 93.4402
|  | 1.883 | 93.4405
|  | 1.884 | 93.4407
|  | 1.885 | 93.4409
|  | 1.886 | 93.4412
|  | 1.887 | 93.4414
|  | 1.888 | 93.4417
|  | 1.889 | 93.4419
|  | 1.89 | 93.4421
|  | 1.891 | 93.4424
|  | 1.892 | 93.4426
|  | 1.893 | 93.4429
|  | 1.894 | 93.4431
|  | 1.895 | 93.4433
|  | 1.896 | 93.4436
|  | 1.897 | 93.4438
|  | 1.898 | 93.4441
|  | 1.899 | 93.4443
|  | 1.9 | 93.4445
|  | 1.901 | 93.4448
|  | 1.902 | 93.445
|  | 1.903 | 93.4452
|  | 1.904 | 93.4455
|  | 1.905 | 93.4457
|  | 1.906 | 93.4459
|  | 1.907 | 93.4462
|  | 1.908 | 93.4464
|  | 1.909 | 93.4466
|  | 1.91 | 93.4469
|  | 1.911 | 93.4471
|  | 1.912 | 93.4473
|  | 1.913 | 93.4476
|  | 1.914 | 93.4478
|  | 1.915 | 93.4481
|  | 1.916 | 93.4483
|  | 1.917 | 93.4485
|  | 1.918 | 93.4487
|  | 1.919 | 93.449
|  | 1.92 | 93.4492
|  | 1.921 | 93.4494
|  | 1.922 | 93.4497
|  | 1.923 | 93.4499
|  | 1.924 | 93.4501
|  | 1.925 | 93.4504
|  | 1.926 | 93.4506
|  | 1.927 | 93.4508
|  | 1.928 | 93.4511
|  | 1.929 | 93.4513
|  | 1.93 | 93.4515
|  | 1.931 | 93.4517
|  | 1.932 | 93.452
|  | 1.933 | 93.4522
|  | 1.934 | 93.4524
|  | 1.935 | 93.4527
|  | 1.936 | 93.4529
|  | 1.937 | 93.4531
|  | 1.938 | 93.4533
|  | 1.939 | 93.4536
|  | 1.94 | 93.4538
|  | 1.941 | 93.454
|  | 1.942 | 93.4542
|  | 1.943 | 93.4545
|  | 1.944 | 93.4547
|  | 1.945 | 93.4549
|  | 1.946 | 93.4551
|  | 1.947 | 93.4554
|  | 1.948 | 93.4556
|  | 1.949 | 93.4558
|  | 1.95 | 93.456
|  | 1.951 | 93.4563
|  | 1.952 | 93.4565
|  | 1.953 | 93.4567
|  | 1.954 | 93.4569
|  | 1.955 | 93.4572
|  | 1.956 | 93.4574
|  | 1.957 | 93.4576
|  | 1.958 | 93.4578
|  | 1.959 | 93.458
|  | 1.96 | 93.4583
|  | 1.961 | 93.4585
|  | 1.962 | 93.4587
|  | 1.963 | 93.4589
|  | 1.964 | 93.4591
|  | 1.965 | 93.4594
|  | 1.966 | 93.4596
|  | 1.967 | 93.4598
|  | 1.968 | 93.46
|  | 1.969 | 93.4602
|  | 1.97 | 93.4605
|  | 1.971 | 93.4607
|  | 1.972 | 93.4609
|  | 1.973 | 93.4611
|  | 1.974 | 93.4613
|  | 1.975 | 93.4615
|  | 1.976 | 93.4618
|  | 1.977 | 93.462
|  | 1.978 | 93.4622
|  | 1.979 | 93.4624
|  | 1.98 | 93.4626
|  | 1.981 | 93.4628
|  | 1.982 | 93.463
|  | 1.983 | 93.4633
|  | 1.984 | 93.4635
|  | 1.985 | 93.4637
|  | 1.986 | 93.4639
|  | 1.987 | 93.4641
|  | 1.988 | 93.4643
|  | 1.989 | 93.4645
|  | 1.99 | 93.4647
|  | 1.991 | 93.4649
|  | 1.992 | 93.4652
|  | 1.993 | 93.4654
|  | 1.994 | 93.4656
|  | 1.995 | 93.4658
|  | 1.996 | 93.466
|  | 1.997 | 93.4662
|  | 1.998 | 93.4664
|  | 1.999 | 93.4666
|  | 2 | 93.4668
|  | 2.001 | 93.467
|  | 2.002 | 93.4672
|  | 2.003 | 93.4675
|  | 2.004 | 93.4677
|  | 2.005 | 93.4679
|  | 2.006 | 93.4681
|  | 2.007 | 93.4683
|  | 2.008 | 93.4685
|  | 2.009 | 93.4687
|  | 2.01 | 93.4689
|  | 2.011 | 93.4691
|  | 2.012 | 93.4693
|  | 2.013 | 93.4695
|  | 2.014 | 93.4697
|  | 2.015 | 93.4699
|  | 2.016 | 93.4701
|  | 2.017 | 93.4703
|  | 2.018 | 93.4705
|  | 2.019 | 93.4707
|  | 2.02 | 93.4709
|  | 2.021 | 93.4711
|  | 2.022 | 93.4713
|  | 2.023 | 93.4715
|  | 2.024 | 93.4717
|  | 2.025 | 93.4719
|  | 2.026 | 93.4721
|  | 2.027 | 93.4723
|  | 2.028 | 93.4725
|  | 2.029 | 93.4727
|  | 2.03 | 93.4729
|  | 2.031 | 93.4731
|  | 2.032 | 93.4733
|  | 2.033 | 93.4735
|  | 2.034 | 93.4737
|  | 2.035 | 93.4739
|  | 2.036 | 93.4741
|  | 2.037 | 93.4743
|  | 2.038 | 93.4745
|  | 2.039 | 93.4747
|  | 2.04 | 93.4749
|  | 2.041 | 93.4751
|  | 2.042 | 93.4752
|  | 2.043 | 93.4754
|  | 2.044 | 93.4756
|  | 2.045 | 93.4758
|  | 2.046 | 93.476
|  | 2.047 | 93.4762
|  | 2.048 | 93.4764
|  | 2.049 | 93.4766
|  | 2.05 | 93.4768
|  | 2.051 | 93.477
|  | 2.052 | 93.4772
|  | 2.053 | 93.4773
|  | 2.054 | 93.4775
|  | 2.055 | 93.4777
|  | 2.056 | 93.4779
|  | 2.057 | 93.4781
|  | 2.058 | 93.4783
|  | 2.059 | 93.4785
|  | 2.06 | 93.4787
|  | 2.061 | 93.4788
|  | 2.062 | 93.479
|  | 2.063 | 93.4792
|  | 2.064 | 93.4794
|  | 2.065 | 93.4796
|  | 2.066 | 93.4798
|  | 2.067 | 93.4799
|  | 2.068 | 93.4801
|  | 2.069 | 93.4803
|  | 2.07 | 93.4805
|  | 2.071 | 93.4807
|  | 2.072 | 93.4809
|  | 2.073 | 93.481
|  | 2.074 | 93.4812
|  | 2.075 | 93.4814
|  | 2.076 | 93.4816
|  | 2.077 | 93.4818
|  | 2.078 | 93.4819
|  | 2.079 | 93.4821
|  | 2.08 | 93.4823
|  | 2.081 | 93.4825
|  | 2.082 | 93.4826
|  | 2.083 | 93.4828
|  | 2.084 | 93.483
|  | 2.085 | 93.4832
|  | 2.086 | 93.4834
|  | 2.087 | 93.4835
|  | 2.088 | 93.4837
|  | 2.089 | 93.4839
|  | 2.09 | 93.4841
|  | 2.091 | 93.4842
|  | 2.092 | 93.4844
|  | 2.093 | 93.4846
|  | 2.094 | 93.4847
|  | 2.095 | 93.4849
|  | 2.096 | 93.4851
|  | 2.097 | 93.4853
|  | 2.098 | 93.4854
|  | 2.099 | 93.4856
|  | 2.1 | 93.4858
|  | 2.101 | 93.4859
|  | 2.102 | 93.4861
|  | 2.103 | 93.4863
|  | 2.104 | 93.4865
|  | 2.105 | 93.4866
|  | 2.106 | 93.4868
|  | 2.107 | 93.487
|  | 2.108 | 93.4871
|  | 2.109 | 93.4873
|  | 2.11 | 93.4875
|  | 2.111 | 93.4876
|  | 2.112 | 93.4878
|  | 2.113 | 93.4879
|  | 2.114 | 93.4881
|  | 2.115 | 93.4883
|  | 2.116 | 93.4884
|  | 2.117 | 93.4886
|  | 2.118 | 93.4888
|  | 2.119 | 93.4889
|  | 2.12 | 93.4891
|  | 2.121 | 93.4893
|  | 2.122 | 93.4894
|  | 2.123 | 93.4896
|  | 2.124 | 93.4897
|  | 2.125 | 93.4899
|  | 2.126 | 93.4901
|  | 2.127 | 93.4902
|  | 2.128 | 93.4904
|  | 2.129 | 93.4905
|  | 2.13 | 93.4907
|  | 2.131 | 93.4908
|  | 2.132 | 93.491
|  | 2.133 | 93.4912
|  | 2.134 | 93.4913
|  | 2.135 | 93.4915
|  | 2.136 | 93.4916
|  | 2.137 | 93.4918
|  | 2.138 | 93.4919
|  | 2.139 | 93.4921
|  | 2.14 | 93.4922
|  | 2.141 | 93.4924
|  | 2.142 | 93.4925
|  | 2.143 | 93.4927
|  | 2.144 | 93.4928
|  | 2.145 | 93.493
|  | 2.146 | 93.4931
|  | 2.147 | 93.4933
|  | 2.148 | 93.4934
|  | 2.149 | 93.4936
|  | 2.15 | 93.4937
|  | 2.151 | 93.4939
|  | 2.152 | 93.494
|  | 2.153 | 93.4942
|  | 2.154 | 93.4943
|  | 2.155 | 93.4945
|  | 2.156 | 93.4946
|  | 2.157 | 93.4948
|  | 2.158 | 93.4949
|  | 2.159 | 93.4951
|  | 2.16 | 93.4952
|  | 2.161 | 93.4953
|  | 2.162 | 93.4955
|  | 2.163 | 93.4956
|  | 2.164 | 93.4958
|  | 2.165 | 93.4959
|  | 2.166 | 93.4961
|  | 2.167 | 93.4962
|  | 2.168 | 93.4963
|  | 2.169 | 93.4965
|  | 2.17 | 93.4966
|  | 2.171 | 93.4968
|  | 2.172 | 93.4969
|  | 2.173 | 93.497
|  | 2.174 | 93.4972
|  | 2.175 | 93.4973
|  | 2.176 | 93.4974
|  | 2.177 | 93.4976
|  | 2.178 | 93.4977
|  | 2.179 | 93.4979
|  | 2.18 | 93.498
|  | 2.181 | 93.4981
|  | 2.182 | 93.4983
|  | 2.183 | 93.4984
|  | 2.184 | 93.4985
|  | 2.185 | 93.4987
|  | 2.186 | 93.4988
|  | 2.187 | 93.4989
|  | 2.188 | 93.4991
|  | 2.189 | 93.4992
|  | 2.19 | 93.4993
|  | 2.191 | 93.4994
|  | 2.192 | 93.4996
|  | 2.193 | 93.4997
|  | 2.194 | 93.4998
|  | 2.195 | 93.5
|  | 2.196 | 93.5001
|  | 2.197 | 93.5002
|  | 2.198 | 93.5003
|  | 2.199 | 93.5005
|  | 2.2 | 93.5006
|  | 2.201 | 93.5007
|  | 2.202 | 93.5008
|  | 2.203 | 93.501
|  | 2.204 | 93.5011
|  | 2.205 | 93.5012
|  | 2.206 | 93.5013
|  | 2.207 | 93.5015
|  | 2.208 | 93.5016
|  | 2.209 | 93.5017
|  | 2.21 | 93.5018
|  | 2.211 | 93.5019
|  | 2.212 | 93.5021
|  | 2.213 | 93.5022
|  | 2.214 | 93.5023
|  | 2.215 | 93.5024
|  | 2.216 | 93.5025
|  | 2.217 | 93.5027
|  | 2.218 | 93.5028
|  | 2.219 | 93.5029
|  | 2.22 | 93.503
|  | 2.221 | 93.5031
|  | 2.222 | 93.5032
|  | 2.223 | 93.5033
|  | 2.224 | 93.5035
|  | 2.225 | 93.5036
|  | 2.226 | 93.5037
|  | 2.227 | 93.5038
|  | 2.228 | 93.5039
|  | 2.229 | 93.504
|  | 2.23 | 93.5041
|  | 2.231 | 93.5042
|  | 2.232 | 93.5044
|  | 2.233 | 93.5045
|  | 2.234 | 93.5046
|  | 2.235 | 93.5047
|  | 2.236 | 93.5048
|  | 2.237 | 93.5049
|  | 2.238 | 93.505
|  | 2.239 | 93.5051
|  | 2.24 | 93.5052
|  | 2.241 | 93.5053
|  | 2.242 | 93.5054
|  | 2.243 | 93.5055
|  | 2.244 | 93.5056
|  | 2.245 | 93.5057
|  | 2.246 | 93.5058
|  | 2.247 | 93.5059
|  | 2.248 | 93.506
|  | 2.249 | 93.5061
|  | 2.25 | 93.5063
|  | 2.251 | 93.5064
|  | 2.252 | 93.5065
|  | 2.253 | 93.5066
|  | 2.254 | 93.5067
|  | 2.255 | 93.5067
|  | 2.256 | 93.5068
|  | 2.257 | 93.5069
|  | 2.258 | 93.507
|  | 2.259 | 93.5071
|  | 2.26 | 93.5072
|  | 2.261 | 93.5073
|  | 2.262 | 93.5074
|  | 2.263 | 93.5075
|  | 2.264 | 93.5076
|  | 2.265 | 93.5077
|  | 2.266 | 93.5078
|  | 2.267 | 93.5079
|  | 2.268 | 93.508
|  | 2.269 | 93.5081
|  | 2.27 | 93.5082
|  | 2.271 | 93.5083
|  | 2.272 | 93.5083
|  | 2.273 | 93.5084
|  | 2.274 | 93.5085
|  | 2.275 | 93.5086
|  | 2.276 | 93.5087
|  | 2.277 | 93.5088
|  | 2.278 | 93.5089
|  | 2.279 | 93.509
|  | 2.28 | 93.509
|  | 2.281 | 93.5091
|  | 2.282 | 93.5092
|  | 2.283 | 93.5093
|  | 2.284 | 93.5094
|  | 2.285 | 93.5095
|  | 2.286 | 93.5096
|  | 2.287 | 93.5096
|  | 2.288 | 93.5097
|  | 2.289 | 93.5098
|  | 2.29 | 93.5099
|  | 2.291 | 93.51
|  | 2.292 | 93.51
|  | 2.293 | 93.5101
|  | 2.294 | 93.5102
|  | 2.295 | 93.5103
|  | 2.296 | 93.5104
|  | 2.297 | 93.5104
|  | 2.298 | 93.5105
|  | 2.299 | 93.5106
|  | 2.3 | 93.5107
|  | 2.301 | 93.5107
|  | 2.302 | 93.5108
|  | 2.303 | 93.5109
|  | 2.304 | 93.511
|  | 2.305 | 93.511
|  | 2.306 | 93.5111
|  | 2.307 | 93.5112
|  | 2.308 | 93.5112
|  | 2.309 | 93.5113
|  | 2.31 | 93.5114
|  | 2.311 | 93.5115
|  | 2.312 | 93.5115
|  | 2.313 | 93.5116
|  | 2.314 | 93.5117
|  | 2.315 | 93.5117
|  | 2.316 | 93.5118
|  | 2.317 | 93.5119
|  | 2.318 | 93.5119
|  | 2.319 | 93.512
|  | 2.32 | 93.5121
|  | 2.321 | 93.5121
|  | 2.322 | 93.5122
|  | 2.323 | 93.5122
|  | 2.324 | 93.5123
|  | 2.325 | 93.5124
|  | 2.326 | 93.5124
|  | 2.327 | 93.5125
|  | 2.328 | 93.5126
|  | 2.329 | 93.5126
|  | 2.33 | 93.5127
|  | 2.331 | 93.5127
|  | 2.332 | 93.5128
|  | 2.333 | 93.5129
|  | 2.334 | 93.5129
|  | 2.335 | 93.513
|  | 2.336 | 93.513
|  | 2.337 | 93.5131
|  | 2.338 | 93.5131
|  | 2.339 | 93.5132
|  | 2.34 | 93.5132
|  | 2.341 | 93.5133
|  | 2.342 | 93.5133
|  | 2.343 | 93.5134
|  | 2.344 | 93.5135
|  | 2.345 | 93.5135
|  | 2.346 | 93.5136
|  | 2.347 | 93.5136
|  | 2.348 | 93.5137
|  | 2.349 | 93.5137
|  | 2.35 | 93.5138
|  | 2.351 | 93.5138
|  | 2.352 | 93.5139
|  | 2.353 | 93.5139
|  | 2.354 | 93.5139
|  | 2.355 | 93.514
|  | 2.356 | 93.514
|  | 2.357 | 93.5141
|  | 2.358 | 93.5141
|  | 2.359 | 93.5142
|  | 2.36 | 93.5142
|  | 2.361 | 93.5143
|  | 2.362 | 93.5143
|  | 2.363 | 93.5143
|  | 2.364 | 93.5144
|  | 2.365 | 93.5144
|  | 2.366 | 93.5145
|  | 2.367 | 93.5145
|  | 2.368 | 93.5145
|  | 2.369 | 93.5146
|  | 2.37 | 93.5146
|  | 2.371 | 93.5147
|  | 2.372 | 93.5147
|  | 2.373 | 93.5147
|  | 2.374 | 93.5148
|  | 2.375 | 93.5148
|  | 2.376 | 93.5148
|  | 2.377 | 93.5149
|  | 2.378 | 93.5149
|  | 2.379 | 93.5149
|  | 2.38 | 93.515
|  | 2.381 | 93.515
|  | 2.382 | 93.515
|  | 2.383 | 93.5151
|  | 2.384 | 93.5151
|  | 2.385 | 93.5151
|  | 2.386 | 93.5151
|  | 2.387 | 93.5152
|  | 2.388 | 93.5152
|  | 2.389 | 93.5152
|  | 2.39 | 93.5153
|  | 2.391 | 93.5153
|  | 2.392 | 93.5153
|  | 2.393 | 93.5153
|  | 2.394 | 93.5154
|  | 2.395 | 93.5154
|  | 2.396 | 93.5154
|  | 2.397 | 93.5154
|  | 2.398 | 93.5155
|  | 2.399 | 93.5155
|  | 2.4 | 93.5155
|  | 2.401 | 93.5155
|  | 2.402 | 93.5155
|  | 2.403 | 93.5156
|  | 2.404 | 93.5156
|  | 2.405 | 93.5156
|  | 2.406 | 93.5156
|  | 2.407 | 93.5156
|  | 2.408 | 93.5156
|  | 2.409 | 93.5157
|  | 2.41 | 93.5157
|  | 2.411 | 93.5157
|  | 2.412 | 93.5157
|  | 2.413 | 93.5157
|  | 2.414 | 93.5157
|  | 2.415 | 93.5157
|  | 2.416 | 93.5158
|  | 2.417 | 93.5158
|  | 2.418 | 93.5158
|  | 2.419 | 93.5158
|  | 2.42 | 93.5158
|  | 2.421 | 93.5158
|  | 2.422 | 93.5158
|  | 2.423 | 93.5158
|  | 2.424 | 93.5158
|  | 2.425 | 93.5158
|  | 2.426 | 93.5158
|  | 2.427 | 93.5159
|  | 2.428 | 93.5159
|  | 2.429 | 93.5159
|  | 2.43 | 93.5159
|  | 2.431 | 93.5159
|  | 2.432 | 93.5159
|  | 2.433 | 93.5159
|  | 2.434 | 93.5159
|  | 2.435 | 93.5159
|  | 2.436 | 93.5159
|  | 2.437 | 93.5159
|  | 2.438 | 93.5159
|  | 2.439 | 93.5159
|  | 2.44 | 93.5159
|  | 2.441 | 93.5159
|  | 2.442 | 93.5159
|  | 2.443 | 93.5159
|  | 2.444 | 93.5159
|  | 2.445 | 93.5159
|  | 2.446 | 93.5159
|  | 2.447 | 93.5159
|  | 2.448 | 93.5158
|  | 2.449 | 93.5158
|  | 2.45 | 93.5158
|  | 2.451 | 93.5158
|  | 2.452 | 93.5158
|  | 2.453 | 93.5158
|  | 2.454 | 93.5158
|  | 2.455 | 93.5158
|  | 2.456 | 93.5158
|  | 2.457 | 93.5158
|  | 2.458 | 93.5158
|  | 2.459 | 93.5157
|  | 2.46 | 93.5157
|  | 2.461 | 93.5157
|  | 2.462 | 93.5157
|  | 2.463 | 93.5157
|  | 2.464 | 93.5157
|  | 2.465 | 93.5157
|  | 2.466 | 93.5156
|  | 2.467 | 93.5156
|  | 2.468 | 93.5156
|  | 2.469 | 93.5156
|  | 2.47 | 93.5156
|  | 2.471 | 93.5156
|  | 2.472 | 93.5155
|  | 2.473 | 93.5155
|  | 2.474 | 93.5155
|  | 2.475 | 93.5155
|  | 2.476 | 93.5154
|  | 2.477 | 93.5154
|  | 2.478 | 93.5154
|  | 2.479 | 93.5154
|  | 2.48 | 93.5154
|  | 2.481 | 93.5153
|  | 2.482 | 93.5153
|  | 2.483 | 93.5153
|  | 2.484 | 93.5152
|  | 2.485 | 93.5152
|  | 2.486 | 93.5152
|  | 2.487 | 93.5152
|  | 2.488 | 93.5151
|  | 2.489 | 93.5151
|  | 2.49 | 93.5151
|  | 2.491 | 93.515
|  | 2.492 | 93.515
|  | 2.493 | 93.515
|  | 2.494 | 93.5149
|  | 2.495 | 93.5149
|  | 2.496 | 93.5149
|  | 2.497 | 93.5148
|  | 2.498 | 93.5148
|  | 2.499 | 93.5148
|  | 2.5 | 93.5147
|  | 2.501 | 93.5147
|  | 2.502 | 93.5147
|  | 2.503 | 93.5146
|  | 2.504 | 93.5146
|  | 2.505 | 93.5146
|  | 2.506 | 93.5145
|  | 2.507 | 93.5145
|  | 2.508 | 93.5144
|  | 2.509 | 93.5144
|  | 2.51 | 93.5143
|  | 2.511 | 93.5143
|  | 2.512 | 93.5143
|  | 2.513 | 93.5142
|  | 2.514 | 93.5142
|  | 2.515 | 93.5141
|  | 2.516 | 93.5141
|  | 2.517 | 93.514
|  | 2.518 | 93.514
|  | 2.519 | 93.5139
|  | 2.52 | 93.5139
|  | 2.521 | 93.5138
|  | 2.522 | 93.5138
|  | 2.523 | 93.5138
|  | 2.524 | 93.5137
|  | 2.525 | 93.5137
|  | 2.526 | 93.5136
|  | 2.527 | 93.5135
|  | 2.528 | 93.5135
|  | 2.529 | 93.5134
|  | 2.53 | 93.5134
|  | 2.531 | 93.5133
|  | 2.532 | 93.5133
|  | 2.533 | 93.5132
|  | 2.534 | 93.5132
|  | 2.535 | 93.5131
|  | 2.536 | 93.5131
|  | 2.537 | 93.513
|  | 2.538 | 93.5129
|  | 2.539 | 93.5129
|  | 2.54 | 93.5128
|  | 2.541 | 93.5128
|  | 2.542 | 93.5127
|  | 2.543 | 93.5126
|  | 2.544 | 93.5126
|  | 2.545 | 93.5125
|  | 2.546 | 93.5124
|  | 2.547 | 93.5124
|  | 2.548 | 93.5123
|  | 2.549 | 93.5123
|  | 2.55 | 93.5122
|  | 2.551 | 93.5121
|  | 2.552 | 93.5121
|  | 2.553 | 93.512
|  | 2.554 | 93.5119
|  | 2.555 | 93.5119
|  | 2.556 | 93.5118
|  | 2.557 | 93.5117
|  | 2.558 | 93.5116
|  | 2.559 | 93.5116
|  | 2.56 | 93.5115
|  | 2.561 | 93.5114
|  | 2.562 | 93.5114
|  | 2.563 | 93.5113
|  | 2.564 | 93.5112
|  | 2.565 | 93.5111
|  | 2.566 | 93.5111
|  | 2.567 | 93.511
|  | 2.568 | 93.5109
|  | 2.569 | 93.5108
|  | 2.57 | 93.5108
|  | 2.571 | 93.5107
|  | 2.572 | 93.5106
|  | 2.573 | 93.5105
|  | 2.574 | 93.5104
|  | 2.575 | 93.5104
|  | 2.576 | 93.5103
|  | 2.577 | 93.5102
|  | 2.578 | 93.5101
|  | 2.579 | 93.51
|  | 2.58 | 93.51
|  | 2.581 | 93.5099
|  | 2.582 | 93.5098
|  | 2.583 | 93.5097
|  | 2.584 | 93.5096
|  | 2.585 | 93.5095
|  | 2.586 | 93.5094
|  | 2.587 | 93.5094
|  | 2.588 | 93.5093
|  | 2.589 | 93.5092
|  | 2.59 | 93.5091
|  | 2.591 | 93.509
|  | 2.592 | 93.5089
|  | 2.593 | 93.5088
|  | 2.594 | 93.5087
|  | 2.595 | 93.5086
|  | 2.596 | 93.5085
|  | 2.597 | 93.5084
|  | 2.598 | 93.5084
|  | 2.599 | 93.5083
|  | 2.6 | 93.5082
|  | 2.6095 | 93.5072
|  | 2.6195 | 93.5062
|  | 2.6297 | 93.5051
|  | 2.6396 | 93.5039
|  | 2.6495 | 93.5027
|  | 2.6594 | 93.5014
|  | 2.6696 | 93.5001
|  | 2.6795 | 93.4987
|  | 2.6895 | 93.4972
|  | 2.6996 | 93.4957
|  | 2.7095 | 93.4941
|  | 2.7194 | 93.4925
|  | 2.7296 | 93.4908
|  | 2.7395 | 93.489
|  | 2.7494 | 93.4872
|  | 2.7595 | 93.4853
|  | 2.7694 | 93.4834
|  | 2.7795 | 93.4814
|  | 2.7894 | 93.4794
|  | 2.7995 | 93.4772
|  | 2.8094 | 93.4751
|  | 2.8195 | 93.4728
|  | 2.8294 | 93.4705
|  | 2.8395 | 93.4682
|  | 2.8493 | 93.4658
|  | 2.8594 | 93.4633
|  | 2.8695 | 93.4607
|  | 2.8793 | 93.4582
|  | 2.8894 | 93.4555
|  | 2.8992 | 93.4529
|  | 2.9093 | 93.4501
|  | 2.9194 | 93.4473
|  | 2.9292 | 93.4444
|  | 2.9393 | 93.4415
|  | 2.9493 | 93.4385
|  | 2.9594 | 93.4354
|  | 2.9692 | 93.4324
|  | 2.9792 | 93.4292
|  | 2.9893 | 93.426
|  | 2.9993 | 93.4227
|  | 3.0093 | 93.4194
|  | 3.0194 | 93.416
|  | 3.0294 | 93.4125
|  | 3.0391 | 93.4091
|  | 3.0492 | 93.4056
|  | 3.0592 | 93.402
|  | 3.0692 | 93.3983
|  | 3.0792 | 93.3946
|  | 3.0892 | 93.3908
|  | 3.0991 | 93.387
|  | 3.1091 | 93.3832
|  | 3.1191 | 93.3793
|  | 3.1291 | 93.3753
|  | 3.1393 | 93.3712
|  | 3.1493 | 93.3671
|  | 3.1592 | 93.363
|  | 3.1692 | 93.3589
|  | 3.1791 | 93.3547
|  | 3.1891 | 93.3504
|  | 3.1993 | 93.346
|  | 3.2092 | 93.3417
|  | 3.2191 | 93.3373
|  | 3.229 | 93.3328
|  | 3.2392 | 93.3282
|  | 3.2491 | 93.3237
|  | 3.259 | 93.3192
|  | 3.2692 | 93.3144
|  | 3.2791 | 93.3098
|  | 3.289 | 93.3051
|  | 3.2991 | 93.3002
|  | 3.309 | 93.2954
|  | 3.3191 | 93.2905
|  | 3.329 | 93.2856
|  | 3.3391 | 93.2806
|  | 3.349 | 93.2756
|  | 3.3591 | 93.2705
|  | 3.3689 | 93.2655
|  | 3.379 | 93.2603
|  | 3.3891 | 93.255
|  | 3.399 | 93.2499
|  | 3.409 | 93.2446
|  | 3.4191 | 93.2392
|  | 3.4289 | 93.234
|  | 3.439 | 93.2286
|  | 3.449 | 93.2231
|  | 3.4588 | 93.2178
|  | 3.4689 | 93.2122
|  | 3.4789 | 93.2067
|  | 3.489 | 93.2011
|  | 3.499 | 93.1954
|  | 3.509 | 93.1898
|  | 3.519 | 93.1841
|  | 3.529 | 93.1784
|  | 3.5388 | 93.1727
|  | 3.5488 | 93.167
|  | 3.5588 | 93.1611
|  | 3.5688 | 93.1553
|  | 3.579 | 93.1493
|  | 3.589 | 93.1434
|  | 3.5989 | 93.1374
|  | 3.6089 | 93.1315
|  | 3.6189 | 93.1255
|  | 3.6288 | 93.1195
|  | 3.6387 | 93.1135
|  | 3.6489 | 93.1073
|  | 3.6589 | 93.1012
|  | 3.6688 | 93.0951
|  | 3.6787 | 93.089
|  | 3.6889 | 93.0826
|  | 3.6988 | 93.0765
|  | 3.7087 | 93.0703
|  | 3.7188 | 93.0639
|  | 3.7287 | 93.0577
|  | 3.7388 | 93.0513
|  | 3.7487 | 93.045
|  | 3.7588 | 93.0386
|  | 3.7687 | 93.0323
|  | 3.7788 | 93.0258
|  | 3.7886 | 93.0194
|  | 3.7987 | 93.0129
|  | 3.8088 | 93.0064
|  | 3.8186 | 93
|  | 3.8287 | 92.9935
|  | 3.8388 | 92.9869
|  | 3.8486 | 92.9805
|  | 3.8586 | 92.9739
|  | 3.8687 | 92.9673
|  | 3.8787 | 92.9606
|  | 3.8888 | 92.954
|  | 3.8985 | 92.9475
|  | 3.9085 | 92.9409
|  | 3.9185 | 92.9342
|  | 3.9285 | 92.9276
|  | 3.9385 | 92.9209
|  | 3.9485 | 92.9142
|  | 3.9585 | 92.9075
|  | 3.9685 | 92.9008
|  | 3.9787 | 92.894
|  | 3.9887 | 92.8873
|  | 3.9986 | 92.8805
|  | 4.0086 | 92.8738
|  | 4.0185 | 92.8671
|  | 4.0287 | 92.8602
|  | 4.0386 | 92.8535
|  | 4.0485 | 92.8468
|  | 4.0584 | 92.8401
|  | 4.0686 | 92.8332
|  | 4.0785 | 92.8265
|  | 4.0886 | 92.8196
|  | 4.0985 | 92.8129
|  | 4.1086 | 92.806
|  | 4.1184 | 92.7993
|  | 4.1286 | 92.7925
|  | 4.1384 | 92.7858
|  | 4.1485 | 92.7789
|  | 4.1586 | 92.7721
|  | 4.1684 | 92.7654
|  | 4.1785 | 92.7586
|  | 4.1885 | 92.7517
|  | 4.1983 | 92.7451
|  | 4.2083 | 92.7383
|  | 4.2184 | 92.7315
|  | 4.2284 | 92.7247
|  | 4.2384 | 92.7179
|  | 4.2484 | 92.7111
|  | 4.2584 | 92.7044
|  | 4.2684 | 92.6976
|  | 4.2784 | 92.6909
|  | 4.2884 | 92.6842
|  | 4.2983 | 92.6775
|  | 4.3083 | 92.6708
|  | 4.3182 | 92.6641
|  | 4.3284 | 92.6573
|  | 4.3384 | 92.6506
|  | 4.3483 | 92.644
|  | 4.3582 | 92.6374
|  | 4.3684 | 92.6306
|  | 4.3783 | 92.624
|  | 4.3884 | 92.6173
|  | 4.3983 | 92.6108
|  | 4.4084 | 92.6041
|  | 4.4183 | 92.5976
|  | 4.4284 | 92.591
|  | 4.4382 | 92.5845
|  | 4.4483 | 92.5779
|  | 4.4584 | 92.5714
|  | 4.4682 | 92.565
|  | 4.4782 | 92.5585
|  | 4.4883 | 92.552
|  | 4.4983 | 92.5455
|  | 4.5081 | 92.5392
|  | 4.5181 | 92.5328
|  | 4.5281 | 92.5264
|  | 4.5381 | 92.52
|  | 4.5481 | 92.5137
|  | 4.5581 | 92.5074
|  | 4.5681 | 92.5011
|  | 4.5783 | 92.4947
|  | 4.5882 | 92.4885
|  | 4.5982 | 92.4823
|  | 4.6081 | 92.4761
|  | 4.618 | 92.47
|  | 4.6282 | 92.4638
|  | 4.6381 | 92.4577
|  | 4.648 | 92.4517
|  | 4.6581 | 92.4455
|  | 4.668 | 92.4395
|  | 4.6781 | 92.4335
|  | 4.688 | 92.4276
|  | 4.6981 | 92.4215
|  | 4.7081 | 92.4156
|  | 4.718 | 92.4098
|  | 4.728 | 92.4039
|  | 4.7381 | 92.398
|  | 4.7481 | 92.3922
|  | 4.7581 | 92.3864
|  | 4.7679 | 92.3808
|  | 4.7779 | 92.375
|  | 4.7879 | 92.3694
|  | 4.7979 | 92.3637
|  | 4.8079 | 92.3581
|  | 4.8181 | 92.3524
|  | 4.828 | 92.3469
|  | 4.838 | 92.3414
|  | 4.8479 | 92.336
|  | 4.8578 | 92.3306
|  | 4.868 | 92.3251
|  | 4.8779 | 92.3198
|  | 4.888 | 92.3144
|  | 4.8979 | 92.3092
|  | 4.908 | 92.3039
|  | 4.9179 | 92.2987
|  | 4.928 | 92.2935
|  | 4.9378 | 92.2884
|  | 4.9479 | 92.2833
|  | 4.9579 | 92.2782
|  | 4.968 | 92.2732
|  | 4.978 | 92.2682
|  | 4.9878 | 92.2633
|  | 4.9978 | 92.2584
|  | 5.0078 | 92.2536
|  | 5.0176 | 92.2488
|  | 5.0282 | 92.2438
|  | 5.038 | 92.2391
|  | 5.0478 | 92.2345
|  | 5.0576 | 92.23
|  | 5.0682 | 92.2251
|  | 5.078 | 92.2206
|  | 5.0878 | 92.2162
|  | 5.0976 | 92.2118
|  | 5.1074 | 92.2074
|  | 5.118 | 92.2028
|  | 5.1278 | 92.1985
|  | 5.1376 | 92.1943
|  | 5.1474 | 92.1901
|  | 5.158 | 92.1857
|  | 5.1678 | 92.1816
|  | 5.1776 | 92.1776
|  | 5.1874 | 92.1736
|  | 5.1979 | 92.1693
|  | 5.2077 | 92.1654
|  | 5.2175 | 92.1616
|  | 5.2273 | 92.1578
|  | 5.2379 | 92.1537
|  | 5.2477 | 92.15
|  | 5.2575 | 92.1463
|  | 5.268 | 92.1424
|  | 5.2778 | 92.1388
|  | 5.2876 | 92.1353
|  | 5.2974 | 92.1318
|  | 5.3079 | 92.1281
|  | 5.3177 | 92.1248
|  | 5.3275 | 92.1214
|  | 5.3373 | 92.1181
|  | 5.3478 | 92.1146
|  | 5.3576 | 92.1114
|  | 5.3674 | 92.1083
|  | 5.3779 | 92.105
|  | 5.3877 | 92.1019
|  | 5.3975 | 92.0989
|  | 5.4072 | 92.096
|  | 5.4178 | 92.0929
|  | 5.4275 | 92.09
|  | 5.4373 | 92.0872
|  | 5.4478 | 92.0842
|  | 5.4576 | 92.0815
|  | 5.4674 | 92.0789
|  | 5.4771 | 92.0763
|  | 5.4877 | 92.0735
|  | 5.4974 | 92.071
|  | 5.5072 | 92.0686
|  | 5.5177 | 92.066
|  | 5.5275 | 92.0636
|  | 5.5372 | 92.0613
|  | 5.5477 | 92.0589
|  | 5.5575 | 92.0567
|  | 5.5673 | 92.0545
|  | 5.5778 | 92.0522
|  | 5.5875 | 92.0502
|  | 5.5973 | 92.0482
|  | 5.6078 | 92.0461
|  | 5.6175 | 92.0442
|  | 5.6273 | 92.0423
|  | 5.637 | 92.0405
|  | 5.6475 | 92.0386
|  | 5.6573 | 92.0369
|  | 5.667 | 92.0352
|  | 5.6775 | 92.0335
|  | 5.6873 | 92.0319
|  | 5.697 | 92.0304
|  | 5.7075 | 92.0288
|  | 5.7172 | 92.0274
|  | 5.727 | 92.026
|  | 5.7375 | 92.0246
|  | 5.7472 | 92.0233
|  | 5.7577 | 92.022
|  | 5.7674 | 92.0208
|  | 5.7771 | 92.0197
|  | 5.7876 | 92.0185
|  | 5.7974 | 92.0175
|  | 5.8071 | 92.0165
|  | 5.8176 | 92.0155
|  | 5.8273 | 92.0146
|  | 5.837 | 92.0137
|  | 5.8475 | 92.0129
|  | 5.8572 | 92.0121
|  | 5.8669 | 92.0114
|  | 5.8774 | 92.0107
|  | 5.8871 | 92.0101
|  | 5.8976 | 92.0095
|  | 5.9073 | 92.0089
|  | 5.917 | 92.0085
|  | 5.9275 | 92.008
|  | 5.9372 | 92.0076
|  | 5.9469 | 92.0073
|  | 5.9574 | 92.0069
|  | 5.9671 | 92.0067
|  | 5.9775 | 92.0064
|  | 5.9872 | 92.0063
|  | 5.9969 | 92.0061
|  | 6.0074 | 92.0061
|  | 6.0171 | 92.006
|  | 6.0268 | 92.006
|  | 6.0372 | 92.0061
|  | 6.0469 | 92.0061
|  | 6.0574 | 92.0063
|  | 6.0671 | 92.0064
|  | 6.0768 | 92.0066
|  | 6.0872 | 92.0069
|  | 6.0969 | 92.0072
|  | 6.1073 | 92.0075
|  | 6.117 | 92.0079
|  | 6.1267 | 92.0083
|  | 6.1372 | 92.0088
|  | 6.1468 | 92.0093
|  | 6.1573 | 92.0098
|  | 6.167 | 92.0104
|  | 6.1774 | 92.011
|  | 6.1871 | 92.0116
|  | 6.1967 | 92.0123
|  | 6.2072 | 92.013
|  | 6.2168 | 92.0137
|  | 6.2273 | 92.0146
|  | 6.2369 | 92.0154
|  | 6.2466 | 92.0162
|  | 6.257 | 92.0171
|  | 6.2667 | 92.018
|  | 6.2771 | 92.019
|  | 6.2868 | 92.02
|  | 6.2972 | 92.021
|  | 6.3069 | 92.0221
|  | 6.3173 | 92.0232
|  | 6.3269 | 92.0243
|  | 6.3366 | 92.0254
|  | 6.347 | 92.0266
|  | 6.3566 | 92.0277
|  | 6.367 | 92.029
|  | 6.3767 | 92.0302
|  | 6.3871 | 92.0316
|  | 6.3967 | 92.0328
|  | 6.4071 | 92.0342
|  | 6.4168 | 92.0355
|  | 6.4272 | 92.037
|  | 6.4368 | 92.0383
|  | 6.4465 | 92.0397
|  | 6.4569 | 92.0412
|  | 6.4665 | 92.0426
|  | 6.4769 | 92.0442
|  | 6.4865 | 92.0457
|  | 6.4969 | 92.0473
|  | 6.5065 | 92.0487
|  | 6.5169 | 92.0504
|  | 6.5266 | 92.0519
|  | 6.5369 | 92.0536
|  | 6.5466 | 92.0551
|  | 6.5569 | 92.0568
|  | 6.5666 | 92.0584
|  | 6.5769 | 92.0602
|  | 6.5866 | 92.0618
|  | 6.5969 | 92.0635
|  | 6.6066 | 92.0652
|  | 6.6169 | 92.067
|  | 6.6265 | 92.0686
|  | 6.6369 | 92.0704
|  | 6.6465 | 92.0721
|  | 6.6569 | 92.0739
|  | 6.6665 | 92.0756
|  | 6.6768 | 92.0774
|  | 6.6864 | 92.0791
|  | 6.6968 | 92.081
|  | 6.7064 | 92.0827
|  | 6.7168 | 92.0845
|  | 6.7264 | 92.0862
|  | 6.7367 | 92.088
|  | 6.7463 | 92.0898
|  | 6.7566 | 92.0916
|  | 6.7663 | 92.0933
|  | 6.7766 | 92.0951
|  | 6.7869 | 92.097
|  | 6.7965 | 92.0987
|  | 6.8069 | 92.1005
|  | 6.8164 | 92.1022
|  | 6.8268 | 92.104
|  | 6.8364 | 92.1056
|  | 6.8467 | 92.1074
|  | 6.8563 | 92.1091
|  | 6.8666 | 92.1108
|  | 6.8762 | 92.1125
|  | 6.8865 | 92.1142
|  | 6.8968 | 92.1159
|  | 6.9064 | 92.1175
|  | 6.9167 | 92.1192
|  | 6.9263 | 92.1207
|  | 6.9366 | 92.1224
|  | 6.9462 | 92.1239
|  | 6.9565 | 92.1255
|  | 6.9668 | 92.1271
|  | 6.9764 | 92.1285
|  | 6.9867 | 92.13
|  | 6.9962 | 92.1314
|  | 7.0065 | 92.1329
|  | 7.0161 | 92.1343
|  | 7.0264 | 92.1357
|  | 7.0367 | 92.1371
|  | 7.0463 | 92.1384
|  | 7.0566 | 92.1397
|  | 7.0661 | 92.1409
|  | 7.0764 | 92.1421
|  | 7.0867 | 92.1434
|  | 7.0962 | 92.1445
|  | 7.1065 | 92.1456
|  | 7.1161 | 92.1466
|  | 7.1264 | 92.1477
|  | 7.1366 | 92.1487
|  | 7.1462 | 92.1496
|  | 7.1565 | 92.1506
|  | 7.166 | 92.1514
|  | 7.1763 | 92.1522
|  | 7.1865 | 92.153
|  | 7.1961 | 92.1537
|  | 7.2063 | 92.1544
|  | 7.2166 | 92.155
|  | 7.2261 | 92.1556
|  | 7.2364 | 92.1561
|  | 7.2459 | 92.1565
|  | 7.2562 | 92.1569
|  | 7.2665 | 92.1573
|  | 7.276 | 92.1576
|  | 7.2862 | 92.1578
|  | 7.2965 | 92.158
|  | 7.306 | 92.158
|  | 7.3163 | 92.1581
|  | 7.3265 | 92.158
|  | 7.336 | 92.158
|  | 7.3463 | 92.1578
|  | 7.3565 | 92.1575
|  | 7.366 | 92.1572
|  | 7.3763 | 92.1569
|  | 7.3865 | 92.1564
|  | 7.396 | 92.1559
|  | 7.4062 | 92.1553
|  | 7.4165 | 92.1546
|  | 7.426 | 92.1538
|  | 7.4362 | 92.153
|  | 7.4464 | 92.152
|  | 7.4559 | 92.1511
|  | 7.4661 | 92.1499
|  | 7.4764 | 92.1487
|  | 7.4858 | 92.1475
|  | 7.4961 | 92.1461
|  | 7.5063 | 92.1446
|  | 7.5158 | 92.1432
|  | 7.526 | 92.1415
|  | 7.5362 | 92.1397
|  | 7.5457 | 92.138
|  | 7.5559 | 92.136
|  | 7.5661 | 92.1339
|  | 7.5763 | 92.1317
|  | 7.5858 | 92.1296
|  | 7.596 | 92.1272
|  | 7.6062 | 92.1247
|  | 7.6156 | 92.1223
|  | 7.6258 | 92.1195
|  | 7.636 | 92.1167
|  | 7.6462 | 92.1137
|  | 7.6557 | 92.1109
|  | 7.6659 | 92.1077
|  | 7.6761 | 92.1044
|  | 7.6862 | 92.101
|  | 7.6957 | 92.0977
|  | 7.7059 | 92.094
|  | 7.7161 | 92.0902
|  | 7.7262 | 92.0862
|  | 7.7357 | 92.0825
|  | 7.7459 | 92.0783
|  | 7.756 | 92.0739
|  | 7.7662 | 92.0695
|  | 7.7756 | 92.0652
|  | 7.7858 | 92.0604
|  | 7.796 | 92.0556
|  | 7.8061 | 92.0505
|  | 7.8156 | 92.0457
|  | 7.8257 | 92.0404
|  | 7.8359 | 92.035
|  | 7.846 | 92.0294
|  | 7.8555 | 92.024
|  | 7.8656 | 92.0181
|  | 7.8758 | 92.0121
|  | 7.8859 | 92.0058
|  | 7.8961 | 91.9995
|  | 7.9055 | 91.9934
|  | 7.9156 | 91.9867
|  | 7.9258 | 91.9799
|  | 7.9359 | 91.9728
|  | 7.946 | 91.9656
|  | 7.9555 | 91.9588
|  | 7.9656 | 91.9513
|  | 7.9757 | 91.9436
|  | 7.9859 | 91.9357
|  | 7.996 | 91.9277
|  | 8.0054 | 91.92
|  | 8.0155 | 91.9116
|  | 8.0256 | 91.9031
|  | 8.0358 | 91.8943
|  | 8.0459 | 91.8853
|  | 8.056 | 91.8762
|  | 8.0654 | 91.8675
|  | 8.0755 | 91.858
|  | 8.0856 | 91.8483
|  | 8.0957 | 91.8384
|  | 8.1058 | 91.8283
|  | 8.1159 | 91.818
|  | 8.1253 | 91.8083
|  | 8.1354 | 91.7976
|  | 8.1455 | 91.7867
|  | 8.1556 | 91.7756
|  | 8.1657 | 91.7643
|  | 8.1758 | 91.7528
|  | 8.1859 | 91.741
|  | 8.1952 | 91.7299
|  | 8.2053 | 91.7178
|  | 8.2154 | 91.7054
|  | 8.2255 | 91.6928
|  | 8.2356 | 91.68
|  | 8.2457 | 91.667
|  | 8.2557 | 91.6537
|  | 8.2658 | 91.6402
|  | 8.2752 | 91.6275
|  | 8.2852 | 91.6136
|  | 8.2953 | 91.5994
|  | 8.3054 | 91.585
|  | 8.3155 | 91.5703
|  | 8.3255 | 91.5554
|  | 8.3356 | 91.5403
|  | 8.3456 | 91.5249
|  | 8.3557 | 91.5093
|  | 8.3658 | 91.4934
|  | 8.3751 | 91.4785
|  | 8.3851 | 91.4621
|  | 8.3952 | 91.4455
|  | 8.4052 | 91.4287
|  | 8.4153 | 91.4116
|  | 8.4253 | 91.3942
|  | 8.4354 | 91.3765
|  | 8.4454 | 91.3586
|  | 8.4554 | 91.3405
|  | 8.4655 | 91.322
|  | 8.4755 | 91.3033
|  | 8.4856 | 91.2843
|  | 8.4956 | 91.2651
|  | 8.5056 | 91.2456
|  | 8.5156 | 91.2257
|  | 8.5257 | 91.2057
|  | 8.5357 | 91.1853
|  | 8.545 | 91.1661
|  | 8.555 | 91.1452
|  | 8.565 | 91.124
|  | 8.575 | 91.1025
|  | 8.585 | 91.0807
|  | 8.5951 | 91.0586
|  | 8.6051 | 91.0362
|  | 8.6151 | 91.0135
|  | 8.6251 | 90.9906
|  | 8.6351 | 90.9673
|  | 8.6451 | 90.9437
|  | 8.6551 | 90.9198
|  | 8.6651 | 90.8956
|  | 8.6751 | 90.8711
|  | 8.6851 | 90.8463
|  | 8.695 | 90.8211
|  | 8.705 | 90.7957
|  | 8.715 | 90.7699
|  | 8.725 | 90.7438
|  | 8.735 | 90.7174
|  | 8.745 | 90.6906
|  | 8.7549 | 90.6635
|  | 8.7649 | 90.6361
|  | 8.7749 | 90.6084
|  | 8.7849 | 90.5803
|  | 8.7948 | 90.5519
|  | 8.8048 | 90.5232
|  | 8.8155 | 90.492
|  | 8.8254 | 90.4626
|  | 8.8354 | 90.4328
|  | 8.8453 | 90.4026
|  | 8.8553 | 90.3722
|  | 8.8652 | 90.3413
|  | 8.8752 | 90.3101
|  | 8.8851 | 90.2786
|  | 8.8951 | 90.2467
|  | 8.905 | 90.2144
|  | 8.915 | 90.1818
|  | 8.9249 | 90.1488
|  | 8.9349 | 90.1155
|  | 8.9448 | 90.0818
|  | 8.9547 | 90.0477
|  | 8.9654 | 90.0107
|  | 8.9753 | 89.9759
|  | 8.9852 | 89.9406
|  | 8.9952 | 89.905
|  | 9.0051 | 89.869
|  | 9.015 | 89.8327
|  | 9.0249 | 89.7959
|  | 9.0348 | 89.7588
|  | 9.0448 | 89.7212
|  | 9.0547 | 89.6833
|  | 9.0653 | 89.6423
|  | 9.0752 | 89.6035
|  | 9.0851 | 89.5644
|  | 9.095 | 89.5248
|  | 9.1049 | 89.4849
|  | 9.1148 | 89.4446
|  | 9.1247 | 89.4038
|  | 9.1346 | 89.3627
|  | 9.1452 | 89.3181
|  | 9.1551 | 89.2761
|  | 9.165 | 89.2337
|  | 9.1749 | 89.1909
|  | 9.1847 | 89.1477
|  | 9.1946 | 89.104
|  | 9.2045 | 89.0599
|  | 9.2151 | 89.0122
|  | 9.225 | 88.9672
|  | 9.2348 | 88.9218
|  | 9.2447 | 88.876
|  | 9.2546 | 88.8297
|  | 9.2651 | 88.7797
|  | 9.275 | 88.7325
|  | 9.2849 | 88.6849
|  | 9.2947 | 88.6369
|  | 9.3046 | 88.5884
|  | 9.3144 | 88.5395
|  | 9.325 | 88.4865
|  | 9.3349 | 88.4367
|  | 9.3447 | 88.3864
|  | 9.3545 | 88.3356
|  | 9.3644 | 88.2844
|  | 9.3749 | 88.229
|  | 9.3848 | 88.1768
|  | 9.3946 | 88.1242
|  | 9.4044 | 88.0711
|  | 9.415 | 88.0137
|  | 9.4248 | 87.9596
|  | 9.4346 | 87.9051
|  | 9.4445 | 87.85
|  | 9.455 | 87.7906
|  | 9.4648 | 87.7346
|  | 9.4746 | 87.6781
|  | 9.4844 | 87.6212
|  | 9.495 | 87.5596
|  | 9.5048 | 87.5016
|  | 9.5146 | 87.4432
|  | 9.5244 | 87.3843
|  | 9.5349 | 87.3206
|  | 9.5447 | 87.2606
|  | 9.5545 | 87.2002
|  | 9.5643 | 87.1392
|  | 9.5748 | 87.0734
|  | 9.5846 | 87.0114
|  | 9.5944 | 86.9489
|  | 9.6049 | 86.8814
|  | 9.6146 | 86.8179
|  | 9.6244 | 86.7538
|  | 9.6342 | 86.6893
|  | 9.6447 | 86.6196
|  | 9.6545 | 86.5539
|  | 9.6642 | 86.4878
|  | 9.6747 | 86.4164
|  | 9.6845 | 86.3492
|  | 9.6942 | 86.2814
|  | 9.7047 | 86.2083
|  | 9.7145 | 86.1394
|  | 9.7242 | 86.0701
|  | 9.7347 | 85.9952
|  | 9.7444 | 85.9247
|  | 9.7542 | 85.8537
|  | 9.7646 | 85.777
|  | 9.7744 | 85.7049
|  | 9.7841 | 85.6323
|  | 9.7946 | 85.5538
|  | 9.8043 | 85.4801
|  | 9.8147 | 85.4004
|  | 9.8245 | 85.3255
|  | 9.8342 | 85.25
|  | 9.8446 | 85.1685
|  | 9.8544 | 85.0919
|  | 9.8641 | 85.0147
|  | 9.8745 | 84.9314
|  | 9.8842 | 84.8531
|  | 9.8947 | 84.7685
|  | 9.9044 | 84.689
|  | 9.9141 | 84.609
|  | 9.9245 | 84.5225
|  | 9.9342 | 84.4413
|  | 9.9446 | 84.3536
|  | 9.9543 | 84.2712
|  | 9.964 | 84.1882
|  | 9.9744 | 84.0986
|  | 9.9841 | 84.0144
|  | 9.9945 | 83.9235
|  | 10.0042 | 83.8381
|  | 10.0146 | 82.4482
|  | 10.0242 | 82.8163
|  | 10.0339 | 82.7979
|  | 10.0443 | 83.1392
|  | 10.054 | 82.0974
|  | 10.0644 | 81.9212
|  | 10.074 | 82.5225
|  | 10.0844 | 81.7823
|  | 10.0941 | 82.141
|  | 10.1044 | 81.1401
|  | 10.1141 | 81.2163
|  | 10.1244 | 81.1519
|  | 10.1341 | 81.8013
|  | 10.1444 | 81.1155
|  | 10.1541 | 81.5009
|  | 10.1644 | 80.9207
|  | 10.1741 | 81.1208
|  | 10.1844 | 81.1426
|  | 10.1941 | 80.3798
|  | 10.2044 | 80.0402
|  | 10.214 | 81.0673
|  | 10.2244 | 80.2554
|  | 10.234 | 79.8492
|  | 10.2443 | 79.2499
|  | 10.254 | 80.0716
|  | 10.2643 | 79.7428
|  | 10.2739 | 79.0274
|  | 10.2842 | 79.1256
|  | 10.2938 | 79.0608
|  | 10.3041 | 79.2071
|  | 10.3137 | 79.1225
|  | 10.324 | 79.0477
|  | 10.3343 | 79.3601
|  | 10.3439 | 78.3821
|  | 10.3542 | 78.414
|  | 10.3638 | 78.1695
|  | 10.3741 | 78.3286
|  | 10.3837 | 77.6954
|  | 10.394 | 77.9544
|  | 10.4043 | 77.7967
|  | 10.4139 | 77.2957
|  | 10.4241 | 77.7528
|  | 10.4337 | 77.4384
|  | 10.444 | 77.0413
|  | 10.4542 | 76.946
|  | 10.4638 | 76.6113
|  | 10.4741 | 76.5972
|  | 10.4836 | 76.2864
|  | 10.4939 | 76.4892
|  | 10.5041 | 75.5597
|  | 10.5137 | 75.6724
|  | 10.524 | 76.177
|  | 10.5342 | 75.595
|  | 10.5437 | 74.9423
|  | 10.554 | 75.2662
|  | 10.5642 | 75.0085
|  | 10.5738 | 75.4524
|  | 10.584 | 75.0813
|  | 10.5935 | 73.5978
|  | 10.6037 | 74.2268
|  | 10.614 | 74.0887
|  | 10.6242 | 74.1322
|  | 10.6337 | 73.1315
|  | 10.6439 | 74.1868
|  | 10.6541 | 73.606
|  | 10.6636 | 73.5876
|  | 10.6738 | 73.0849
|  | 10.684 | 73.0325
|  | 10.6936 | 72.1401
|  | 10.7038 | 72.6757
|  | 10.7139 | 72.7402
|  | 10.7234 | 72.5896
|  | 10.7336 | 72.7079
|  | 10.7438 | 71.7224
|  | 10.754 | 71.3941
|  | 10.7635 | 71.3318
|  | 10.7737 | 71.5384
|  | 10.7838 | 71.1391
|  | 10.794 | 71.4082
|  | 10.8035 | 71.1085
|  | 10.8136 | 71.1303
|  | 10.8238 | 70.7098
|  | 10.8339 | 70.2218
|  | 10.8434 | 69.9956
|  | 10.8536 | 69.8884
|  | 10.8637 | 69.4303
|  | 10.8739 | 69.5914
|  | 10.8833 | 69.7265
|  | 10.8935 | 69.9465
|  | 10.9036 | 68.8796
|  | 10.9137 | 69.3713
|  | 10.9238 | 68.8563
|  | 10.9333 | 68.5342
|  | 10.9434 | 68.9459
|  | 10.9535 | 67.7695
|  | 10.9637 | 67.4523
|  | 10.9738 | 67.6592
|  | 10.9839 | 67.6879
|  | 10.9933 | 66.9356
|  | 11.0034 | 66.4977
|  | 11.0135 | 66.918
|  | 11.0236 | 66.4488
|  | 11.0337 | 65.6669
|  | 11.0438 | 66.0929
|  | 11.0532 | 66.3299
|  | 11.0633 | 65.7364
|  | 11.0734 | 65.0862
|  | 11.0835 | 64.7611
|  | 11.0935 | 64.8545
|  | 11.1036 | 64.8403
|  | 11.1137 | 64.4471
|  | 11.1238 | 64.1299
|  | 11.1331 | 64.299
|  | 11.1432 | 63.6491
|  | 11.1533 | 63.2993
|  | 11.1633 | 63.0898
|  | 11.1734 | 63.4527
|  | 11.1834 | 63.3408
|  | 11.1935 | 62.1768
|  | 11.2035 | 61.9888
|  | 11.2136 | 62.12
|  | 11.2236 | 62.266
|  | 11.2336 | 61.6192
|  | 11.2437 | 61.3471
|  | 11.2537 | 60.8882
|  | 11.2637 | 61.4322
|  | 11.2731 | 60.4863
|  | 11.2831 | 60.1111
|  | 11.2931 | 60.0921
|  | 11.3031 | 59.9929
|  | 11.3131 | 59.4901
|  | 11.3231 | 59.3564
|  | 11.3331 | 59.2357
|  | 11.3431 | 58.8287
|  | 11.3531 | 58.7504
|  | 11.3631 | 57.9634
|  | 11.3731 | 58.0109
|  | 11.3831 | 57.2604
|  | 11.3931 | 56.8995
|  | 11.4031 | 56.9152
|  | 11.413 | 57.1014
|  | 11.423 | 56.0469
|  | 11.433 | 55.901
|  | 11.443 | 55.1288
|  | 11.4529 | 54.7344
|  | 11.4636 | 55.3928
|  | 11.4735 | 54.6414
|  | 11.4835 | 54.0212
|  | 11.4934 | 54.0448
|  | 11.5034 | 54.3201
|  | 11.5133 | 53.0087
|  | 11.5233 | 53.8296
|  | 11.5332 | 53.2725
|  | 11.5431 | 52.8317
|  | 11.5531 | 52.5393
|  | 11.563 | 52.6773
|  | 11.5729 | 51.8291
|  | 11.5829 | 51.0939
|  | 11.5934 | 50.8917
|  | 11.6034 | 50.9776
|  | 11.6133 | 51.0629
|  | 11.6232 | 50.2647
|  | 11.6331 | 49.6986
|  | 11.643 | 49.4137
|  | 11.6529 | 49.5287
|  | 11.6628 | 49.2326
|  | 11.6734 | 48.6606
|  | 11.6833 | 48.3999
|  | 11.6931 | 48.4213
|  | 11.703 | 47.8348
|  | 11.7129 | 47.8962
|  | 11.7228 | 47.069
|  | 11.7333 | 46.188
|  | 11.7432 | 46.7033
|  | 11.7531 | 46.145
|  | 11.7629 | 46.0361
|  | 11.7728 | 45.3572
|  | 11.7833 | 45.4821
|  | 11.7932 | 44.7461
|  | 11.803 | 44.4413
|  | 11.8129 | 44.4752
|  | 11.8227 | 44.08
|  | 11.8332 | 43.7939
|  | 11.8431 | 43.3483
|  | 11.8529 | 43.3104
|  | 11.8627 | 42.4297
|  | 11.8732 | 41.6963
|  | 11.8831 | 41.7491
|  | 11.8929 | 41.5394
|  | 11.9027 | 41.9733
|  | 11.9132 | 41.3567
|  | 11.923 | 40.9494
|  | 11.9328 | 40.5979
|  | 11.9426 | 40.4259
|  | 11.9531 | 39.9491
|  | 11.9629 | 40.2339
|  | 11.9727 | 39.2351
|  | 11.9831 | 38.9665
|  | 11.9929 | 38.4609
|  | 12.0027 | 38.4549
|  | 12.0131 | 37.1454
|  | 12.0229 | 37.7795
|  | 12.0327 | 38.0686
|  | 12.0431 | 37.2276
|  | 12.0529 | 36.3769
|  | 12.0626 | 36.6971
|  | 12.073 | 36.4138
|  | 12.0828 | 35.6948
|  | 12.0926 | 35.6898
|  | 12.103 | 34.4778
|  | 12.1127 | 34.7081
|  | 12.1225 | 33.8361
|  | 12.1329 | 33.4744
|  | 12.1426 | 33.7846
|  | 12.153 | 33.792
|  | 12.1627 | 32.6687
|  | 12.1724 | 32.2574
|  | 12.1828 | 31.6175
|  | 12.1925 | 32.1687
|  | 12.2029 | 31.6077
|  | 12.2126 | 31.2949
|  | 12.223 | 31.3445
|  | 12.2327 | 29.8447
|  | 12.2424 | 30.9829
|  | 12.2527 | 30.013
|  | 12.2624 | 29.1129
|  | 12.2728 | 29.6207
|  | 12.2825 | 28.517
|  | 12.2928 | 28.3586
|  | 12.3025 | 27.4449
|  | 12.3128 | 27.3277
|  | 12.3225 | 27.1746
|  | 12.3328 | 27.2403
|  | 12.3425 | 26.6613
|  | 12.3528 | 27.0744
|  | 12.3625 | 26.6175
|  | 12.3728 | 26.6996
|  | 12.3824 | 25.3831
|  | 12.3927 | 25.4051
|  | 12.4024 | 25.1346
|  | 12.4127 | 24.9318
|  | 12.4223 | 23.9262
|  | 12.4326 | 24.1961
|  | 12.4422 | 24.0519
|  | 12.4525 | 23.6633
|  | 12.4628 | 23.0287
|  | 12.4724 | 22.9206
|  | 12.4827 | 22.3534
|  | 12.4923 | 22.1165
|  | 12.5025 | 21.9712
|  | 12.5128 | 21.3112
|  | 12.5224 | 21.5674
|  | 12.5326 | 20.7784
|  | 12.5422 | 20.2364
|  | 12.5525 | 20.6989
|  | 12.5627 | 20.4596
|  | 12.5723 | 20.1488
|  | 12.5825 | 19.2683
|  | 12.5927 | 19.3256
|  | 12.6023 | 19.2233
|  | 12.6125 | 17.9255
|  | 12.6221 | 17.4531
|  | 12.6323 | 18.0705
|  | 12.6425 | 18.0508
|  | 12.6527 | 17.6302
|  | 12.6623 | 17.7853
|  | 12.6724 | 17.6258
|  | 12.6826 | 17.2769
|  | 12.6922 | 17.0021
|  | 12.7024 | 16.013
|  | 12.7125 | 15.8382
|  | 12.7221 | 15.6756
|  | 12.7322 | 16.0665
|  | 12.7424 | 15.1284
|  | 12.7526 | 15.7539
|  | 12.7621 | 15.3328
|  | 12.7722 | 15.1579
|  | 12.7824 | 15.2542
|  | 12.7925 | 14.4879
|  | 12.802 | 14.2126
|  | 12.8122 | 14.7775
|  | 12.8223 | 14.2138
|  | 12.8324 | 13.2875
|  | 12.8425 | 13.3797
|  | 12.852 | 13.5353
|  | 12.8621 | 13.2701
|  | 12.8723 | 13.2943
|  | 12.8824 | 12.5497
|  | 12.8925 | 12.9174
|  | 12.9019 | 12.7323
|  | 12.912 | 13.1877
|  | 12.9221 | 11.7542
|  | 12.9322 | 12.6324
|  | 12.9423 | 10.9194
|  | 12.9524 | 11.3956
|  | 12.9624 | 11.3856
|  | 12.9719 | 11.5861
|  | 12.982 | 10.2098
|  | 12.992 | 11.7857
|  | 13.0021 | 10.763
|  | 13.0121 | 10.7235
|  | 13.0222 | 10.6678
|  | 13.0322 | 9.5264
|  | 13.0423 | 9.8031
|  | 13.0523 | 10.1904
|  | 13.0623 | 9.7998
|  | 13.0724 | 9.6563
|  | 13.0818 | 9.0791
|  | 13.0918 | 9.1296
|  | 13.1018 | 9.8155
|  | 13.1118 | 8.8577
|  | 13.1218 | 8.788
|  | 13.1319 | 7.9855
|  | 13.1419 | 7.4555
|  | 13.1519 | 8.3561
|  | 13.1619 | 8.1208
|  | 13.1718 | 8.0695
|  | 13.1818 | 7.5694
|  | 13.1918 | 8.1119
|  | 13.2018 | 7.7174
|  | 13.2118 | 7.6155
|  | 13.2217 | 7.9813
|  | 13.2317 | 6.3854
|  | 13.2417 | 7.983
|  | 13.2522 | 6.8866
|  | 13.2622 | 6.9382
|  | 13.2721 | 5.8869
|  | 13.2821 | 6.6526
|  | 13.292 | 6.5296
|  | 13.302 | 6.5879
|  | 13.3119 | 5.848
|  | 13.3218 | 6.8519
|  | 13.3317 | 6.1468
|  | 13.3417 | 5.745
|  | 13.3516 | 5.3038
|  | 13.3621 | 6.4482
|  | 13.372 | 5.4958
|  | 13.3819 | 4.72
|  | 13.3918 | 4.6439
|  | 13.4017 | 4.5687
|  | 13.4116 | 4.4944
|  | 13.4221 | 4.4163
|  | 13.432 | 4.3437
|  | 13.4419 | 4.2719
|  | 13.4517 | 4.2009
|  | 13.4616 | 4.1308
|  | 13.4721 | 4.0572
|  | 13.482 | 3.9887
|  | 13.4918 | 3.9211
|  | 13.5017 | 3.8542
|  | 13.5115 | 3.7881
|  | 13.522 | 3.7188
|  | 13.5318 | 3.6544
|  | 13.5416 | 3.5907
|  | 13.5515 | 3.5279
|  | 13.5619 | 3.4619
|  | 13.5717 | 3.4006
|  | 13.5816 | 3.34
|  | 13.592 | 3.2765
|  | 13.6018 | 3.2175
|  | 13.6116 | 3.1592
|  | 13.6214 | 3.1017
|  | 13.6318 | 3.0414
|  | 13.6416 | 2.9854
|  | 13.6514 | 2.93
|  | 13.6618 | 2.872
|  | 13.6716 | 2.8182
|  | 13.6819 | 2.7618
|  | 13.6917 | 2.7093
|  | 13.7015 | 2.6576
|  | 13.7119 | 2.6034
|  | 13.7216 | 2.5531
|  | 13.7314 | 2.5035
|  | 13.7417 | 2.4515
|  | 13.7515 | 2.4032
|  | 13.7618 | 2.3527
|  | 13.7715 | 2.3058
|  | 13.7819 | 2.2567
|  | 13.7916 | 2.2111
|  | 13.8013 | 2.1662
|  | 13.8117 | 2.1191
|  | 13.8214 | 2.0755
|  | 13.8317 | 2.0298
|  | 13.8414 | 1.9875
|  | 13.8517 | 1.9431
|  | 13.8614 | 1.902
|  | 13.8717 | 1.859
|  | 13.8814 | 1.8192
|  | 13.8917 | 1.7775
|  | 13.9013 | 1.7388
|  | 13.9116 | 1.6984
|  | 13.9213 | 1.661
|  | 13.9316 | 1.6218
|  | 13.9412 | 1.5855
|  | 13.9515 | 1.5476
|  | 13.9617 | 1.5103
|  | 13.9714 | 1.4757
|  | 13.9816 | 1.4396
|  | 13.9912 | 1.4062
|  | 14.0015 | 1.3713
|  | 14.0117 | 1.3369
|  | 14.0213 | 1.3051
|  | 14.0316 | 1.272
|  | 14.0412 | 1.2413
|  | 14.0514 | 1.2092
|  | 14.0616 | 1.1777
|  | 14.0712 | 1.1486
|  | 14.0814 | 1.1181
|  | 14.0916 | 1.0883
|  | 14.1012 | 1.0607
|  | 14.1113 | 1.0319
|  | 14.1215 | 1.0036
|  | 14.1311 | 0.97751
|  | 14.1413 | 0.95027
|  | 14.1514 | 0.92355
|  | 14.1616 | 0.89734
|  | 14.1711 | 0.87313
|  | 14.1813 | 0.84791
|  | 14.1914 | 0.82317
|  | 14.2016 | 0.79893
|  | 14.2111 | 0.77656
|  | 14.2212 | 0.75326
|  | 14.2313 | 0.73043
|  | 14.2415 | 0.70807
|  | 14.251 | 0.68745
|  | 14.2611 | 0.66599
|  | 14.2712 | 0.64497
|  | 14.2813 | 0.62441
|  | 14.2914 | 0.60429
|  | 14.3015 | 0.5846
|  | 14.3109 | 0.56647
|  | 14.321 | 0.54761
|  | 14.3311 | 0.52918
|  | 14.3412 | 0.51116
|  | 14.3512 | 0.49355
|  | 14.3613 | 0.47635
|  | 14.3713 | 0.45954
|  | 14.3814 | 0.44313
|  | 14.3914 | 0.42711
|  | 14.4009 | 0.41238
|  | 14.4109 | 0.39709
|  | 14.4209 | 0.38218
|  | 14.431 | 0.36763
|  | 14.441 | 0.35345
|  | 14.451 | 0.33962
|  | 14.461 | 0.32615
|  | 14.471 | 0.31302
|  | 14.481 | 0.30023
|  | 14.491 | 0.28778
|  | 14.501 | 0.27566
|  | 14.5109 | 0.26387
|  | 14.5209 | 0.25239
|  | 14.5309 | 0.24123
|  | 14.5409 | 0.23039
|  | 14.5508 | 0.21984
|  | 14.5608 | 0.2096
|  | 14.5713 | 0.19907
|  | 14.5813 | 0.18943
|  | 14.5912 | 0.18007
|  | 14.6011 | 0.171
|  | 14.6111 | 0.16219
|  | 14.621 | 0.15366
|  | 14.6309 | 0.14539
|  | 14.6408 | 0.13738
|  | 14.6507 | 0.12962
|  | 14.6612 | 0.12168
|  | 14.6711 | 0.11443
|  | 14.681 | 0.10743
|  | 14.6909 | 0.10065
|  | 14.7008 | 0.094107
|  | 14.7107 | 0.087787
|  | 14.7211 | 0.081335
|  | 14.731 | 0.075463
|  | 14.7408 | 0.0698
|  | 14.7507 | 0.064343
|  | 14.7611 | 0.058782
|  | 14.771 | 0.053731
|  | 14.7808 | 0.048871
|  | 14.7906 | 0.044196
|  | 14.8011 | 0.039443
|  | 14.8109 | 0.035135
|  | 14.8207 | 0.030998
|  | 14.8311 | 0.026799
|  | 14.8409 | 0.022999
|  | 14.8507 | 0.019356
|  | 14.8611 | 0.015664
|  | 14.8709 | 0.012329
|  | 14.8807 | 0.0091364
|  | 14.891 | 0.005906
|  | 14.9008 | 0.0029919
|  | 14.9106 | 0.00020619
|  | 14.9209 | 0.0026086
|  | 14.9307 | 0.0051446
|  | 14.941 | 0.0077052
|  | 14.9507 | 0.010011
|  | 14.9605 | 0.012211
|  | 14.9708 | 0.014432
|  | 14.9805 | 0.01643
|  | 14.9908 | 0.018447
|  | 15.0006 | 0.020262
|  | 15.0109 | 0.022095
|  | 15.0206 | 0.023746
|  | 15.0308 | 0.025416
|  | 15.0405 | 0.026921
|  | 15.0508 | 0.028446
|  | 15.0605 | 0.029826
|  | 15.0708 | 0.031226
|  | 15.0804 | 0.032497
|  | 15.0907 | 0.033793
|  | 15.1009 | 0.035042
|  | 15.1106 | 0.036184
|  | 15.1208 | 0.037358
|  | 15.1305 | 0.038438
|  | 15.1407 | 0.039556
|  | 15.1509 | 0.040652
|  | 15.1605 | 0.041672
|  | 15.1707 | 0.04274
|  | 15.1803 | 0.043743
|  | 15.1905 | 0.044803
|  | 15.2007 | 0.045866
|  | 15.2103 | 0.046877
|  | 15.2205 | 0.047959
|  | 15.2306 | 0.049059
|  | 15.2408 | 0.050182
|  | 15.2504 | 0.051267
|  | 15.2605 | 0.052446
|  | 15.2707 | 0.053662
|  | 15.2808 | 0.05492
|  | 15.2903 | 0.05615
|  | 15.3005 | 0.057502
|  | 15.3106 | 0.058909
|  | 15.3207 | 0.060377
|  | 15.3302 | 0.061823
|  | 15.3403 | 0.063421
|  | 15.3504 | 0.065094
|  | 15.3605 | 0.066845
|  | 15.3706 | 0.06868
|  | 15.3806 | 0.070603
|  | 15.3907 | 0.072619
|  | 15.4002 | 0.074612
|  | 15.4103 | 0.076821
|  | 15.4203 | 0.079137
|  | 15.4304 | 0.081564
|  | 15.4404 | 0.084106
|  | 15.4504 | 0.086768
|  | 15.4604 | 0.089555
|  | 15.4705 | 0.09247
|  | 15.4805 | 0.095519
|  | 15.4905 | 0.098706
|  | 15.5005 | 0.10204
|  | 15.5105 | 0.10551
|  | 15.5204 | 0.10914
|  | 15.5304 | 0.11292
|  | 15.5404 | 0.11687
|  | 15.5504 | 0.12097
|  | 15.5603 | 0.12525
|  | 15.5703 | 0.1297
|  | 15.5802 | 0.13432
|  | 15.5902 | 0.13913
|  | 15.6001 | 0.14412
|  | 15.61 | 0.14931
|  | 15.6205 | 0.15499
|  | 15.6304 | 0.16058
|  | 15.6404 | 0.16637
|  | 15.6503 | 0.17237
|  | 15.6602 | 0.17858
|  | 15.6701 | 0.185
|  | 15.6805 | 0.19202
|  | 15.6904 | 0.1989
|  | 15.7002 | 0.20601
|  | 15.7101 | 0.21335
|  | 15.72 | 0.22093
|  | 15.7304 | 0.22918
|  | 15.7402 | 0.23726
|  | 15.7501 | 0.24558
|  | 15.7599 | 0.25416
|  | 15.7703 | 0.26349
|  | 15.7801 | 0.2726
|  | 15.7899 | 0.28197
|  | 15.8003 | 0.29215
|  | 15.8101 | 0.30208
|  | 15.8199 | 0.31229
|  | 15.8302 | 0.32336
|  | 15.84 | 0.33415
|  | 15.8503 | 0.34584
|  | 15.8601 | 0.35723
|  | 15.8699 | 0.3689
|  | 15.8802 | 0.38156
|  | 15.8899 | 0.39385
|  | 15.9002 | 0.40717
|  | 15.91 | 0.42011
|  | 15.9202 | 0.4341
|  | 15.93 | 0.44769
|  | 15.9402 | 0.46238
|  | 15.9499 | 0.47664
|  | 15.9602 | 0.49204
|  | 15.9699 | 0.50698
|  | 15.9801 | 0.52311
|  | 15.9898 | 0.53875
|  | 16 | 0.55563