## Transmission
Transmission of Barium Fluoride with 2 - 5 µm AR Coating
|  | Wavelength (µm) | Transmission (%)
|  | 20.0057 | 1e-06
|  | 19.9979 | 1e-06
|  | 19.9902 | 1e-06
|  | 19.9825 | 1e-06
Product Raw Data |  | 19.9748 | 1e-06
Transmission of Barium Fluoride with 2 - 5 µm AR Coating |  | 19.9671 | 1e-06
|  | 19.9593 | 1e-06
Item # | WW00530-E1 | 19.9516 | 1e-06
DISCLAIMER: The data presented here are typical. Slight variations in performance data will occur from lot to lot. Please contact Technical Support with any questions regarding the use or reliability of this data. |  | 19.9439 | 1e-06
|  | 19.9362 | 1e-06
|  | 19.9284 | 1e-06
|  | 19.9207 | 1e-06
|  | 19.913 | 1e-06
|  | 19.9053 | 1e-06
This data may be used in publications. However, please cite Thorlabs as the source. |  | 19.8976 | 1e-06
|  | 19.8898 | 1e-06
|  | 19.8821 | 1e-06
Additional Information: |  | 19.8744 | 1e-06
This is a measurement at normal incidence of the total transmission of our 5 mm thick AR-coated barium fluoride window. |  | 19.8667 | 1e-06
|  | 19.859 | 1e-06
|  | 19.8512 | 1e-06
|  | 19.8435 | 1e-06
|  | 19.8358 | 1e-06
|  | 19.8281 | 1e-06
|  | 19.8203 | 1e-06
|  | 19.8126 | 1e-06
|  | 19.8049 | 1e-06
|  | 19.7972 | 1e-06
|  | 19.7895 | 1e-06
|  | 19.7817 | 1e-06
|  | 19.774 | 1e-06
|  | 19.7663 | 1e-06
|  | 19.7586 | 1e-06
|  | 19.7509 | 1e-06
|  | 19.7431 | 1e-06
|  | 19.7354 | 1e-06
|  | 19.7277 | 1e-06
|  | 19.72 | 1e-06
|  | 19.7123 | 1e-06
|  | 19.7045 | 1e-06
|  | 19.6968 | 1e-06
|  | 19.6891 | 1e-06
|  | 19.6814 | 1e-06
|  | 19.6736 | 1e-06
|  | 19.6659 | 1e-06
|  | 19.6582 | 1e-06
|  | 19.6505 | 1e-06
|  | 19.6428 | 1e-06
|  | 19.635 | 1e-06
|  | 19.6273 | 1e-06
|  | 19.6196 | 1e-06
|  | 19.6119 | 1e-06
|  | 19.6042 | 1e-06
|  | 19.5964 | 1e-06
|  | 19.5887 | 1e-06
|  | 19.581 | 1e-06
|  | 19.5733 | 1e-06
|  | 19.5655 | 1e-06
|  | 19.5578 | 1e-06
|  | 19.5501 | 1e-06
|  | 19.5424 | 1e-06
|  | 19.5347 | 1e-06
|  | 19.5269 | 1e-06
|  | 19.5192 | 1e-06
|  | 19.5115 | 1e-06
|  | 19.5038 | 1e-06
|  | 19.4961 | 1e-06
|  | 19.4883 | 1e-06
|  | 19.4806 | 1e-06
|  | 19.4729 | 1e-06
|  | 19.4652 | 1e-06
|  | 19.4575 | 1e-06
|  | 19.4497 | 1e-06
|  | 19.442 | 1e-06
|  | 19.4343 | 1e-06
|  | 19.4266 | 1e-06
|  | 19.4188 | 1e-06
|  | 19.4111 | 1e-06
|  | 19.4034 | 1e-06
|  | 19.3957 | 1e-06
|  | 19.388 | 1e-06
|  | 19.3802 | 1e-06
|  | 19.3725 | 1e-06
|  | 19.3648 | 1e-06
|  | 19.3571 | 1e-06
|  | 19.3494 | 1e-06
|  | 19.3416 | 1e-06
|  | 19.3339 | 1e-06
|  | 19.3262 | 1e-06
|  | 19.3185 | 1e-06
|  | 19.3107 | 1e-06
|  | 19.303 | 1e-06
|  | 19.2953 | 1e-06
|  | 19.2876 | 1e-06
|  | 19.2799 | 1e-06
|  | 19.2721 | 1e-06
|  | 19.2644 | 1e-06
|  | 19.2567 | 1e-06
|  | 19.249 | 1e-06
|  | 19.2413 | 1e-06
|  | 19.2335 | 1e-06
|  | 19.2258 | 1e-06
|  | 19.2181 | 1e-06
|  | 19.2104 | 1e-06
|  | 19.2027 | 1e-06
|  | 19.1949 | 1e-06
|  | 19.1872 | 1e-06
|  | 19.1795 | 1e-06
|  | 19.1718 | 1e-06
|  | 19.164 | 1e-06
|  | 19.1563 | 1e-06
|  | 19.1486 | 1e-06
|  | 19.1409 | 1e-06
|  | 19.1332 | 1e-06
|  | 19.1254 | 1e-06
|  | 19.1177 | 1e-06
|  | 19.11 | 1e-06
|  | 19.1023 | 1e-06
|  | 19.0946 | 1e-06
|  | 19.0868 | 1e-06
|  | 19.0791 | 1e-06
|  | 19.0714 | 1e-06
|  | 19.0637 | 1e-06
|  | 19.0559 | 1e-06
|  | 19.0482 | 1e-06
|  | 19.0405 | 1e-06
|  | 19.0328 | 1e-06
|  | 19.0251 | 1e-06
|  | 19.0173 | 1e-06
|  | 19.0096 | 1e-06
|  | 19.0019 | 1e-06
|  | 18.9942 | 1e-06
|  | 18.9865 | 1e-06
|  | 18.9787 | 1e-06
|  | 18.971 | 1e-06
|  | 18.9633 | 1e-06
|  | 18.9556 | 1e-06
|  | 18.9479 | 1e-06
|  | 18.9401 | 1e-06
|  | 18.9324 | 1e-06
|  | 18.9247 | 1e-06
|  | 18.917 | 1e-06
|  | 18.9092 | 1e-06
|  | 18.9015 | 1e-06
|  | 18.8938 | 1e-06
|  | 18.8861 | 1e-06
|  | 18.8784 | 1e-06
|  | 18.8706 | 1e-06
|  | 18.8629 | 1e-06
|  | 18.8552 | 1e-06
|  | 18.8475 | 1e-06
|  | 18.8398 | 1e-06
|  | 18.832 | 1e-06
|  | 18.8243 | 1e-06
|  | 18.8166 | 1e-06
|  | 18.8089 | 1e-06
|  | 18.8011 | 1e-06
|  | 18.7934 | 1e-06
|  | 18.7857 | 1e-06
|  | 18.778 | 1e-06
|  | 18.7703 | 1e-06
|  | 18.7625 | 1e-06
|  | 18.7548 | 1e-06
|  | 18.7471 | 1e-06
|  | 18.7394 | 1e-06
|  | 18.7317 | 1e-06
|  | 18.7239 | 1e-06
|  | 18.7162 | 1e-06
|  | 18.7085 | 1e-06
|  | 18.7008 | 1e-06
|  | 18.6931 | 1e-06
|  | 18.6853 | 1e-06
|  | 18.6776 | 1e-06
|  | 18.6699 | 1e-06
|  | 18.6622 | 1e-06
|  | 18.6544 | 1e-06
|  | 18.6467 | 1e-06
|  | 18.639 | 1e-06
|  | 18.6313 | 1e-06
|  | 18.6236 | 1e-06
|  | 18.6158 | 1e-06
|  | 18.6081 | 1e-06
|  | 18.6004 | 1e-06
|  | 18.5927 | 1e-06
|  | 18.585 | 1e-06
|  | 18.5772 | 1e-06
|  | 18.5695 | 1e-06
|  | 18.5618 | 1e-06
|  | 18.5541 | 1e-06
|  | 18.5463 | 1e-06
|  | 18.5386 | 1e-06
|  | 18.5309 | 1e-06
|  | 18.5232 | 1e-06
|  | 18.5155 | 1e-06
|  | 18.5077 | 1e-06
|  | 18.5 | 1e-06
|  | 18.4923 | 1e-06
|  | 18.4846 | 1e-06
|  | 18.4769 | 1e-06
|  | 18.4691 | 1e-06
|  | 18.4614 | 1e-06
|  | 18.4537 | 1e-06
|  | 18.446 | 1e-06
|  | 18.4383 | 1e-06
|  | 18.4305 | 1e-06
|  | 18.4228 | 1e-06
|  | 18.4151 | 1e-06
|  | 18.4074 | 1e-06
|  | 18.3996 | 1e-06
|  | 18.3919 | 1e-06
|  | 18.3842 | 1e-06
|  | 18.3765 | 1e-06
|  | 18.3688 | 1e-06
|  | 18.361 | 1e-06
|  | 18.3533 | 1e-06
|  | 18.3456 | 1e-06
|  | 18.3379 | 1e-06
|  | 18.3302 | 1e-06
|  | 18.3224 | 1e-06
|  | 18.3147 | 1e-06
|  | 18.307 | 1e-06
|  | 18.2993 | 1e-06
|  | 18.2915 | 1e-06
|  | 18.2838 | 1e-06
|  | 18.2761 | 1e-06
|  | 18.2684 | 1e-06
|  | 18.2607 | 1e-06
|  | 18.2529 | 1e-06
|  | 18.2452 | 1e-06
|  | 18.2375 | 1e-06
|  | 18.2298 | 1e-06
|  | 18.2221 | 1e-06
|  | 18.2143 | 1e-06
|  | 18.2066 | 1e-06
|  | 18.1989 | 1e-06
|  | 18.1912 | 1e-06
|  | 18.1835 | 1e-06
|  | 18.1757 | 1e-06
|  | 18.168 | 1e-06
|  | 18.1603 | 1e-06
|  | 18.1526 | 1e-06
|  | 18.1448 | 1e-06
|  | 18.1371 | 1e-06
|  | 18.1294 | 1e-06
|  | 18.1217 | 1e-06
|  | 18.114 | 1e-06
|  | 18.1062 | 1e-06
|  | 18.0985 | 1e-06
|  | 18.0908 | 1e-06
|  | 18.0831 | 1e-06
|  | 18.0754 | 1e-06
|  | 18.0676 | 1e-06
|  | 18.0599 | 1e-06
|  | 18.0522 | 1e-06
|  | 18.0445 | 1e-06
|  | 18.0367 | 1e-06
|  | 18.029 | 1e-06
|  | 18.0213 | 1e-06
|  | 18.0136 | 1e-06
|  | 18.0059 | 1e-06
|  | 17.9981 | 1e-06
|  | 17.9904 | 1e-06
|  | 17.9827 | 1e-06
|  | 17.975 | 1e-06
|  | 17.9673 | 1e-06
|  | 17.9595 | 1e-06
|  | 17.9518 | 1e-06
|  | 17.9441 | 1e-06
|  | 17.9364 | 1e-06
|  | 17.9287 | 1e-06
|  | 17.9209 | 1e-06
|  | 17.9132 | 1e-06
|  | 17.9055 | 1e-06
|  | 17.8978 | 1e-06
|  | 17.89 | 1e-06
|  | 17.8823 | 1e-06
|  | 17.8746 | 1e-06
|  | 17.8669 | 1e-06
|  | 17.8592 | 1e-06
|  | 17.8514 | 1e-06
|  | 17.8437 | 1e-06
|  | 17.836 | 1e-06
|  | 17.8283 | 1e-06
|  | 17.8206 | 1e-06
|  | 17.8128 | 1e-06
|  | 17.8051 | 1e-06
|  | 17.7974 | 1e-06
|  | 17.7897 | 1e-06
|  | 17.7819 | 1e-06
|  | 17.7742 | 1e-06
|  | 17.7665 | 1e-06
|  | 17.7588 | 1e-06
|  | 17.7511 | 1e-06
|  | 17.7433 | 1e-06
|  | 17.7356 | 1e-06
|  | 17.7279 | 1e-06
|  | 17.7202 | 1e-06
|  | 17.7125 | 1e-06
|  | 17.7047 | 1e-06
|  | 17.697 | 1e-06
|  | 17.6893 | 1e-06
|  | 17.6816 | 1e-06
|  | 17.6739 | 1e-06
|  | 17.6661 | 1e-06
|  | 17.6584 | 1e-06
|  | 17.6507 | 1e-06
|  | 17.643 | 1e-06
|  | 17.6352 | 1e-06
|  | 17.6275 | 1e-06
|  | 17.6198 | 1e-06
|  | 17.6121 | 1e-06
|  | 17.6044 | 1e-06
|  | 17.5966 | 1e-06
|  | 17.5889 | 1e-06
|  | 17.5812 | 1e-06
|  | 17.5735 | 1e-06
|  | 17.5658 | 1e-06
|  | 17.558 | 1e-06
|  | 17.5503 | 1e-06
|  | 17.5426 | 1e-06
|  | 17.5349 | 1e-06
|  | 17.5271 | 1e-06
|  | 17.5194 | 1e-06
|  | 17.5117 | 1e-06
|  | 17.504 | 1e-06
|  | 17.4963 | 1e-06
|  | 17.4885 | 1e-06
|  | 17.4808 | 1e-06
|  | 17.4731 | 1e-06
|  | 17.4654 | 1e-06
|  | 17.4577 | 1e-06
|  | 17.4499 | 1e-06
|  | 17.4422 | 1e-06
|  | 17.4345 | 1e-06
|  | 17.4268 | 1e-06
|  | 17.4191 | 1e-06
|  | 17.4113 | 1e-06
|  | 17.4036 | 1e-06
|  | 17.3959 | 1e-06
|  | 17.3882 | 1e-06
|  | 17.3804 | 1e-06
|  | 17.3727 | 1e-06
|  | 17.365 | 1e-06
|  | 17.3573 | 1e-06
|  | 17.3496 | 1e-06
|  | 17.3418 | 1e-06
|  | 17.3341 | 1e-06
|  | 17.3264 | 1e-06
|  | 17.3187 | 1e-06
|  | 17.311 | 1e-06
|  | 17.3032 | 1e-06
|  | 17.2955 | 1e-06
|  | 17.2878 | 1e-06
|  | 17.2801 | 1e-06
|  | 17.2724 | 1e-06
|  | 17.2646 | 1e-06
|  | 17.2569 | 1e-06
|  | 17.2492 | 1e-06
|  | 17.2415 | 1e-06
|  | 17.2337 | 1e-06
|  | 17.226 | 1e-06
|  | 17.2183 | 1e-06
|  | 17.2106 | 1e-06
|  | 17.2029 | 1e-06
|  | 17.1951 | 1e-06
|  | 17.1874 | 1e-06
|  | 17.1797 | 1e-06
|  | 17.172 | 1e-06
|  | 17.1643 | 1e-06
|  | 17.1565 | 1e-06
|  | 17.1488 | 1e-06
|  | 17.1411 | 1e-06
|  | 17.1334 | 1e-06
|  | 17.1256 | 1e-06
|  | 17.1179 | 1e-06
|  | 17.1102 | 1e-06
|  | 17.1025 | 1e-06
|  | 17.0948 | 1e-06
|  | 17.087 | 1e-06
|  | 17.0793 | 1e-06
|  | 17.0716 | 1e-06
|  | 17.0639 | 1e-06
|  | 17.0562 | 1e-06
|  | 17.0484 | 1e-06
|  | 17.0407 | 1e-06
|  | 17.033 | 1e-06
|  | 17.0253 | 1e-06
|  | 17.0176 | 1e-06
|  | 17.0098 | 1e-06
|  | 17.0021 | 1e-06
|  | 16.9944 | 1e-06
|  | 16.9867 | 1e-06
|  | 16.9789 | 1e-06
|  | 16.9712 | 1e-06
|  | 16.9635 | 1e-06
|  | 16.9558 | 1e-06
|  | 16.9481 | 1e-06
|  | 16.9403 | 1e-06
|  | 16.9326 | 1e-06
|  | 16.9249 | 1e-06
|  | 16.9172 | 1e-06
|  | 16.9095 | 1e-06
|  | 16.9017 | 1e-06
|  | 16.894 | 1e-06
|  | 16.8863 | 1e-06
|  | 16.8786 | 1e-06
|  | 16.8708 | 1e-06
|  | 16.8631 | 1e-06
|  | 16.8554 | 1e-06
|  | 16.8477 | 1e-06
|  | 16.84 | 1e-06
|  | 16.8322 | 1e-06
|  | 16.8245 | 1e-06
|  | 16.8168 | 1e-06
|  | 16.8091 | 1e-06
|  | 16.8014 | 1e-06
|  | 16.7936 | 1e-06
|  | 16.7859 | 1e-06
|  | 16.7782 | 1e-06
|  | 16.7705 | 1e-06
|  | 16.7628 | 1e-06
|  | 16.755 | 1e-06
|  | 16.7473 | 1e-06
|  | 16.7396 | 1e-06
|  | 16.7319 | 1e-06
|  | 16.7241 | 1e-06
|  | 16.7164 | 1e-06
|  | 16.7087 | 1e-06
|  | 16.701 | 1e-06
|  | 16.6933 | 1e-06
|  | 16.6855 | 1e-06
|  | 16.6778 | 1e-06
|  | 16.6701 | 1e-06
|  | 16.6624 | 1e-06
|  | 16.6547 | 1e-06
|  | 16.6469 | 1e-06
|  | 16.6392 | 1e-06
|  | 16.6315 | 1e-06
|  | 16.6238 | 1e-06
|  | 16.616 | 1e-06
|  | 16.6083 | 1e-06
|  | 16.6006 | 1e-06
|  | 16.5929 | 1e-06
|  | 16.5852 | 1e-06
|  | 16.5774 | 1e-06
|  | 16.5697 | 1e-06
|  | 16.562 | 1e-06
|  | 16.5543 | 1e-06
|  | 16.5466 | 1e-06
|  | 16.5388 | 1e-06
|  | 16.5311 | 1e-06
|  | 16.5234 | 1e-06
|  | 16.5157 | 1e-06
|  | 16.508 | 1e-06
|  | 16.5002 | 1e-06
|  | 16.4925 | 1e-06
|  | 16.4848 | 1e-06
|  | 16.4771 | 1e-06
|  | 16.4693 | 1e-06
|  | 16.4616 | 1e-06
|  | 16.4539 | 1e-06
|  | 16.4462 | 1e-06
|  | 16.4385 | 1e-06
|  | 16.4307 | 1e-06
|  | 16.423 | 1e-06
|  | 16.4153 | 1e-06
|  | 16.4076 | 1e-06
|  | 16.3999 | 1e-06
|  | 16.3921 | 1e-06
|  | 16.3844 | 1e-06
|  | 16.3767 | 1e-06
|  | 16.369 | 1e-06
|  | 16.3612 | 1e-06
|  | 16.3535 | 1e-06
|  | 16.3458 | 1e-06
|  | 16.3381 | 1e-06
|  | 16.3304 | 1e-06
|  | 16.3226 | 1e-06
|  | 16.3149 | 1e-06
|  | 16.3072 | 1e-06
|  | 16.2995 | 1e-06
|  | 16.2918 | 1e-06
|  | 16.284 | 1e-06
|  | 16.2763 | 1e-06
|  | 16.2686 | 1e-06
|  | 16.2609 | 1e-06
|  | 16.2532 | 1e-06
|  | 16.2454 | 1e-06
|  | 16.2377 | 1e-06
|  | 16.23 | 1e-06
|  | 16.2223 | 1e-06
|  | 16.2145 | 1e-06
|  | 16.2068 | 1e-06
|  | 16.1991 | 1e-06
|  | 16.1914 | 1e-06
|  | 16.1837 | 1e-06
|  | 16.1759 | 1e-06
|  | 16.1682 | 1e-06
|  | 16.1605 | 1e-06
|  | 16.1528 | 1e-06
|  | 16.1451 | 1e-06
|  | 16.1373 | 1e-06
|  | 16.1296 | 1e-06
|  | 16.1219 | 1e-06
|  | 16.1142 | 1e-06
|  | 16.1064 | 1e-06
|  | 16.0987 | 1e-06
|  | 16.091 | 1e-06
|  | 16.0833 | 1e-06
|  | 16.0756 | 1e-06
|  | 16.0678 | 1e-06
|  | 16.0601 | 1e-06
|  | 16.0524 | 1e-06
|  | 16.0447 | 1e-06
|  | 16.037 | 1e-06
|  | 16.0292 | 1e-06
|  | 16.0215 | 1e-06
|  | 16.0138 | 1e-06
|  | 16.0061 | 1e-06
|  | 15.9984 | 1e-06
|  | 15.9906 | 1e-06
|  | 15.9829 | 1e-06
|  | 15.9752 | 1e-06
|  | 15.9675 | 1e-06
|  | 15.9597 | 1e-06
|  | 15.952 | 1e-06
|  | 15.9443 | 1e-06
|  | 15.9366 | 1e-06
|  | 15.9289 | 1e-06
|  | 15.9211 | 1e-06
|  | 15.9134 | 1e-06
|  | 15.9057 | 1e-06
|  | 15.898 | 1e-06
|  | 15.8903 | 1e-06
|  | 15.8825 | 1e-06
|  | 15.8748 | 1e-06
|  | 15.8671 | 1e-06
|  | 15.8594 | 1e-06
|  | 15.8516 | 1e-06
|  | 15.8439 | 1e-06
|  | 15.8362 | 1e-06
|  | 15.8285 | 1e-06
|  | 15.8208 | 1e-06
|  | 15.813 | 1e-06
|  | 15.8053 | 1e-06
|  | 15.7976 | 1e-06
|  | 15.7899 | 1e-06
|  | 15.7822 | 1e-06
|  | 15.7744 | 1e-06
|  | 15.7667 | 1e-06
|  | 15.759 | 1e-06
|  | 15.7513 | 1e-06
|  | 15.7436 | 1e-06
|  | 15.7358 | 1e-06
|  | 15.7281 | 1e-06
|  | 15.7204 | 1e-06
|  | 15.7127 | 1e-06
|  | 15.7049 | 1e-06
|  | 15.6972 | 1e-06
|  | 15.6895 | 1e-06
|  | 15.6818 | 1e-06
|  | 15.6741 | 1e-06
|  | 15.6663 | 1e-06
|  | 15.6586 | 1e-06
|  | 15.6509 | 1e-06
|  | 15.6432 | 1e-06
|  | 15.6355 | 1e-06
|  | 15.6277 | 1e-06
|  | 15.62 | 1e-06
|  | 15.6123 | 1e-06
|  | 15.6046 | 1e-06
|  | 15.5968 | 1e-06
|  | 15.5891 | 1e-06
|  | 15.5814 | 1e-06
|  | 15.5737 | 1e-06
|  | 15.566 | 1e-06
|  | 15.5582 | 1e-06
|  | 15.5505 | 1e-06
|  | 15.5428 | 1e-06
|  | 15.5351 | 1e-06
|  | 15.5274 | 1e-06
|  | 15.5196 | 1e-06
|  | 15.5119 | 1e-06
|  | 15.5042 | 1e-06
|  | 15.4965 | 1e-06
|  | 15.4888 | 1e-06
|  | 15.481 | 1e-06
|  | 15.4733 | 1e-06
|  | 15.4656 | 1e-06
|  | 15.4579 | 1e-06
|  | 15.4501 | 1e-06
|  | 15.4424 | 1e-06
|  | 15.4347 | 1e-06
|  | 15.427 | 1e-06
|  | 15.4193 | 1e-06
|  | 15.4115 | 1e-06
|  | 15.4038 | 1e-06
|  | 15.3961 | 1e-06
|  | 15.3884 | 1e-06
|  | 15.3807 | 0.00092316
|  | 15.3729 | 0.0020223
|  | 15.3652 | 0.0031225
|  | 15.3575 | 0.0042239
|  | 15.3498 | 0.0053263
|  | 15.342 | 0.0064299
|  | 15.3343 | 0.012941
|  | 15.3266 | 0.019781
|  | 15.3189 | 0.026628
|  | 15.3112 | 0.033482
|  | 15.3034 | 0.040343
|  | 15.2957 | 0.0472
|  | 15.288 | 0.053954
|  | 15.2803 | 0.060715
|  | 15.2726 | 0.067482
|  | 15.2648 | 0.074256
|  | 15.2571 | 0.081037
|  | 15.2494 | 0.087807
|  | 15.2417 | 0.094528
|  | 15.234 | 0.10126
|  | 15.2262 | 0.10799
|  | 15.2185 | 0.11473
|  | 15.2108 | 0.12148
|  | 15.2031 | 0.12856
|  | 15.1953 | 0.13603
|  | 15.1876 | 0.1435
|  | 15.1799 | 0.15098
|  | 15.1722 | 0.15846
|  | 15.1645 | 0.16596
|  | 15.1567 | 0.17415
|  | 15.149 | 0.18265
|  | 15.1413 | 0.19115
|  | 15.1336 | 0.19966
|  | 15.1259 | 0.20818
|  | 15.1181 | 0.21671
|  | 15.1104 | 0.22468
|  | 15.1027 | 0.23266
|  | 15.095 | 0.24064
|  | 15.0872 | 0.24863
|  | 15.0795 | 0.25662
|  | 15.0718 | 0.26413
|  | 15.0641 | 0.27043
|  | 15.0564 | 0.27673
|  | 15.0486 | 0.28304
|  | 15.0409 | 0.28935
|  | 15.0332 | 0.29567
|  | 15.0255 | 0.30248
|  | 15.0178 | 0.30958
|  | 15.01 | 0.31668
|  | 15.0023 | 0.3238
|  | 14.9946 | 0.33092
|  | 14.9869 | 0.33806
|  | 14.9792 | 0.35041
|  | 14.9714 | 0.36276
|  | 14.9637 | 0.37513
|  | 14.956 | 0.38752
|  | 14.9483 | 0.39992
|  | 14.9405 | 0.41382
|  | 14.9328 | 0.42988
|  | 14.9251 | 0.44596
|  | 14.9174 | 0.46206
|  | 14.9097 | 0.47818
|  | 14.9019 | 0.49431
|  | 14.8942 | 0.51175
|  | 14.8865 | 0.52943
|  | 14.8788 | 0.54713
|  | 14.8711 | 0.56485
|  | 14.8633 | 0.58259
|  | 14.8556 | 0.60104
|  | 14.8479 | 0.62101
|  | 14.8402 | 0.64101
|  | 14.8324 | 0.66103
|  | 14.8247 | 0.68106
|  | 14.817 | 0.70112
|  | 14.8093 | 0.72285
|  | 14.8016 | 0.74496
|  | 14.7938 | 0.76709
|  | 14.7861 | 0.78925
|  | 14.7784 | 0.81143
|  | 14.7707 | 0.83446
|  | 14.763 | 0.85902
|  | 14.7552 | 0.8836
|  | 14.7475 | 0.90821
|  | 14.7398 | 0.93285
|  | 14.7321 | 0.95751
|  | 14.7244 | 0.98566
|  | 14.7166 | 1.0142
|  | 14.7089 | 1.0427
|  | 14.7012 | 1.0712
|  | 14.6935 | 1.0998
|  | 14.6857 | 1.1303
|  | 14.678 | 1.1626
|  | 14.6703 | 1.1949
|  | 14.6626 | 1.2273
|  | 14.6549 | 1.2598
|  | 14.6471 | 1.2925
|  | 14.6394 | 1.3273
|  | 14.6317 | 1.3621
|  | 14.624 | 1.397
|  | 14.6163 | 1.4319
|  | 14.6085 | 1.4668
|  | 14.6008 | 1.5038
|  | 14.5931 | 1.5413
|  | 14.5854 | 1.5789
|  | 14.5776 | 1.6164
|  | 14.5699 | 1.6541
|  | 14.5622 | 1.6933
|  | 14.5545 | 1.7342
|  | 14.5468 | 1.7751
|  | 14.539 | 1.8161
|  | 14.5313 | 1.8572
|  | 14.5236 | 1.8986
|  | 14.5159 | 1.9418
|  | 14.5082 | 1.985
|  | 14.5004 | 2.0283
|  | 14.4927 | 2.0716
|  | 14.485 | 2.115
|  | 14.4773 | 2.1597
|  | 14.4696 | 2.2045
|  | 14.4618 | 2.2494
|  | 14.4541 | 2.2943
|  | 14.4464 | 2.3393
|  | 14.4387 | 2.3856
|  | 14.4309 | 2.4325
|  | 14.4232 | 2.4794
|  | 14.4155 | 2.5264
|  | 14.4078 | 2.5735
|  | 14.4001 | 2.6215
|  | 14.3923 | 2.6706
|  | 14.3846 | 2.7197
|  | 14.3769 | 2.7688
|  | 14.3692 | 2.818
|  | 14.3615 | 2.8682
|  | 14.3537 | 2.92
|  | 14.346 | 2.9719
|  | 14.3383 | 3.0238
|  | 14.3306 | 3.0758
|  | 14.3228 | 3.1286
|  | 14.3151 | 3.1843
|  | 14.3074 | 3.2399
|  | 14.2997 | 3.2957
|  | 14.292 | 3.3515
|  | 14.2842 | 3.4076
|  | 14.2765 | 3.466
|  | 14.2688 | 3.5245
|  | 14.2611 | 3.583
|  | 14.2534 | 3.6416
|  | 14.2456 | 3.7003
|  | 14.2379 | 3.7591
|  | 14.2302 | 3.8179
|  | 14.2225 | 3.8768
|  | 14.2148 | 3.9358
|  | 14.207 | 3.9948
|  | 14.1993 | 4.054
|  | 14.1916 | 4.1132
|  | 14.1839 | 4.1724
|  | 14.1761 | 4.2318
|  | 14.1684 | 4.2912
|  | 14.1607 | 4.3534
|  | 14.153 | 4.4159
|  | 14.1453 | 4.4786
|  | 14.1375 | 4.5412
|  | 14.1298 | 4.6039
|  | 14.1221 | 4.671
|  | 14.1144 | 4.7384
|  | 14.1067 | 4.8059
|  | 14.0989 | 4.8735
|  | 14.0912 | 4.9411
|  | 14.0835 | 5.0116
|  | 14.0758 | 5.0823
|  | 14.068 | 5.153
|  | 14.0603 | 5.2238
|  | 14.0526 | 5.2947
|  | 14.0449 | 5.3671
|  | 14.0372 | 5.4395
|  | 14.0294 | 5.5119
|  | 14.0217 | 5.5845
|  | 14.014 | 5.6573
|  | 14.0063 | 5.7317
|  | 13.9986 | 5.8063
|  | 13.9908 | 5.8808
|  | 13.9831 | 5.9555
|  | 13.9754 | 6.0308
|  | 13.9677 | 6.1079
|  | 13.96 | 6.1852
|  | 13.9522 | 6.2626
|  | 13.9445 | 6.34
|  | 13.9368 | 6.4182
|  | 13.9291 | 6.498
|  | 13.9213 | 6.5779
|  | 13.9136 | 6.6578
|  | 13.9059 | 6.7379
|  | 13.8982 | 6.8182
|  | 13.8905 | 6.8989
|  | 13.8827 | 6.9796
|  | 13.875 | 7.0605
|  | 13.8673 | 7.1414
|  | 13.8596 | 7.2222
|  | 13.8519 | 7.3031
|  | 13.8441 | 7.384
|  | 13.8364 | 7.465
|  | 13.8287 | 7.5461
|  | 13.821 | 7.6302
|  | 13.8132 | 7.7146
|  | 13.8055 | 7.7991
|  | 13.7978 | 7.8837
|  | 13.7901 | 7.9694
|  | 13.7824 | 8.0611
|  | 13.7746 | 8.1529
|  | 13.7669 | 8.2448
|  | 13.7592 | 8.3368
|  | 13.7515 | 8.4316
|  | 13.7438 | 8.5306
|  | 13.736 | 8.6297
|  | 13.7283 | 8.7289
|  | 13.7206 | 8.8282
|  | 13.7129 | 8.9304
|  | 13.7052 | 9.034
|  | 13.6974 | 9.1378
|  | 13.6897 | 9.2416
|  | 13.682 | 9.3455
|  | 13.6743 | 9.4518
|  | 13.6665 | 9.5582
|  | 13.6588 | 9.6648
|  | 13.6511 | 9.7714
|  | 13.6434 | 9.8788
|  | 13.6357 | 9.9877
|  | 13.6279 | 10.0967
|  | 13.6202 | 10.2059
|  | 13.6125 | 10.3151
|  | 13.6048 | 10.4254
|  | 13.5971 | 10.5363
|  | 13.5893 | 10.6472
|  | 13.5816 | 10.7583
|  | 13.5739 | 10.8695
|  | 13.5662 | 10.9809
|  | 13.5584 | 11.0925
|  | 13.5507 | 11.2041
|  | 13.543 | 11.3159
|  | 13.5353 | 11.4278
|  | 13.5276 | 11.5398
|  | 13.5198 | 11.6519
|  | 13.5121 | 11.7641
|  | 13.5044 | 11.8764
|  | 13.4967 | 11.9896
|  | 13.489 | 12.103
|  | 13.4812 | 12.2165
|  | 13.4735 | 12.3301
|  | 13.4658 | 12.4445
|  | 13.4581 | 12.56
|  | 13.4504 | 12.6757
|  | 13.4426 | 12.7915
|  | 13.4349 | 12.9075
|  | 13.4272 | 13.0251
|  | 13.4195 | 13.143
|  | 13.4117 | 13.2611
|  | 13.404 | 13.3793
|  | 13.3963 | 13.4979
|  | 13.3886 | 13.6172
|  | 13.3809 | 13.7366
|  | 13.3731 | 13.8561
|  | 13.3654 | 13.9758
|  | 13.3577 | 14.095
|  | 13.35 | 14.2142
|  | 13.3423 | 14.3336
|  | 13.3345 | 14.4531
|  | 13.3268 | 14.5721
|  | 13.3191 | 14.6902
|  | 13.3114 | 14.8084
|  | 13.3036 | 14.9268
|  | 13.2959 | 15.0453
|  | 13.2882 | 15.163
|  | 13.2805 | 15.2809
|  | 13.2728 | 15.3988
|  | 13.265 | 15.5169
|  | 13.2573 | 15.6354
|  | 13.2496 | 15.7542
|  | 13.2419 | 15.8731
|  | 13.2342 | 15.9922
|  | 13.2264 | 16.1114
|  | 13.2187 | 16.2308
|  | 13.211 | 16.3503
|  | 13.2033 | 16.47
|  | 13.1956 | 16.5898
|  | 13.1878 | 16.7083
|  | 13.1801 | 16.8266
|  | 13.1724 | 16.9451
|  | 13.1647 | 17.0637
|  | 13.1569 | 17.1811
|  | 13.1492 | 17.2975
|  | 13.1415 | 17.4141
|  | 13.1338 | 17.5307
|  | 13.1261 | 17.6473
|  | 13.1183 | 17.7629
|  | 13.1106 | 17.8786
|  | 13.1029 | 17.9944
|  | 13.0952 | 18.1104
|  | 13.0875 | 18.2257
|  | 13.0797 | 18.341
|  | 13.072 | 18.4565
|  | 13.0643 | 18.572
|  | 13.0566 | 18.6867
|  | 13.0488 | 18.8008
|  | 13.0411 | 18.9151
|  | 13.0334 | 19.0296
|  | 13.0257 | 19.1436
|  | 13.018 | 19.2571
|  | 13.0102 | 19.3706
|  | 13.0025 | 19.4844
|  | 12.9948 | 19.598
|  | 12.9871 | 19.711
|  | 12.9794 | 19.8242
|  | 12.9716 | 19.9375
|  | 12.9639 | 20.0509
|  | 12.9562 | 20.1627
|  | 12.9485 | 20.2746
|  | 12.9408 | 20.3867
|  | 12.933 | 20.4988
|  | 12.9253 | 20.6107
|  | 12.9176 | 20.7225
|  | 12.9099 | 20.8344
|  | 12.9021 | 20.9465
|  | 12.8944 | 21.06
|  | 12.8867 | 21.1744
|  | 12.879 | 21.289
|  | 12.8713 | 21.4037
|  | 12.8635 | 21.5196
|  | 12.8558 | 21.6369
|  | 12.8481 | 21.7544
|  | 12.8404 | 21.8719
|  | 12.8327 | 21.9898
|  | 12.8249 | 22.108
|  | 12.8172 | 22.2263
|  | 12.8095 | 22.3448
|  | 12.8018 | 22.4633
|  | 12.794 | 22.5815
|  | 12.7863 | 22.6998
|  | 12.7786 | 22.8183
|  | 12.7709 | 22.937
|  | 12.7632 | 23.0565
|  | 12.7554 | 23.1762
|  | 12.7477 | 23.296
|  | 12.74 | 23.4163
|  | 12.7323 | 23.5393
|  | 12.7246 | 23.6625
|  | 12.7168 | 23.7859
|  | 12.7091 | 23.9096
|  | 12.7014 | 24.0372
|  | 12.6937 | 24.165
|  | 12.686 | 24.2929
|  | 12.6782 | 24.4211
|  | 12.6705 | 24.5527
|  | 12.6628 | 24.6845
|  | 12.6551 | 24.8165
|  | 12.6473 | 24.9486
|  | 12.6396 | 25.0829
|  | 12.6319 | 25.2174
|  | 12.6242 | 25.3521
|  | 12.6165 | 25.4869
|  | 12.6087 | 25.6226
|  | 12.601 | 25.7584
|  | 12.5933 | 25.8944
|  | 12.5856 | 26.0305
|  | 12.5779 | 26.1667
|  | 12.5701 | 26.303
|  | 12.5624 | 26.4396
|  | 12.5547 | 26.5763
|  | 12.547 | 26.7133
|  | 12.5392 | 26.8506
|  | 12.5315 | 26.988
|  | 12.5238 | 27.1256
|  | 12.5161 | 27.264
|  | 12.5084 | 27.4026
|  | 12.5006 | 27.5413
|  | 12.4929 | 27.6803
|  | 12.4852 | 27.8196
|  | 12.4775 | 27.9591
|  | 12.4698 | 28.0988
|  | 12.462 | 28.2386
|  | 12.4543 | 28.3783
|  | 12.4466 | 28.5182
|  | 12.4389 | 28.6583
|  | 12.4312 | 28.7983
|  | 12.4234 | 28.9384
|  | 12.4157 | 29.0787
|  | 12.408 | 29.2191
|  | 12.4003 | 29.3591
|  | 12.3925 | 29.499
|  | 12.3848 | 29.6391
|  | 12.3771 | 29.7793
|  | 12.3694 | 29.918
|  | 12.3617 | 30.0564
|  | 12.3539 | 30.1951
|  | 12.3462 | 30.3338
|  | 12.3385 | 30.4716
|  | 12.3308 | 30.6096
|  | 12.3231 | 30.7477
|  | 12.3153 | 30.8863
|  | 12.3076 | 31.0264
|  | 12.2999 | 31.1667
|  | 12.2922 | 31.3071
|  | 12.2844 | 31.4479
|  | 12.2767 | 31.5889
|  | 12.269 | 31.7301
|  | 12.2613 | 31.8715
|  | 12.2536 | 32.0101
|  | 12.2458 | 32.1474
|  | 12.2381 | 32.2848
|  | 12.2304 | 32.4225
|  | 12.2227 | 32.5554
|  | 12.215 | 32.6881
|  | 12.2072 | 32.8209
|  | 12.1995 | 32.9534
|  | 12.1918 | 33.0836
|  | 12.1841 | 33.214
|  | 12.1764 | 33.3446
|  | 12.1686 | 33.4744
|  | 12.1609 | 33.6035
|  | 12.1532 | 33.7326
|  | 12.1455 | 33.862
|  | 12.1377 | 33.9903
|  | 12.13 | 34.1185
|  | 12.1223 | 34.2469
|  | 12.1146 | 34.3752
|  | 12.1069 | 34.5023
|  | 12.0991 | 34.6294
|  | 12.0914 | 34.7568
|  | 12.0837 | 34.883
|  | 12.076 | 35.008
|  | 12.0683 | 35.1331
|  | 12.0605 | 35.2584
|  | 12.0528 | 35.3817
|  | 12.0451 | 35.5046
|  | 12.0374 | 35.6276
|  | 12.0296 | 35.7502
|  | 12.0219 | 35.8707
|  | 12.0142 | 35.9913
|  | 12.0065 | 36.112
|  | 11.9988 | 36.2303
|  | 11.991 | 36.347
|  | 11.9833 | 36.4639
|  | 11.9756 | 36.5809
|  | 11.9679 | 36.6933
|  | 11.9602 | 36.8058
|  | 11.9524 | 36.9184
|  | 11.9447 | 37.0299
|  | 11.937 | 37.1397
|  | 11.9293 | 37.2496
|  | 11.9216 | 37.3597
|  | 11.9138 | 37.4686
|  | 11.9061 | 37.5776
|  | 11.8984 | 37.6867
|  | 11.8907 | 37.7953
|  | 11.8829 | 37.9031
|  | 11.8752 | 38.0111
|  | 11.8675 | 38.1191
|  | 11.8598 | 38.2255
|  | 11.8521 | 38.3316
|  | 11.8443 | 38.4378
|  | 11.8366 | 38.5437
|  | 11.8289 | 38.6484
|  | 11.8212 | 38.7533
|  | 11.8135 | 38.8583
|  | 11.8057 | 38.9626
|  | 11.798 | 39.0668
|  | 11.7903 | 39.1711
|  | 11.7826 | 39.2754
|  | 11.7748 | 39.3792
|  | 11.7671 | 39.4832
|  | 11.7594 | 39.5873
|  | 11.7517 | 39.6909
|  | 11.744 | 39.7945
|  | 11.7362 | 39.8982
|  | 11.7285 | 40.002
|  | 11.7208 | 40.1058
|  | 11.7131 | 40.2097
|  | 11.7054 | 40.3138
|  | 11.6976 | 40.4191
|  | 11.6899 | 40.5245
|  | 11.6822 | 40.6301
|  | 11.6745 | 40.7366
|  | 11.6668 | 40.8437
|  | 11.659 | 40.951
|  | 11.6513 | 41.0581
|  | 11.6436 | 41.1644
|  | 11.6359 | 41.2709
|  | 11.6281 | 41.3775
|  | 11.6204 | 41.4811
|  | 11.6127 | 41.5842
|  | 11.605 | 41.6873
|  | 11.5973 | 41.7889
|  | 11.5895 | 41.8884
|  | 11.5818 | 41.988
|  | 11.5741 | 42.0876
|  | 11.5664 | 42.1853
|  | 11.5587 | 42.2832
|  | 11.5509 | 42.3812
|  | 11.5432 | 42.4784
|  | 11.5355 | 42.5756
|  | 11.5278 | 42.6728
|  | 11.52 | 42.7694
|  | 11.5123 | 42.8649
|  | 11.5046 | 42.9605
|  | 11.4969 | 43.0558
|  | 11.4892 | 43.1476
|  | 11.4814 | 43.2396
|  | 11.4737 | 43.3317
|  | 11.466 | 43.4204
|  | 11.4583 | 43.5085
|  | 11.4506 | 43.5966
|  | 11.4428 | 43.6838
|  | 11.4351 | 43.77
|  | 11.4274 | 43.8563
|  | 11.4197 | 43.9426
|  | 11.412 | 44.0284
|  | 11.4042 | 44.1144
|  | 11.3965 | 44.2004
|  | 11.3888 | 44.2851
|  | 11.3811 | 44.37
|  | 11.3733 | 44.4549
|  | 11.3656 | 44.5378
|  | 11.3579 | 44.6201
|  | 11.3502 | 44.7025
|  | 11.3425 | 44.7834
|  | 11.3347 | 44.863
|  | 11.327 | 44.9428
|  | 11.3193 | 45.0224
|  | 11.3116 | 45.1014
|  | 11.3039 | 45.1805
|  | 11.2961 | 45.2598
|  | 11.2884 | 45.3393
|  | 11.2807 | 45.4189
|  | 11.273 | 45.4986
|  | 11.2652 | 45.577
|  | 11.2575 | 45.6554
|  | 11.2498 | 45.7339
|  | 11.2421 | 45.8093
|  | 11.2344 | 45.884
|  | 11.2266 | 45.9589
|  | 11.2189 | 46.0309
|  | 11.2112 | 46.1016
|  | 11.2035 | 46.1723
|  | 11.1958 | 46.2415
|  | 11.188 | 46.309
|  | 11.1803 | 46.3767
|  | 11.1726 | 46.4432
|  | 11.1649 | 46.5077
|  | 11.1572 | 46.5723
|  | 11.1494 | 46.6361
|  | 11.1417 | 46.6977
|  | 11.134 | 46.7594
|  | 11.1263 | 46.8212
|  | 11.1185 | 46.8831
|  | 11.1108 | 46.9451
|  | 11.1031 | 47.0075
|  | 11.0954 | 47.0731
|  | 11.0877 | 47.1389
|  | 11.0799 | 47.2048
|  | 11.0722 | 47.2734
|  | 11.0645 | 47.3421
|  | 11.0568 | 47.411
|  | 11.0491 | 47.4783
|  | 11.0413 | 47.5456
|  | 11.0336 | 47.613
|  | 11.0259 | 47.6758
|  | 11.0182 | 47.7381
|  | 11.0104 | 47.8005
|  | 11.0027 | 47.8593
|  | 10.995 | 47.9176
|  | 10.9873 | 47.976
|  | 10.9796 | 48.0342
|  | 10.9718 | 48.0925
|  | 10.9641 | 48.1509
|  | 10.9564 | 48.2103
|  | 10.9487 | 48.2699
|  | 10.941 | 48.3296
|  | 10.9332 | 48.3878
|  | 10.9255 | 48.4457
|  | 10.9178 | 48.5038
|  | 10.9101 | 48.5578
|  | 10.9024 | 48.6112
|  | 10.8946 | 48.6647
|  | 10.8869 | 48.7149
|  | 10.8792 | 48.7646
|  | 10.8715 | 48.8145
|  | 10.8637 | 48.8637
|  | 10.856 | 48.913
|  | 10.8483 | 48.9623
|  | 10.8406 | 49.0134
|  | 10.8329 | 49.0645
|  | 10.8251 | 49.1158
|  | 10.8174 | 49.1685
|  | 10.8097 | 49.2212
|  | 10.802 | 49.2738
|  | 10.7943 | 49.3257
|  | 10.7865 | 49.3776
|  | 10.7788 | 49.4289
|  | 10.7711 | 49.4783
|  | 10.7634 | 49.5278
|  | 10.7556 | 49.5765
|  | 10.7479 | 49.6237
|  | 10.7402 | 49.6708
|  | 10.7325 | 49.7173
|  | 10.7248 | 49.7629
|  | 10.717 | 49.8086
|  | 10.7093 | 49.8536
|  | 10.7016 | 49.8983
|  | 10.6939 | 49.943
|  | 10.6862 | 49.9871
|  | 10.6784 | 50.031
|  | 10.6707 | 50.0749
|  | 10.663 | 50.1186
|  | 10.6553 | 50.1623
|  | 10.6476 | 50.2061
|  | 10.6398 | 50.2506
|  | 10.6321 | 50.2951
|  | 10.6244 | 50.3399
|  | 10.6167 | 50.3852
|  | 10.6089 | 50.4307
|  | 10.6012 | 50.476
|  | 10.5935 | 50.5211
|  | 10.5858 | 50.5663
|  | 10.5781 | 50.6107
|  | 10.5703 | 50.6545
|  | 10.5626 | 50.6983
|  | 10.5549 | 50.7407
|  | 10.5472 | 50.7827
|  | 10.5395 | 50.8248
|  | 10.5317 | 50.8655
|  | 10.524 | 50.9064
|  | 10.5163 | 50.9471
|  | 10.5086 | 50.9875
|  | 10.5008 | 51.0279
|  | 10.4931 | 51.0682
|  | 10.4854 | 51.1085
|  | 10.4777 | 51.1488
|  | 10.47 | 51.1891
|  | 10.4622 | 51.2296
|  | 10.4545 | 51.2701
|  | 10.4468 | 51.3101
|  | 10.4391 | 51.3502
|  | 10.4314 | 51.3899
|  | 10.4236 | 51.4285
|  | 10.4159 | 51.4671
|  | 10.4082 | 51.5052
|  | 10.4005 | 51.5428
|  | 10.3928 | 51.5804
|  | 10.385 | 51.6187
|  | 10.3773 | 51.657
|  | 10.3696 | 51.6955
|  | 10.3619 | 51.7341
|  | 10.3541 | 51.7727
|  | 10.3464 | 51.8105
|  | 10.3387 | 51.8474
|  | 10.331 | 51.8844
|  | 10.3233 | 51.92
|  | 10.3155 | 51.9554
|  | 10.3078 | 51.9907
|  | 10.3001 | 52.0257
|  | 10.2924 | 52.0608
|  | 10.2847 | 52.0956
|  | 10.2769 | 52.1302
|  | 10.2692 | 52.1648
|  | 10.2615 | 52.1983
|  | 10.2538 | 52.2316
|  | 10.246 | 52.2646
|  | 10.2383 | 52.2964
|  | 10.2306 | 52.3282
|  | 10.2229 | 52.3595
|  | 10.2152 | 52.3906
|  | 10.2074 | 52.4218
|  | 10.1997 | 52.4535
|  | 10.192 | 52.4853
|  | 10.1843 | 52.5171
|  | 10.1766 | 52.5489
|  | 10.1688 | 52.5808
|  | 10.1611 | 52.6114
|  | 10.1534 | 52.6419
|  | 10.1457 | 52.6721
|  | 10.138 | 52.7019
|  | 10.1302 | 52.7316
|  | 10.1225 | 52.7615
|  | 10.1148 | 52.7914
|  | 10.1071 | 52.8211
|  | 10.0993 | 52.8496
|  | 10.0916 | 52.8782
|  | 10.0839 | 52.9049
|  | 10.0762 | 52.9305
|  | 10.0685 | 52.9559
|  | 10.0607 | 52.979
|  | 10.053 | 53.0021
|  | 10.0453 | 53.0246
|  | 10.0376 | 53.0463
|  | 10.0299 | 53.0681
|  | 10.0221 | 53.0891
|  | 10.0144 | 53.1102
|  | 10.0067 | 53.1312
|  | 9.999 | 53.1521
|  | 9.9913 | 53.1731
|  | 9.9835 | 53.1952
|  | 9.9758 | 53.2173
|  | 9.9681 | 53.2404
|  | 9.9604 | 53.2644
|  | 9.9526 | 53.2885
|  | 9.9449 | 53.3136
|  | 9.9372 | 53.3387
|  | 9.9295 | 53.3639
|  | 9.9218 | 53.389
|  | 9.914 | 53.4142
|  | 9.9063 | 53.4401
|  | 9.8986 | 53.4659
|  | 9.8909 | 53.4923
|  | 9.8831 | 53.5189
|  | 9.8754 | 53.5453
|  | 9.8677 | 53.5705
|  | 9.86 | 53.5958
|  | 9.8523 | 53.6186
|  | 9.8445 | 53.6407
|  | 9.8368 | 53.6624
|  | 9.8291 | 53.6834
|  | 9.8214 | 53.7044
|  | 9.8137 | 53.7269
|  | 9.8059 | 53.7495
|  | 9.7982 | 53.7727
|  | 9.7905 | 53.7963
|  | 9.7828 | 53.8197
|  | 9.775 | 53.8421
|  | 9.7673 | 53.8644
|  | 9.7596 | 53.8857
|  | 9.7519 | 53.9067
|  | 9.7442 | 53.9277
|  | 9.7365 | 53.9489
|  | 9.7287 | 53.9701
|  | 9.721 | 53.993
|  | 9.7133 | 54.0158
|  | 9.7056 | 54.0399
|  | 9.6978 | 54.0645
|  | 9.6901 | 54.0891
|  | 9.6824 | 54.1136
|  | 9.6747 | 54.1381
|  | 9.667 | 54.1599
|  | 9.6592 | 54.1816
|  | 9.6515 | 54.2015
|  | 9.6438 | 54.2202
|  | 9.6361 | 54.2387
|  | 9.6284 | 54.2566
|  | 9.6206 | 54.2745
|  | 9.6129 | 54.2941
|  | 9.6052 | 54.3137
|  | 9.5975 | 54.3348
|  | 9.5897 | 54.3567
|  | 9.582 | 54.3785
|  | 9.5743 | 54.4001
|  | 9.5666 | 54.4216
|  | 9.5589 | 54.4407
|  | 9.5511 | 54.4598
|  | 9.5434 | 54.4772
|  | 9.5357 | 54.4942
|  | 9.528 | 54.5115
|  | 9.5203 | 54.5289
|  | 9.5125 | 54.5471
|  | 9.5048 | 54.5674
|  | 9.4971 | 54.5878
|  | 9.4894 | 54.6106
|  | 9.4817 | 54.6334
|  | 9.4739 | 54.6557
|  | 9.4662 | 54.678
|  | 9.4585 | 54.6995
|  | 9.4508 | 54.7201
|  | 9.443 | 54.7409
|  | 9.4353 | 54.7618
|  | 9.4276 | 54.7828
|  | 9.4199 | 54.8047
|  | 9.4122 | 54.8266
|  | 9.4044 | 54.8478
|  | 9.3967 | 54.8689
|  | 9.389 | 54.8883
|  | 9.3813 | 54.9068
|  | 9.3735 | 54.9241
|  | 9.3658 | 54.94
|  | 9.3581 | 54.9556
|  | 9.3504 | 54.9703
|  | 9.3427 | 54.9851
|  | 9.3349 | 55.0005
|  | 9.3272 | 55.016
|  | 9.3195 | 55.0337
|  | 9.3118 | 55.0518
|  | 9.3041 | 55.0717
|  | 9.2963 | 55.0924
|  | 9.2886 | 55.1133
|  | 9.2809 | 55.1342
|  | 9.2732 | 55.1549
|  | 9.2655 | 55.175
|  | 9.2577 | 55.1953
|  | 9.25 | 55.2162
|  | 9.2423 | 55.2372
|  | 9.2346 | 55.2593
|  | 9.2269 | 55.2815
|  | 9.2191 | 55.3039
|  | 9.2114 | 55.3264
|  | 9.2037 | 55.3481
|  | 9.196 | 55.3697
|  | 9.1882 | 55.3901
|  | 9.1805 | 55.4101
|  | 9.1728 | 55.4289
|  | 9.1651 | 55.4471
|  | 9.1574 | 55.4655
|  | 9.1496 | 55.484
|  | 9.1419 | 55.5043
|  | 9.1342 | 55.5266
|  | 9.1265 | 55.5505
|  | 9.1188 | 55.5769
|  | 9.111 | 55.6032
|  | 9.1033 | 55.6292
|  | 9.0956 | 55.6544
|  | 9.0879 | 55.6768
|  | 9.0801 | 55.699
|  | 9.0724 | 55.7202
|  | 9.0647 | 55.7415
|  | 9.057 | 55.7643
|  | 9.0493 | 55.7872
|  | 9.0415 | 55.8107
|  | 9.0338 | 55.8341
|  | 9.0261 | 55.856
|  | 9.0184 | 55.8778
|  | 9.0107 | 55.8981
|  | 9.0029 | 55.9184
|  | 8.9952 | 55.9385
|  | 8.9875 | 55.9587
|  | 8.9798 | 55.9791
|  | 8.972 | 55.9996
|  | 8.9643 | 56.0206
|  | 8.9566 | 56.0418
|  | 8.9489 | 56.0651
|  | 8.9412 | 56.0887
|  | 8.9334 | 56.1145
|  | 8.9257 | 56.1406
|  | 8.918 | 56.166
|  | 8.9103 | 56.1914
|  | 8.9026 | 56.2143
|  | 8.8948 | 56.2371
|  | 8.8871 | 56.2582
|  | 8.8794 | 56.2793
|  | 8.8717 | 56.2999
|  | 8.864 | 56.3206
|  | 8.8562 | 56.3421
|  | 8.8485 | 56.3637
|  | 8.8408 | 56.3874
|  | 8.8331 | 56.4115
|  | 8.8253 | 56.4376
|  | 8.8176 | 56.4638
|  | 8.8099 | 56.4905
|  | 8.8022 | 56.5171
|  | 8.7945 | 56.5437
|  | 8.7867 | 56.5704
|  | 8.779 | 56.5974
|  | 8.7713 | 56.6245
|  | 8.7636 | 56.6516
|  | 8.7559 | 56.6778
|  | 8.7481 | 56.703
|  | 8.7404 | 56.7272
|  | 8.7327 | 56.7505
|  | 8.725 | 56.7744
|  | 8.7172 | 56.7987
|  | 8.7095 | 56.8248
|  | 8.7018 | 56.8517
|  | 8.6941 | 56.88
|  | 8.6864 | 56.9088
|  | 8.6786 | 56.9379
|  | 8.6709 | 56.9669
|  | 8.6632 | 56.9945
|  | 8.6555 | 57.0215
|  | 8.6478 | 57.0462
|  | 8.64 | 57.0708
|  | 8.6323 | 57.0949
|  | 8.6246 | 57.1198
|  | 8.6169 | 57.1458
|  | 8.6091 | 57.1726
|  | 8.6014 | 57.1999
|  | 8.5937 | 57.2274
|  | 8.586 | 57.2551
|  | 8.5783 | 57.2844
|  | 8.5705 | 57.3141
|  | 8.5628 | 57.3463
|  | 8.5551 | 57.3786
|  | 8.5474 | 57.4112
|  | 8.5397 | 57.4432
|  | 8.5319 | 57.4745
|  | 8.5242 | 57.5054
|  | 8.5165 | 57.536
|  | 8.5088 | 57.5664
|  | 8.501 | 57.5967
|  | 8.4933 | 57.6267
|  | 8.4856 | 57.6571
|  | 8.4779 | 57.6892
|  | 8.4702 | 57.7224
|  | 8.4625 | 57.7578
|  | 8.4547 | 57.7942
|  | 8.447 | 57.8312
|  | 8.4393 | 57.8674
|  | 8.4316 | 57.9034
|  | 8.4238 | 57.9369
|  | 8.4161 | 57.9699
|  | 8.4084 | 58.0012
|  | 8.4007 | 58.0325
|  | 8.393 | 58.0636
|  | 8.3852 | 58.0946
|  | 8.3775 | 58.1255
|  | 8.3698 | 58.1554
|  | 8.3621 | 58.1854
|  | 8.3544 | 58.2159
|  | 8.3466 | 58.2472
|  | 8.3389 | 58.2795
|  | 8.3312 | 58.3116
|  | 8.3235 | 58.3437
|  | 8.3157 | 58.3735
|  | 8.308 | 58.4029
|  | 8.3003 | 58.431
|  | 8.2926 | 58.4594
|  | 8.2849 | 58.4882
|  | 8.2771 | 58.5196
|  | 8.2694 | 58.5518
|  | 8.2617 | 58.587
|  | 8.254 | 58.6229
|  | 8.2462 | 58.6599
|  | 8.2385 | 58.6976
|  | 8.2308 | 58.7355
|  | 8.2231 | 58.7724
|  | 8.2154 | 58.8084
|  | 8.2076 | 58.8425
|  | 8.1999 | 58.8757
|  | 8.1922 | 58.9085
|  | 8.1845 | 58.9432
|  | 8.1768 | 58.9784
|  | 8.169 | 59.0149
|  | 8.1613 | 59.0517
|  | 8.1536 | 59.0888
|  | 8.1459 | 59.1268
|  | 8.1382 | 59.165
|  | 8.1304 | 59.2032
|  | 8.1227 | 59.2404
|  | 8.115 | 59.2772
|  | 8.1073 | 59.3131
|  | 8.0996 | 59.3492
|  | 8.0918 | 59.3855
|  | 8.0841 | 59.4215
|  | 8.0764 | 59.4573
|  | 8.0687 | 59.4926
|  | 8.0609 | 59.5284
|  | 8.0532 | 59.565
|  | 8.0455 | 59.6023
|  | 8.0378 | 59.6393
|  | 8.0301 | 59.675
|  | 8.0223 | 59.7101
|  | 8.0146 | 59.7448
|  | 8.0069 | 59.7815
|  | 7.9992 | 59.8196
|  | 7.9914 | 59.8595
|  | 7.9837 | 59.9013
|  | 7.976 | 59.9437
|  | 7.9683 | 59.9865
|  | 7.9606 | 60.0287
|  | 7.9529 | 60.0705
|  | 7.9451 | 60.1108
|  | 7.9374 | 60.1508
|  | 7.9297 | 60.1904
|  | 7.922 | 60.2305
|  | 7.9142 | 60.2712
|  | 7.9065 | 60.3129
|  | 7.8988 | 60.3557
|  | 7.8911 | 60.3991
|  | 7.8834 | 60.443
|  | 7.8756 | 60.487
|  | 7.8679 | 60.5312
|  | 7.8602 | 60.5751
|  | 7.8525 | 60.6191
|  | 7.8448 | 60.663
|  | 7.837 | 60.7076
|  | 7.8293 | 60.7528
|  | 7.8216 | 60.7988
|  | 7.8139 | 60.8451
|  | 7.8061 | 60.8908
|  | 7.7984 | 60.9355
|  | 7.7907 | 60.9775
|  | 7.783 | 61.0189
|  | 7.7753 | 61.06
|  | 7.7675 | 61.1033
|  | 7.7598 | 61.1478
|  | 7.7521 | 61.1937
|  | 7.7444 | 61.24
|  | 7.7367 | 61.2866
|  | 7.7289 | 61.3337
|  | 7.7212 | 61.3828
|  | 7.7135 | 61.4333
|  | 7.7058 | 61.4855
|  | 7.6981 | 61.5389
|  | 7.6903 | 61.5916
|  | 7.6826 | 61.6433
|  | 7.6749 | 61.6923
|  | 7.6672 | 61.7412
|  | 7.6594 | 61.7902
|  | 7.6517 | 61.8418
|  | 7.644 | 61.8943
|  | 7.6363 | 61.9477
|  | 7.6286 | 62.0014
|  | 7.6208 | 62.0554
|  | 7.6131 | 62.1095
|  | 7.6054 | 62.1636
|  | 7.5977 | 62.2183
|  | 7.5899 | 62.274
|  | 7.5822 | 62.3314
|  | 7.5745 | 62.3905
|  | 7.5668 | 62.4504
|  | 7.5591 | 62.5108
|  | 7.5513 | 62.572
|  | 7.5436 | 62.6328
|  | 7.5359 | 62.6931
|  | 7.5282 | 62.751
|  | 7.5205 | 62.808
|  | 7.5127 | 62.8658
|  | 7.505 | 62.9261
|  | 7.4973 | 62.9902
|  | 7.4896 | 63.0544
|  | 7.4819 | 63.1176
|  | 7.4741 | 63.175
|  | 7.4664 | 63.2284
|  | 7.4587 | 63.2801
|  | 7.451 | 63.3319
|  | 7.4432 | 63.3871
|  | 7.4355 | 63.444
|  | 7.4278 | 63.5026
|  | 7.4201 | 63.5623
|  | 7.4124 | 63.6233
|  | 7.4046 | 63.6858
|  | 7.3969 | 63.7496
|  | 7.3892 | 63.8136
|  | 7.3815 | 63.8753
|  | 7.3738 | 63.9349
|  | 7.366 | 63.9922
|  | 7.3583 | 64.0504
|  | 7.3506 | 64.1105
|  | 7.3429 | 64.1719
|  | 7.3351 | 64.233
|  | 7.3274 | 64.2906
|  | 7.3197 | 64.346
|  | 7.312 | 64.3997
|  | 7.3043 | 64.4522
|  | 7.2965 | 64.5059
|  | 7.2888 | 64.563
|  | 7.2811 | 64.6238
|  | 7.2734 | 64.6886
|  | 7.2657 | 64.7533
|  | 7.2579 | 64.8162
|  | 7.2502 | 64.8772
|  | 7.2425 | 64.9369
|  | 7.2348 | 64.9979
|  | 7.2271 | 65.0623
|  | 7.2193 | 65.1306
|  | 7.2116 | 65.2024
|  | 7.2039 | 65.2736
|  | 7.1962 | 65.3408
|  | 7.1884 | 65.4069
|  | 7.1807 | 65.4741
|  | 7.173 | 65.5461
|  | 7.1653 | 65.6173
|  | 7.1576 | 65.6842
|  | 7.1498 | 65.7474
|  | 7.1421 | 65.8089
|  | 7.1344 | 65.8708
|  | 7.1267 | 65.9335
|  | 7.119 | 65.9988
|  | 7.1112 | 66.068
|  | 7.1035 | 66.1422
|  | 7.0958 | 66.2201
|  | 7.0881 | 66.2976
|  | 7.0804 | 66.3737
|  | 7.0726 | 66.4484
|  | 7.0649 | 66.5223
|  | 7.0572 | 66.5948
|  | 7.0495 | 66.6644
|  | 7.0417 | 66.7336
|  | 7.034 | 66.8051
|  | 7.0263 | 66.8822
|  | 7.0186 | 66.9636
|  | 7.0109 | 67.0451
|  | 7.0031 | 67.1263
|  | 6.9954 | 67.2059
|  | 6.9877 | 67.2817
|  | 6.98 | 67.35
|  | 6.9722 | 67.4176
|  | 6.9645 | 67.4934
|  | 6.9568 | 67.5784
|  | 6.9491 | 67.6686
|  | 6.9414 | 67.7567
|  | 6.9336 | 67.8389
|  | 6.9259 | 67.9174
|  | 6.9182 | 67.9944
|  | 6.9105 | 68.0706
|  | 6.9028 | 68.1466
|  | 6.895 | 68.2221
|  | 6.8873 | 68.2984
|  | 6.8796 | 68.3769
|  | 6.8719 | 68.459
|  | 6.8642 | 68.5439
|  | 6.8564 | 68.6283
|  | 6.8487 | 68.7088
|  | 6.841 | 68.7884
|  | 6.8333 | 68.8754
|  | 6.8255 | 68.9663
|  | 6.8178 | 69.0553
|  | 6.8101 | 69.1424
|  | 6.8024 | 69.2318
|  | 6.7947 | 69.3283
|  | 6.7869 | 69.4323
|  | 6.7792 | 69.5347
|  | 6.7715 | 69.633
|  | 6.7638 | 69.7296
|  | 6.7561 | 69.8259
|  | 6.7483 | 69.922
|  | 6.7406 | 70.018
|  | 6.7329 | 70.1142
|  | 6.7252 | 70.2117
|  | 6.7174 | 70.3094
|  | 6.7097 | 70.4013
|  | 6.702 | 70.4869
|  | 6.6943 | 70.5708
|  | 6.6866 | 70.6588
|  | 6.6789 | 70.7539
|  | 6.6711 | 70.8536
|  | 6.6634 | 70.9521
|  | 6.6557 | 71.0465
|  | 6.648 | 71.1384
|  | 6.6402 | 71.2366
|  | 6.6325 | 71.339
|  | 6.6248 | 71.4348
|  | 6.6171 | 71.5266
|  | 6.6094 | 71.6196
|  | 6.6016 | 71.716
|  | 6.5939 | 71.814
|  | 6.5862 | 71.9101
|  | 6.5785 | 72.005
|  | 6.5708 | 72.1027
|  | 6.563 | 72.2001
|  | 6.5553 | 72.2917
|  | 6.5476 | 72.3817
|  | 6.5399 | 72.474
|  | 6.5321 | 72.5698
|  | 6.5244 | 72.6668
|  | 6.5167 | 72.7602
|  | 6.509 | 72.8534
|  | 6.5013 | 72.9553
|  | 6.4935 | 73.0637
|  | 6.4858 | 73.1624
|  | 6.4781 | 73.2459
|  | 6.4704 | 73.3241
|  | 6.4627 | 73.406
|  | 6.4549 | 73.4959
|  | 6.4472 | 73.5939
|  | 6.4395 | 73.698
|  | 6.4318 | 73.8069
|  | 6.4241 | 73.916
|  | 6.4163 | 74.0162
|  | 6.4086 | 74.1059
|  | 6.4009 | 74.2001
|  | 6.3932 | 74.3052
|  | 6.3854 | 74.4167
|  | 6.3777 | 74.5294
|  | 6.37 | 74.6405
|  | 6.3623 | 74.747
|  | 6.3546 | 74.8527
|  | 6.3468 | 74.9606
|  | 6.3391 | 75.0605
|  | 6.3314 | 75.1514
|  | 6.3237 | 75.2442
|  | 6.3159 | 75.3403
|  | 6.3082 | 75.4348
|  | 6.3005 | 75.5263
|  | 6.2928 | 75.6156
|  | 6.2851 | 75.7015
|  | 6.2773 | 75.7821
|  | 6.2696 | 75.8561
|  | 6.2619 | 75.9239
|  | 6.2542 | 75.9874
|  | 6.2465 | 76.0463
|  | 6.2387 | 76.0978
|  | 6.231 | 76.1407
|  | 6.2233 | 76.1734
|  | 6.2156 | 76.1938
|  | 6.2079 | 76.2104
|  | 6.2001 | 76.2335
|  | 6.1924 | 76.2551
|  | 6.1847 | 76.2671
|  | 6.177 | 76.2891
|  | 6.1692 | 76.3339
|  | 6.1615 | 76.3888
|  | 6.1538 | 76.4495
|  | 6.1461 | 76.5229
|  | 6.1384 | 76.6106
|  | 6.1306 | 76.7138
|  | 6.1229 | 76.8382
|  | 6.1152 | 76.9829
|  | 6.1075 | 77.1238
|  | 6.0998 | 77.258
|  | 6.092 | 77.4043
|  | 6.0843 | 77.5693
|  | 6.0766 | 77.7525
|  | 6.0689 | 77.9334
|  | 6.0611 | 78.0927
|  | 6.0534 | 78.2539
|  | 6.0457 | 78.4225
|  | 6.038 | 78.5734
|  | 6.0303 | 78.7202
|  | 6.0225 | 78.8822
|  | 6.0148 | 79.0566
|  | 6.0071 | 79.2274
|  | 5.9994 | 79.3966
|  | 5.9917 | 79.5703
|  | 5.9839 | 79.7363
|  | 5.9762 | 79.8919
|  | 5.9685 | 80.0514
|  | 5.9608 | 80.2169
|  | 5.9531 | 80.3899
|  | 5.9453 | 80.5727
|  | 5.9376 | 80.7494
|  | 5.9299 | 80.9027
|  | 5.9222 | 81.0488
|  | 5.9144 | 81.2015
|  | 5.9067 | 81.3614
|  | 5.899 | 81.5359
|  | 5.8913 | 81.7088
|  | 5.8836 | 81.8593
|  | 5.8758 | 82.0034
|  | 5.8681 | 82.1522
|  | 5.8604 | 82.299
|  | 5.8527 | 82.439
|  | 5.845 | 82.5881
|  | 5.8372 | 82.7528
|  | 5.8295 | 82.9169
|  | 5.8218 | 83.0561
|  | 5.8141 | 83.1814
|  | 5.8064 | 83.3227
|  | 5.7986 | 83.4812
|  | 5.7909 | 83.6492
|  | 5.7832 | 83.8266
|  | 5.7755 | 84.0059
|  | 5.7677 | 84.1733
|  | 5.76 | 84.3254
|  | 5.7523 | 84.4789
|  | 5.7446 | 84.6402
|  | 5.7369 | 84.8052
|  | 5.7291 | 84.9742
|  | 5.7214 | 85.1339
|  | 5.7137 | 85.2609
|  | 5.706 | 85.3731
|  | 5.6982 | 85.5051
|  | 5.6905 | 85.6513
|  | 5.6828 | 85.7904
|  | 5.6751 | 85.9211
|  | 5.6674 | 86.0509
|  | 5.6597 | 86.195
|  | 5.6519 | 86.3462
|  | 5.6442 | 86.4782
|  | 5.6365 | 86.5881
|  | 5.6288 | 86.7091
|  | 5.621 | 86.844
|  | 5.6133 | 86.9759
|  | 5.6056 | 87.1
|  | 5.5979 | 87.2306
|  | 5.5902 | 87.3747
|  | 5.5824 | 87.5183
|  | 5.5747 | 87.6425
|  | 5.567 | 87.7671
|  | 5.5593 | 87.899
|  | 5.5515 | 88.0265
|  | 5.5438 | 88.1484
|  | 5.5361 | 88.2752
|  | 5.5284 | 88.4061
|  | 5.5207 | 88.5318
|  | 5.5129 | 88.6551
|  | 5.5052 | 88.7817
|  | 5.4975 | 88.9117
|  | 5.4898 | 89.0477
|  | 5.4821 | 89.1861
|  | 5.4743 | 89.3194
|  | 5.4666 | 89.4389
|  | 5.4589 | 89.5436
|  | 5.4512 | 89.6599
|  | 5.4434 | 89.7883
|  | 5.4357 | 89.9203
|  | 5.428 | 90.0542
|  | 5.4203 | 90.1688
|  | 5.4126 | 90.2704
|  | 5.4049 | 90.3804
|  | 5.3971 | 90.4967
|  | 5.3894 | 90.6172
|  | 5.3817 | 90.7364
|  | 5.374 | 90.8523
|  | 5.3662 | 90.9789
|  | 5.3585 | 91.1159
|  | 5.3508 | 91.2294
|  | 5.3431 | 91.3199
|  | 5.3354 | 91.4249
|  | 5.3276 | 91.5404
|  | 5.3199 | 91.6549
|  | 5.3122 | 91.7694
|  | 5.3045 | 91.8895
|  | 5.2968 | 92.0128
|  | 5.289 | 92.1254
|  | 5.2813 | 92.235
|  | 5.2736 | 92.3406
|  | 5.2659 | 92.4473
|  | 5.2581 | 92.5627
|  | 5.2504 | 92.6813
|  | 5.2427 | 92.7956
|  | 5.235 | 92.8948
|  | 5.2273 | 92.9982
|  | 5.2195 | 93.1181
|  | 5.2118 | 93.2273
|  | 5.2041 | 93.3281
|  | 5.1964 | 93.4194
|  | 5.1886 | 93.5069
|  | 5.1809 | 93.6037
|  | 5.1732 | 93.7032
|  | 5.1655 | 93.8059
|  | 5.1578 | 93.9201
|  | 5.1501 | 94.0271
|  | 5.1423 | 94.1084
|  | 5.1346 | 94.1888
|  | 5.1269 | 94.2798
|  | 5.1192 | 94.3758
|  | 5.1114 | 94.4717
|  | 5.1037 | 94.5662
|  | 5.096 | 94.6651
|  | 5.0883 | 94.7624
|  | 5.0806 | 94.8436
|  | 5.0728 | 94.9298
|  | 5.0651 | 95.0283
|  | 5.0574 | 95.1231
|  | 5.0497 | 95.2125
|  | 5.0419 | 95.3005
|  | 5.0342 | 95.393
|  | 5.0265 | 95.486
|  | 5.0188 | 95.5621
|  | 5.0111 | 95.6345
|  | 5.0034 | 95.716
|  | 4.9956 | 95.7947
|  | 4.9879 | 95.8675
|  | 4.9802 | 95.942
|  | 4.9725 | 96.0188
|  | 4.9647 | 96.0947
|  | 4.957 | 96.1642
|  | 4.9493 | 96.2315
|  | 4.9416 | 96.3039
|  | 4.9339 | 96.3721
|  | 4.9261 | 96.4382
|  | 4.9184 | 96.5087
|  | 4.9107 | 96.5811
|  | 4.903 | 96.6534
|  | 4.8952 | 96.7203
|  | 4.8875 | 96.7888
|  | 4.8798 | 96.8589
|  | 4.8721 | 96.924
|  | 4.8644 | 96.9866
|  | 4.8566 | 97.0486
|  | 4.8489 | 97.1102
|  | 4.8412 | 97.1727
|  | 4.8335 | 97.235
|  | 4.8258 | 97.2924
|  | 4.818 | 97.3416
|  | 4.8103 | 97.3957
|  | 4.8026 | 97.4475
|  | 4.7949 | 97.4984
|  | 4.7871 | 97.5504
|  | 4.7794 | 97.597
|  | 4.7717 | 97.6381
|  | 4.764 | 97.6795
|  | 4.7563 | 97.7219
|  | 4.7485 | 97.7718
|  | 4.7408 | 97.8185
|  | 4.7331 | 97.8586
|  | 4.7254 | 97.9001
|  | 4.7177 | 97.9443
|  | 4.7099 | 97.9852
|  | 4.7022 | 98.0295
|  | 4.6945 | 98.0759
|  | 4.6868 | 98.115
|  | 4.6791 | 98.1509
|  | 4.6713 | 98.1897
|  | 4.6636 | 98.233
|  | 4.6559 | 98.2682
|  | 4.6482 | 98.2983
|  | 4.6404 | 98.3271
|  | 4.6327 | 98.3557
|  | 4.625 | 98.3827
|  | 4.6173 | 98.4116
|  | 4.6096 | 98.4337
|  | 4.6018 | 98.4572
|  | 4.5941 | 98.4798
|  | 4.5864 | 98.4986
|  | 4.5787 | 98.5172
|  | 4.571 | 98.5392
|  | 4.5632 | 98.5584
|  | 4.5555 | 98.577
|  | 4.5478 | 98.5974
|  | 4.5401 | 98.6217
|  | 4.5324 | 98.6459
|  | 4.5246 | 98.6634
|  | 4.5169 | 98.6821
|  | 4.5092 | 98.7047
|  | 4.5015 | 98.7211
|  | 4.4938 | 98.7359
|  | 4.486 | 98.7528
|  | 4.4783 | 98.7604
|  | 4.4706 | 98.773
|  | 4.4629 | 98.7789
|  | 4.4551 | 98.7834
|  | 4.4474 | 98.7897
|  | 4.4397 | 98.7991
|  | 4.432 | 98.8049
|  | 4.4242 | 98.8077
|  | 4.4165 | 98.8109
|  | 4.4088 | 98.8098
|  | 4.4011 | 98.8169
|  | 4.3934 | 98.8179
|  | 4.3857 | 98.8139
|  | 4.3779 | 98.8271
|  | 4.3702 | 98.8433
|  | 4.3625 | 98.862
|  | 4.3548 | 98.8744
|  | 4.347 | 98.8908
|  | 4.3393 | 98.9168
|  | 4.3316 | 98.9271
|  | 4.3239 | 98.9237
|  | 4.3162 | 98.94
|  | 4.3084 | 98.9489
|  | 4.3007 | 98.9315
|  | 4.293 | 98.9019
|  | 4.2853 | 98.8828
|  | 4.2775 | 98.8673
|  | 4.2698 | 98.8443
|  | 4.2621 | 98.8372
|  | 4.2544 | 98.9508
|  | 4.2467 | 98.9652
|  | 4.2389 | 98.8579
|  | 4.2312 | 98.7968
|  | 4.2235 | 98.7559
|  | 4.2158 | 98.7369
|  | 4.2081 | 98.7268
|  | 4.2003 | 98.7305
|  | 4.1926 | 98.7288
|  | 4.1849 | 98.7302
|  | 4.1772 | 98.715
|  | 4.1694 | 98.6954
|  | 4.1617 | 98.6799
|  | 4.154 | 98.6555
|  | 4.1463 | 98.6412
|  | 4.1386 | 98.633
|  | 4.1309 | 98.6246
|  | 4.1231 | 98.614
|  | 4.1154 | 98.6028
|  | 4.1077 | 98.5887
|  | 4.1 | 98.5753
|  | 4.0922 | 98.5671
|  | 4.0845 | 98.5588
|  | 4.0768 | 98.5467
|  | 4.0691 | 98.535
|  | 4.0614 | 98.5159
|  | 4.0536 | 98.4997
|  | 4.0459 | 98.4892
|  | 4.0382 | 98.4706
|  | 4.0305 | 98.4544
|  | 4.0228 | 98.4345
|  | 4.015 | 98.4161
|  | 4.0073 | 98.3978
|  | 3.9996 | 98.3782
|  | 3.9919 | 98.3648
|  | 3.9842 | 98.3393
|  | 3.9764 | 98.3221
|  | 3.9687 | 98.3053
|  | 3.961 | 98.2899
|  | 3.9533 | 98.2757
|  | 3.9455 | 98.2612
|  | 3.9378 | 98.24
|  | 3.9301 | 98.222
|  | 3.9224 | 98.203
|  | 3.9146 | 98.179
|  | 3.9069 | 98.1586
|  | 3.8992 | 98.1421
|  | 3.8915 | 98.1242
|  | 3.8838 | 98.1004
|  | 3.8761 | 98.0799
|  | 3.8683 | 98.0628
|  | 3.8606 | 98.044
|  | 3.8529 | 98.0292
|  | 3.8452 | 98.0153
|  | 3.8374 | 97.9913
|  | 3.8297 | 97.9791
|  | 3.822 | 97.9566
|  | 3.8143 | 97.9344
|  | 3.8066 | 97.9178
|  | 3.7988 | 97.9021
|  | 3.7911 | 97.8799
|  | 3.7834 | 97.8589
|  | 3.7757 | 97.8445
|  | 3.7679 | 97.8227
|  | 3.7602 | 97.8045
|  | 3.7525 | 97.7914
|  | 3.7448 | 97.7662
|  | 3.7371 | 97.746
|  | 3.7293 | 97.7253
|  | 3.7216 | 97.7174
|  | 3.7139 | 97.6899
|  | 3.7062 | 97.6774
|  | 3.6985 | 97.653
|  | 3.6907 | 97.6323
|  | 3.683 | 97.6229
|  | 3.6753 | 97.5994
|  | 3.6676 | 97.5769
|  | 3.6599 | 97.5599
|  | 3.6521 | 97.56
|  | 3.6444 | 97.535
|  | 3.6367 | 97.5095
|  | 3.629 | 97.4965
|  | 3.6212 | 97.4702
|  | 3.6135 | 97.452
|  | 3.6058 | 97.422
|  | 3.5981 | 97.4139
|  | 3.5904 | 97.3991
|  | 3.5826 | 97.377
|  | 3.5749 | 97.3626
|  | 3.5672 | 97.357
|  | 3.5595 | 97.3268
|  | 3.5518 | 97.303
|  | 3.544 | 97.2778
|  | 3.5363 | 97.246
|  | 3.5286 | 97.1985
|  | 3.5209 | 97.1529
|  | 3.5131 | 97.0811
|  | 3.5054 | 96.9936
|  | 3.4977 | 96.9758
|  | 3.49 | 96.9892
|  | 3.4823 | 96.9667
|  | 3.4746 | 96.9706
|  | 3.4668 | 96.9605
|  | 3.4591 | 96.9228
|  | 3.4514 | 96.8661
|  | 3.4437 | 96.8187
|  | 3.4359 | 96.7418
|  | 3.4282 | 96.6382
|  | 3.4205 | 96.5343
|  | 3.4128 | 96.5046
|  | 3.4051 | 96.5614
|  | 3.3973 | 96.581
|  | 3.3896 | 96.5858
|  | 3.3819 | 96.5494
|  | 3.3742 | 96.5227
|  | 3.3664 | 96.5083
|  | 3.3587 | 96.4753
|  | 3.351 | 96.4925
|  | 3.3433 | 96.4978
|  | 3.3356 | 96.5015
|  | 3.3278 | 96.4994
|  | 3.3201 | 96.4531
|  | 3.3124 | 96.4141
|  | 3.3047 | 96.3762
|  | 3.297 | 96.3314
|  | 3.2892 | 96.281
|  | 3.2815 | 96.226
|  | 3.2738 | 96.1708
|  | 3.2661 | 96.119
|  | 3.2584 | 96.0383
|  | 3.2506 | 95.967
|  | 3.2429 | 95.8996
|  | 3.2352 | 95.859
|  | 3.2275 | 95.7877
|  | 3.2197 | 95.7182
|  | 3.212 | 95.6448
|  | 3.2043 | 95.5616
|  | 3.1966 | 95.4914
|  | 3.1889 | 95.4001
|  | 3.1811 | 95.326
|  | 3.1734 | 95.2269
|  | 3.1657 | 95.1453
|  | 3.158 | 95.062
|  | 3.1503 | 94.9743
|  | 3.1425 | 94.876
|  | 3.1348 | 94.7677
|  | 3.1271 | 94.6776
|  | 3.1194 | 94.5778
|  | 3.1117 | 94.4866
|  | 3.1039 | 94.394
|  | 3.0962 | 94.3073
|  | 3.0885 | 94.2419
|  | 3.0808 | 94.1648
|  | 3.073 | 94.1021
|  | 3.0653 | 94.037
|  | 3.0576 | 93.9449
|  | 3.0499 | 93.884
|  | 3.0422 | 93.8052
|  | 3.0344 | 93.7115
|  | 3.0267 | 93.6149
|  | 3.019 | 93.5505
|  | 3.0113 | 93.4596
|  | 3.0036 | 93.3747
|  | 2.9958 | 93.2521
|  | 2.9881 | 93.169
|  | 2.9804 | 93.0807
|  | 2.9727 | 92.9861
|  | 2.9649 | 92.9074
|  | 2.9572 | 92.8425
|  | 2.9495 | 92.7656
|  | 2.9418 | 92.7096
|  | 2.9341 | 92.6902
|  | 2.9263 | 92.6961
|  | 2.9186 | 92.6758
|  | 2.9109 | 92.6739
|  | 2.9032 | 92.7487
|  | 2.8954 | 92.7827
|  | 2.8877 | 92.8263
|  | 2.88 | 92.901
|  | 2.8723 | 93.004
|  | 2.8646 | 93.0908
|  | 2.8569 | 93.2362
|  | 2.8491 | 93.3786
|  | 2.8414 | 93.5658
|  | 2.8337 | 93.7908
|  | 2.826 | 94.0198
|  | 2.8182 | 94.3199
|  | 2.8105 | 94.6364
|  | 2.8028 | 95.0064
|  | 2.7951 | 95.3451
|  | 2.7874 | 95.7973
|  | 2.7796 | 96.1822
|  | 2.7719 | 96.589
|  | 2.7642 | 96.9973
|  | 2.7565 | 97.6175
|  | 2.7487 | 97.8623
|  | 2.741 | 98.3329
|  | 2.7333 | 98.347
|  | 2.7256 | 98.7194
|  | 2.7179 | 98.6626
|  | 2.7102 | 98.8601
|  | 2.7024 | 98.933
|  | 2.6947 | 99.0556
|  | 2.687 | 99.0958
|  | 2.6793 | 99.2171
|  | 2.6715 | 99.2027
|  | 2.6638 | 99.0141
|  | 2.6561 | 98.9933
|  | 2.6484 | 98.9492
|  | 2.6406 | 98.8764
|  | 2.6329 | 99.0038
|  | 2.6252 | 98.8082
|  | 2.6175 | 98.8683
|  | 2.6098 | 98.8326
|  | 2.6021 | 98.6724
|  | 2.5943 | 98.6333
|  | 2.5866 | 98.675
|  | 2.5789 | 98.5632
|  | 2.5712 | 98.4652
|  | 2.5634 | 98.4735
|  | 2.5557 | 98.289
|  | 2.548 | 98.2143
|  | 2.5403 | 98.0957
|  | 2.5326 | 98.0319
|  | 2.5248 | 97.9236
|  | 2.5171 | 97.8289
|  | 2.5094 | 97.7214
|  | 2.5017 | 97.6318
|  | 2.5 | 97.6181
|  | 2.499 | 97.8639
|  | 2.498 | 97.865
|  | 2.497 | 97.7079
|  | 2.496 | 97.4657
|  | 2.495 | 97.6267
|  | 2.494 | 97.4395
|  | 2.493 | 97.5813
|  | 2.492 | 97.5251
|  | 2.491 | 97.4818
|  | 2.49 | 97.7073
|  | 2.489 | 97.6065
|  | 2.488 | 97.5072
|  | 2.487 | 97.7344
|  | 2.486 | 97.6134
|  | 2.485 | 97.5099
|  | 2.484 | 97.5006
|  | 2.483 | 97.4614
|  | 2.482 | 97.5212
|  | 2.481 | 97.2909
|  | 2.48 | 97.4667
|  | 2.479 | 97.3431
|  | 2.478 | 97.3976
|  | 2.477 | 97.4285
|  | 2.476 | 97.2737
|  | 2.475 | 97.3304
|  | 2.474 | 97.3204
|  | 2.473 | 97.2912
|  | 2.472 | 97.2619
|  | 2.471 | 97.2303
|  | 2.47 | 97.2317
|  | 2.469 | 97.2884
|  | 2.468 | 97.3318
|  | 2.467 | 97.2383
|  | 2.466 | 97.2649
|  | 2.465 | 97.2321
|  | 2.464 | 97.1125
|  | 2.463 | 97.242
|  | 2.462 | 97.1665
|  | 2.461 | 97.1752
|  | 2.46 | 97.0877
|  | 2.459 | 97.112
|  | 2.458 | 97.0534
|  | 2.457 | 97.0765
|  | 2.456 | 97.1071
|  | 2.455 | 97.0054
|  | 2.454 | 97.0548
|  | 2.453 | 97.0847
|  | 2.452 | 97.0656
|  | 2.451 | 97.0029
|  | 2.45 | 97.0132
|  | 2.449 | 96.9942
|  | 2.448 | 96.9493
|  | 2.447 | 97.0135
|  | 2.446 | 96.933
|  | 2.445 | 96.8702
|  | 2.444 | 96.944
|  | 2.443 | 96.9242
|  | 2.442 | 96.8344
|  | 2.441 | 96.9899
|  | 2.44 | 96.7769
|  | 2.439 | 96.8043
|  | 2.438 | 96.7498
|  | 2.437 | 96.8233
|  | 2.436 | 96.8423
|  | 2.435 | 96.7401
|  | 2.434 | 96.7144
|  | 2.433 | 96.7469
|  | 2.432 | 96.6383
|  | 2.431 | 96.7771
|  | 2.43 | 96.7088
|  | 2.429 | 96.7167
|  | 2.428 | 96.6682
|  | 2.427 | 96.6934
|  | 2.426 | 96.6574
|  | 2.425 | 96.6432
|  | 2.424 | 96.541
|  | 2.423 | 96.6308
|  | 2.422 | 96.7228
|  | 2.421 | 96.5921
|  | 2.42 | 96.5167
|  | 2.419 | 96.5735
|  | 2.418 | 96.6064
|  | 2.417 | 96.5818
|  | 2.416 | 96.5387
|  | 2.415 | 96.5447
|  | 2.414 | 96.4236
|  | 2.413 | 96.5757
|  | 2.412 | 96.4159
|  | 2.411 | 96.5913
|  | 2.41 | 96.5548
|  | 2.409 | 96.4607
|  | 2.408 | 96.4535
|  | 2.407 | 96.3635
|  | 2.406 | 96.3565
|  | 2.405 | 96.341
|  | 2.404 | 96.2817
|  | 2.403 | 96.3712
|  | 2.402 | 96.4392
|  | 2.401 | 96.3134
|  | 2.4 | 96.3486
|  | 2.399 | 96.3144
|  | 2.398 | 96.2855
|  | 2.397 | 96.3837
|  | 2.396 | 96.3098
|  | 2.395 | 96.2488
|  | 2.394 | 96.3051
|  | 2.393 | 96.2323
|  | 2.392 | 96.31
|  | 2.391 | 96.2691
|  | 2.39 | 96.1998
|  | 2.389 | 96.1844
|  | 2.388 | 96.1644
|  | 2.387 | 96.1807
|  | 2.386 | 96.1329
|  | 2.385 | 96.1364
|  | 2.384 | 96.2023
|  | 2.383 | 96.1741
|  | 2.382 | 96.147
|  | 2.381 | 96.1445
|  | 2.38 | 96.0974
|  | 2.379 | 96.1309
|  | 2.378 | 96.0843
|  | 2.377 | 96.0654
|  | 2.376 | 96.0298
|  | 2.375 | 95.9808
|  | 2.374 | 96.0983
|  | 2.373 | 96.09
|  | 2.372 | 95.9965
|  | 2.371 | 96.0518
|  | 2.37 | 96.0264
|  | 2.369 | 95.9999
|  | 2.368 | 95.9481
|  | 2.367 | 95.9634
|  | 2.366 | 95.9872
|  | 2.365 | 96.0136
|  | 2.364 | 95.9705
|  | 2.363 | 95.9629
|  | 2.362 | 95.9823
|  | 2.361 | 95.9424
|  | 2.36 | 95.9692
|  | 2.359 | 95.8969
|  | 2.358 | 95.9055
|  | 2.357 | 95.896
|  | 2.356 | 95.8577
|  | 2.355 | 95.8921
|  | 2.354 | 95.9287
|  | 2.353 | 95.8841
|  | 2.352 | 95.814
|  | 2.351 | 95.8182
|  | 2.35 | 95.8361
|  | 2.349 | 95.9243
|  | 2.348 | 95.8535
|  | 2.347 | 95.8531
|  | 2.346 | 95.8209
|  | 2.345 | 95.8298
|  | 2.344 | 95.8158
|  | 2.343 | 95.8515
|  | 2.342 | 95.8303
|  | 2.341 | 95.8157
|  | 2.34 | 95.8023
|  | 2.339 | 95.8018
|  | 2.338 | 95.8186
|  | 2.337 | 95.7898
|  | 2.336 | 95.7666
|  | 2.335 | 95.7957
|  | 2.334 | 95.7613
|  | 2.333 | 95.78
|  | 2.332 | 95.7463
|  | 2.331 | 95.7617
|  | 2.33 | 95.726
|  | 2.329 | 95.7206
|  | 2.328 | 95.7655
|  | 2.327 | 95.7804
|  | 2.326 | 95.7274
|  | 2.325 | 95.7326
|  | 2.324 | 95.6992
|  | 2.323 | 95.7277
|  | 2.322 | 95.712
|  | 2.321 | 95.6995
|  | 2.32 | 95.681
|  | 2.319 | 95.7154
|  | 2.318 | 95.7698
|  | 2.317 | 95.7655
|  | 2.316 | 95.6992
|  | 2.315 | 95.6913
|  | 2.314 | 95.6479
|  | 2.313 | 95.7301
|  | 2.312 | 95.6774
|  | 2.311 | 95.7485
|  | 2.31 | 95.7318
|  | 2.309 | 95.7374
|  | 2.308 | 95.7075
|  | 2.307 | 95.6757
|  | 2.306 | 95.6849
|  | 2.305 | 95.7267
|  | 2.304 | 95.6456
|  | 2.303 | 95.7528
|  | 2.302 | 95.6937
|  | 2.301 | 95.7563
|  | 2.3 | 95.7114
|  | 2.299 | 95.6959
|  | 2.298 | 95.7513
|  | 2.297 | 95.7903
|  | 2.296 | 95.7877
|  | 2.295 | 95.6762
|  | 2.294 | 95.7324
|  | 2.293 | 95.7218
|  | 2.292 | 95.6738
|  | 2.291 | 95.8582
|  | 2.29 | 95.5241
|  | 2.289 | 95.8391
|  | 2.288 | 95.747
|  | 2.287 | 95.8492
|  | 2.286 | 95.7923
|  | 2.285 | 95.8921
|  | 2.284 | 95.7332
|  | 2.283 | 95.6555
|  | 2.282 | 95.6762
|  | 2.281 | 95.8945
|  | 2.28 | 95.6501
|  | 2.279 | 95.6493
|  | 2.278 | 95.7268
|  | 2.277 | 95.8393
|  | 2.276 | 95.6818
|  | 2.275 | 95.7619
|  | 2.274 | 95.7964
|  | 2.273 | 95.6952
|  | 2.272 | 95.6534
|  | 2.271 | 95.8267
|  | 2.27 | 95.6944
|  | 2.269 | 95.7799
|  | 2.268 | 95.8155
|  | 2.267 | 95.7762
|  | 2.266 | 95.9949
|  | 2.265 | 95.7709
|  | 2.264 | 95.6859
|  | 2.263 | 95.7831
|  | 2.262 | 95.9177
|  | 2.261 | 95.9213
|  | 2.26 | 95.9319
|  | 2.259 | 95.7881
|  | 2.258 | 96.0328
|  | 2.257 | 95.9068
|  | 2.256 | 95.8678
|  | 2.255 | 95.8465
|  | 2.254 | 95.8888
|  | 2.253 | 95.7883
|  | 2.252 | 95.9811
|  | 2.251 | 95.9469
|  | 2.25 | 96.0225
|  | 2.249 | 96.1615
|  | 2.248 | 96.1029
|  | 2.247 | 96.1664
|  | 2.246 | 96.1019
|  | 2.245 | 96.3048
|  | 2.244 | 96.0677
|  | 2.243 | 96.0755
|  | 2.242 | 96.0034
|  | 2.241 | 96.1205
|  | 2.24 | 96.0561
|  | 2.239 | 96.2494
|  | 2.238 | 96.1947
|  | 2.237 | 96.2559
|  | 2.236 | 96.1954
|  | 2.235 | 96.2249
|  | 2.234 | 96.1376
|  | 2.233 | 96.2879
|  | 2.232 | 96.3224
|  | 2.231 | 96.3243
|  | 2.23 | 96.1425
|  | 2.229 | 96.3139
|  | 2.228 | 96.2274
|  | 2.227 | 96.3566
|  | 2.226 | 96.2934
|  | 2.225 | 96.3609
|  | 2.224 | 96.4006
|  | 2.223 | 96.2849
|  | 2.222 | 96.4247
|  | 2.221 | 96.3624
|  | 2.22 | 96.4867
|  | 2.219 | 96.3374
|  | 2.218 | 96.4199
|  | 2.217 | 96.4029
|  | 2.216 | 96.6932
|  | 2.215 | 96.5252
|  | 2.214 | 96.5505
|  | 2.213 | 96.5555
|  | 2.212 | 96.5195
|  | 2.211 | 96.6209
|  | 2.21 | 96.6343
|  | 2.209 | 96.5191
|  | 2.208 | 96.6209
|  | 2.207 | 96.5934
|  | 2.206 | 96.679
|  | 2.205 | 96.6731
|  | 2.204 | 96.7029
|  | 2.203 | 96.7129
|  | 2.202 | 96.8346
|  | 2.201 | 96.7234
|  | 2.2 | 96.8473
|  | 2.199 | 96.8547
|  | 2.198 | 96.9401
|  | 2.197 | 96.8249
|  | 2.196 | 96.8632
|  | 2.195 | 96.992
|  | 2.194 | 96.9282
|  | 2.193 | 96.9621
|  | 2.192 | 96.9528
|  | 2.191 | 96.9423
|  | 2.19 | 96.9555
|  | 2.189 | 97.0564
|  | 2.188 | 96.9665
|  | 2.187 | 97.0983
|  | 2.186 | 96.9939
|  | 2.185 | 97.1446
|  | 2.184 | 97.0974
|  | 2.183 | 97.188
|  | 2.182 | 97.2563
|  | 2.181 | 97.1327
|  | 2.18 | 97.3085
|  | 2.179 | 97.3356
|  | 2.178 | 97.1892
|  | 2.177 | 97.2927
|  | 2.176 | 97.364
|  | 2.175 | 97.3239
|  | 2.174 | 97.3825
|  | 2.173 | 97.3943
|  | 2.172 | 97.4427
|  | 2.171 | 97.4041
|  | 2.17 | 97.4544
|  | 2.169 | 97.4919
|  | 2.168 | 97.4918
|  | 2.167 | 97.6066
|  | 2.166 | 97.6076
|  | 2.165 | 97.6708
|  | 2.164 | 97.6266
|  | 2.163 | 97.6895
|  | 2.162 | 97.6108
|  | 2.161 | 97.6438
|  | 2.16 | 97.7295
|  | 2.159 | 97.8222
|  | 2.158 | 97.6981
|  | 2.157 | 97.6274
|  | 2.156 | 97.7441
|  | 2.155 | 97.9524
|  | 2.154 | 97.7972
|  | 2.153 | 97.946
|  | 2.152 | 97.9195
|  | 2.151 | 97.8811
|  | 2.15 | 97.9611
|  | 2.149 | 97.9476
|  | 2.148 | 97.9366
|  | 2.147 | 98.008
|  | 2.146 | 98.0184
|  | 2.145 | 98.0846
|  | 2.144 | 98.0743
|  | 2.143 | 98.0613
|  | 2.142 | 98.1518
|  | 2.141 | 98.1529
|  | 2.14 | 98.2476
|  | 2.139 | 98.225
|  | 2.138 | 98.1458
|  | 2.137 | 98.1958
|  | 2.136 | 98.2924
|  | 2.135 | 98.3877
|  | 2.134 | 98.3074
|  | 2.133 | 98.3334
|  | 2.132 | 98.3063
|  | 2.131 | 98.3718
|  | 2.13 | 98.3456
|  | 2.129 | 98.3665
|  | 2.128 | 98.439
|  | 2.127 | 98.4273
|  | 2.126 | 98.3783
|  | 2.125 | 98.5148
|  | 2.124 | 98.4869
|  | 2.123 | 98.5476
|  | 2.122 | 98.5611
|  | 2.121 | 98.57
|  | 2.12 | 98.6199
|  | 2.119 | 98.6955
|  | 2.118 | 98.6129
|  | 2.117 | 98.755
|  | 2.116 | 98.6852
|  | 2.115 | 98.6009
|  | 2.114 | 98.7733
|  | 2.113 | 98.7606
|  | 2.112 | 98.7766
|  | 2.111 | 98.8008
|  | 2.11 | 98.6838
|  | 2.109 | 98.6909
|  | 2.108 | 98.7709
|  | 2.107 | 98.7848
|  | 2.106 | 98.8466
|  | 2.105 | 98.9096
|  | 2.104 | 98.8888
|  | 2.103 | 98.9308
|  | 2.102 | 98.861
|  | 2.101 | 98.8424
|  | 2.1 | 98.9578
|  | 2.099 | 98.8431
|  | 2.098 | 98.9372
|  | 2.097 | 98.8803
|  | 2.096 | 98.9405
|  | 2.095 | 98.9402
|  | 2.094 | 98.9788
|  | 2.093 | 98.9655
|  | 2.092 | 98.9172
|  | 2.091 | 98.9302
|  | 2.09 | 98.8418
|  | 2.089 | 98.9578
|  | 2.088 | 99.0354
|  | 2.087 | 98.9405
|  | 2.086 | 99.0515
|  | 2.085 | 99.0537
|  | 2.084 | 98.9997
|  | 2.083 | 99.0592
|  | 2.082 | 98.9677
|  | 2.081 | 98.9611
|  | 2.08 | 98.8928
|  | 2.079 | 99.0278
|  | 2.078 | 98.9006
|  | 2.077 | 98.9216
|  | 2.076 | 98.9104
|  | 2.075 | 98.9321
|  | 2.074 | 98.9111
|  | 2.073 | 98.898
|  | 2.072 | 98.9479
|  | 2.071 | 98.9373
|  | 2.07 | 98.9129
|  | 2.069 | 98.8579
|  | 2.068 | 98.8926
|  | 2.067 | 98.8585
|  | 2.066 | 98.8644
|  | 2.065 | 98.8582
|  | 2.064 | 98.7858
|  | 2.063 | 98.8629
|  | 2.062 | 98.7557
|  | 2.061 | 98.8047
|  | 2.06 | 98.7176
|  | 2.059 | 98.7544
|  | 2.058 | 98.65
|  | 2.057 | 98.6781
|  | 2.056 | 98.7289
|  | 2.055 | 98.6662
|  | 2.054 | 98.6072
|  | 2.053 | 98.5732
|  | 2.052 | 98.5429
|  | 2.051 | 98.5073
|  | 2.05 | 98.42
|  | 2.049 | 98.4766
|  | 2.048 | 98.4286
|  | 2.047 | 98.4074
|  | 2.046 | 98.3346
|  | 2.045 | 98.3618
|  | 2.044 | 98.2852
|  | 2.043 | 98.2084
|  | 2.042 | 98.2667
|  | 2.041 | 98.1398
|  | 2.04 | 98.1642
|  | 2.039 | 98.1541
|  | 2.038 | 98.0693
|  | 2.037 | 97.9993
|  | 2.036 | 97.8557
|  | 2.035 | 97.9268
|  | 2.034 | 97.9076
|  | 2.033 | 97.811
|  | 2.032 | 97.6936
|  | 2.031 | 97.6491
|  | 2.03 | 97.6126
|  | 2.029 | 97.6706
|  | 2.028 | 97.5542
|  | 2.027 | 97.4452
|  | 2.026 | 97.356
|  | 2.025 | 97.3628
|  | 2.024 | 97.2512
|  | 2.023 | 97.1932
|  | 2.022 | 97.1065
|  | 2.021 | 97.0642
|  | 2.02 | 96.9875
|  | 2.019 | 96.9421
|  | 2.018 | 96.8647
|  | 2.017 | 96.7497
|  | 2.016 | 96.6949
|  | 2.015 | 96.6655
|  | 2.014 | 96.5501
|  | 2.013 | 96.4511
|  | 2.012 | 96.3927
|  | 2.011 | 96.3025
|  | 2.01 | 96.1679
|  | 2.009 | 96.1701
|  | 2.008 | 96.0309
|  | 2.007 | 95.9059
|  | 2.006 | 95.7941
|  | 2.005 | 95.7712
|  | 2.004 | 95.7175
|  | 2.003 | 95.5644
|  | 2.002 | 95.4587
|  | 2.001 | 95.3682
|  | 2 | 95.2326
|  | 1.999 | 95.1308
|  | 1.998 | 94.9888
|  | 1.997 | 94.9011
|  | 1.996 | 94.7946
|  | 1.995 | 94.656
|  | 1.994 | 94.5958
|  | 1.993 | 94.4436
|  | 1.992 | 94.3243
|  | 1.991 | 94.2181
|  | 1.99 | 94.0779
|  | 1.989 | 93.962
|  | 1.988 | 93.762
|  | 1.987 | 93.7603
|  | 1.986 | 93.6454
|  | 1.985 | 93.445
|  | 1.984 | 93.2885
|  | 1.983 | 93.1516
|  | 1.982 | 92.9914
|  | 1.981 | 92.917
|  | 1.98 | 92.737
|  | 1.979 | 92.5992
|  | 1.978 | 92.4917
|  | 1.977 | 92.3491
|  | 1.976 | 92.2677
|  | 1.975 | 92.0472
|  | 1.974 | 91.9741
|  | 1.973 | 91.8094
|  | 1.972 | 91.5942
|  | 1.971 | 91.4963
|  | 1.97 | 91.3649
|  | 1.969 | 91.1382
|  | 1.968 | 90.9883
|  | 1.967 | 90.8251
|  | 1.966 | 90.6462
|  | 1.965 | 90.4682
|  | 1.964 | 90.3281
|  | 1.963 | 90.1752
|  | 1.962 | 89.9858
|  | 1.961 | 89.8174
|  | 1.96 | 89.6553
|  | 1.959 | 89.502
|  | 1.958 | 89.2256
|  | 1.957 | 89.1432
|  | 1.956 | 88.962
|  | 1.955 | 88.7714
|  | 1.954 | 88.5984
|  | 1.953 | 88.3576
|  | 1.952 | 88.2042
|  | 1.951 | 88.062
|  | 1.95 | 87.8564
|  | 1.949 | 87.6377
|  | 1.948 | 87.4
|  | 1.947 | 87.2644
|  | 1.946 | 87.1187
|  | 1.945 | 86.8951
|  | 1.944 | 86.6493
|  | 1.943 | 86.5137
|  | 1.942 | 86.2841
|  | 1.941 | 86.0775
|  | 1.94 | 85.8693
|  | 1.939 | 85.6926
|  | 1.938 | 85.4967
|  | 1.937 | 85.2378
|  | 1.936 | 85.0492
|  | 1.935 | 84.8072
|  | 1.934 | 84.5986
|  | 1.933 | 84.4338
|  | 1.932 | 84.2281
|  | 1.931 | 84.0261
|  | 1.93 | 83.7676
|  | 1.929 | 83.5052
|  | 1.928 | 83.3573
|  | 1.927 | 83.0726
|  | 1.926 | 82.882
|  | 1.925 | 82.6833
|  | 1.924 | 82.4023
|  | 1.923 | 82.2866
|  | 1.922 | 82.0197
|  | 1.921 | 81.7973
|  | 1.92 | 81.5744
|  | 1.919 | 81.3124
|  | 1.918 | 81.0511
|  | 1.917 | 80.8381
|  | 1.916 | 80.6397
|  | 1.915 | 80.4184
|  | 1.914 | 80.2021
|  | 1.913 | 79.9781
|  | 1.912 | 79.6656
|  | 1.911 | 79.4045
|  | 1.91 | 79.1638
|  | 1.909 | 78.9653
|  | 1.908 | 78.7586
|  | 1.907 | 78.5412
|  | 1.906 | 78.3133
|  | 1.905 | 78.0278
|  | 1.904 | 77.7882
|  | 1.903 | 77.5575
|  | 1.902 | 77.3028
|  | 1.901 | 77.1251
|  | 1.9 | 76.8736
|  | 1.899 | 76.6105
|  | 1.898 | 76.2928
|  | 1.897 | 76.0799
|  | 1.896 | 75.8771
|  | 1.895 | 75.5705
|  | 1.894 | 75.346
|  | 1.893 | 75.0941
|  | 1.892 | 74.9342
|  | 1.891 | 74.6477
|  | 1.89 | 74.3638
|  | 1.889 | 74.1017
|  | 1.888 | 73.8438
|  | 1.887 | 73.5791
|  | 1.886 | 73.4012
|  | 1.885 | 73.0819
|  | 1.884 | 72.8562
|  | 1.883 | 72.6105
|  | 1.882 | 72.3612
|  | 1.881 | 72.1455
|  | 1.88 | 71.8656
|  | 1.879 | 71.6212
|  | 1.878 | 71.437
|  | 1.877 | 71.1215
|  | 1.876 | 70.929
|  | 1.875 | 70.62
|  | 1.874 | 70.3675
|  | 1.873 | 70.1199
|  | 1.872 | 69.8763
|  | 1.871 | 69.6238
|  | 1.87 | 69.385
|  | 1.869 | 69.1339
|  | 1.868 | 68.8608
|  | 1.867 | 68.5948
|  | 1.866 | 68.3394
|  | 1.865 | 68.1199
|  | 1.864 | 67.8139
|  | 1.863 | 67.6134
|  | 1.862 | 67.3848
|  | 1.861 | 67.1434
|  | 1.86 | 66.8568
|  | 1.859 | 66.63
|  | 1.858 | 66.3057
|  | 1.857 | 66.1016
|  | 1.856 | 65.8568
|  | 1.855 | 65.6328
|  | 1.854 | 65.3016
|  | 1.853 | 65.1543
|  | 1.852 | 64.8553
|  | 1.851 | 64.6683
|  | 1.85 | 64.4515
|  | 1.849 | 64.2219
|  | 1.848 | 63.9047
|  | 1.847 | 63.6394
|  | 1.846 | 63.3647
|  | 1.845 | 63.1593
|  | 1.844 | 62.9547
|  | 1.843 | 62.7422
|  | 1.842 | 62.5016
|  | 1.841 | 62.2627
|  | 1.84 | 61.9833
|  | 1.839 | 61.7168
|  | 1.838 | 61.427
|  | 1.837 | 61.2713
|  | 1.836 | 61.0285
|  | 1.835 | 60.7483
|  | 1.834 | 60.5319
|  | 1.833 | 60.3352
|  | 1.832 | 60.1249
|  | 1.831 | 59.8857
|  | 1.83 | 59.6432
|  | 1.829 | 59.3902
|  | 1.828 | 59.169
|  | 1.827 | 58.9595
|  | 1.826 | 58.7384
|  | 1.825 | 58.5053
|  | 1.824 | 58.3111
|  | 1.823 | 58.1117
|  | 1.822 | 57.8616
|  | 1.821 | 57.6249
|  | 1.82 | 57.3494
|  | 1.819 | 57.1731
|  | 1.818 | 56.9738
|  | 1.817 | 56.7386
|  | 1.816 | 56.521
|  | 1.815 | 56.2701
|  | 1.814 | 56.085
|  | 1.813 | 55.8932
|  | 1.812 | 55.6553
|  | 1.811 | 55.4408
|  | 1.81 | 55.2147
|  | 1.809 | 55.0275
|  | 1.808 | 54.7915
|  | 1.807 | 54.632
|  | 1.806 | 54.4062
|  | 1.805 | 54.187
|  | 1.804 | 53.9651
|  | 1.803 | 53.7839
|  | 1.802 | 53.5861
|  | 1.801 | 53.353
|  | 1.8 | 53.1994
|  | 1.799 | 52.9981
|  | 1.798 | 52.7468
|  | 1.797 | 52.5447
|  | 1.796 | 52.3595
|  | 1.795 | 52.1977
|  | 1.794 | 52.0292
|  | 1.793 | 51.775
|  | 1.792 | 51.6166
|  | 1.791 | 51.4189
|  | 1.79 | 51.2369
|  | 1.789 | 51.0404
|  | 1.788 | 50.8401
|  | 1.787 | 50.6565
|  | 1.786 | 50.5124
|  | 1.785 | 50.2934
|  | 1.784 | 50.139
|  | 1.783 | 49.9363
|  | 1.782 | 49.7748
|  | 1.781 | 49.6548
|  | 1.78 | 49.443
|  | 1.779 | 49.2628
|  | 1.778 | 49.0703
|  | 1.777 | 48.9116
|  | 1.776 | 48.7093
|  | 1.775 | 48.56
|  | 1.774 | 48.4077
|  | 1.773 | 48.2517
|  | 1.772 | 48.0491
|  | 1.771 | 47.8604
|  | 1.77 | 47.715
|  | 1.769 | 47.5575
|  | 1.768 | 47.3814
|  | 1.767 | 47.2261
|  | 1.766 | 47.0892
|  | 1.765 | 46.9277
|  | 1.764 | 46.7551
|  | 1.763 | 46.6688
|  | 1.762 | 46.4886
|  | 1.761 | 46.3208
|  | 1.76 | 46.1718
|  | 1.759 | 46.024
|  | 1.758 | 45.8694
|  | 1.757 | 45.7353
|  | 1.756 | 45.6045
|  | 1.755 | 45.4619
|  | 1.754 | 45.3192
|  | 1.753 | 45.1537
|  | 1.752 | 44.9971
|  | 1.751 | 44.8921
|  | 1.75 | 44.7869
|  | 1.749 | 44.6314
|  | 1.748 | 44.4847
|  | 1.747 | 44.3729
|  | 1.746 | 44.2384
|  | 1.745 | 44.085
|  | 1.744 | 43.9486
|  | 1.743 | 43.8457
|  | 1.742 | 43.7169
|  | 1.741 | 43.6021
|  | 1.74 | 43.468
|  | 1.739 | 43.3291
|  | 1.738 | 43.2227
|  | 1.737 | 43.1098
|  | 1.736 | 42.9958
|  | 1.735 | 42.8737
|  | 1.734 | 42.7637
|  | 1.733 | 42.6717
|  | 1.732 | 42.5404
|  | 1.731 | 42.4274
|  | 1.73 | 42.3174
|  | 1.729 | 42.2098
|  | 1.728 | 42.1066
|  | 1.727 | 42.0239
|  | 1.726 | 41.9011
|  | 1.725 | 41.8241
|  | 1.724 | 41.698
|  | 1.723 | 41.5832
|  | 1.722 | 41.5196
|  | 1.721 | 41.4158
|  | 1.72 | 41.2935
|  | 1.719 | 41.2016
|  | 1.718 | 41.1171
|  | 1.717 | 41.0349
|  | 1.716 | 40.9469
|  | 1.715 | 40.8721
|  | 1.714 | 40.7648
|  | 1.713 | 40.6817
|  | 1.712 | 40.6394
|  | 1.711 | 40.5373
|  | 1.71 | 40.4391
|  | 1.709 | 40.3727
|  | 1.708 | 40.2742
|  | 1.707 | 40.195
|  | 1.706 | 40.1329
|  | 1.705 | 40.0517
|  | 1.704 | 39.9742
|  | 1.703 | 39.9183
|  | 1.702 | 39.8705
|  | 1.701 | 39.7759
|  | 1.7 | 39.6885
|  | 1.699 | 39.661
|  | 1.698 | 39.6001
|  | 1.697 | 39.5303
|  | 1.696 | 39.4787
|  | 1.695 | 39.4177
|  | 1.694 | 39.3847
|  | 1.693 | 39.2998
|  | 1.692 | 39.2386
|  | 1.691 | 39.2146
|  | 1.69 | 39.1503
|  | 1.689 | 39.0923
|  | 1.688 | 39.0496
|  | 1.687 | 38.9724
|  | 1.686 | 38.9168
|  | 1.685 | 38.9076
|  | 1.684 | 38.8612
|  | 1.683 | 38.8105
|  | 1.682 | 38.776
|  | 1.681 | 38.7355
|  | 1.68 | 38.7089
|  | 1.679 | 38.6607
|  | 1.678 | 38.6361
|  | 1.677 | 38.6155
|  | 1.676 | 38.5687
|  | 1.675 | 38.5628
|  | 1.674 | 38.5175
|  | 1.673 | 38.4809
|  | 1.672 | 38.4892
|  | 1.671 | 38.4635
|  | 1.67 | 38.4261
|  | 1.669 | 38.4147
|  | 1.668 | 38.3899
|  | 1.667 | 38.3806
|  | 1.666 | 38.334
|  | 1.665 | 38.3741
|  | 1.664 | 38.3559
|  | 1.663 | 38.3363
|  | 1.662 | 38.3509
|  | 1.661 | 38.3182
|  | 1.66 | 38.3132
|  | 1.659 | 38.3233
|  | 1.658 | 38.3083
|  | 1.657 | 38.3313
|  | 1.656 | 38.3074
|  | 1.655 | 38.3431
|  | 1.654 | 38.3352
|  | 1.653 | 38.3273
|  | 1.652 | 38.3558
|  | 1.651 | 38.3643
|  | 1.65 | 38.3643
|  | 1.649 | 38.4137
|  | 1.648 | 38.4198
|  | 1.647 | 38.4508
|  | 1.646 | 38.4618
|  | 1.645 | 38.4847
|  | 1.644 | 38.4927
|  | 1.643 | 38.5456
|  | 1.642 | 38.5589
|  | 1.641 | 38.6013
|  | 1.64 | 38.6192
|  | 1.639 | 38.6371
|  | 1.638 | 38.6977
|  | 1.637 | 38.7413
|  | 1.636 | 38.7779
|  | 1.635 | 38.8046
|  | 1.634 | 38.8542
|  | 1.633 | 38.9008
|  | 1.632 | 38.9363
|  | 1.631 | 38.989
|  | 1.63 | 39.0426
|  | 1.629 | 39.1126
|  | 1.628 | 39.1688
|  | 1.627 | 39.2318
|  | 1.626 | 39.2973
|  | 1.625 | 39.3424
|  | 1.624 | 39.4052
|  | 1.623 | 39.501
|  | 1.622 | 39.5499
|  | 1.621 | 39.6648
|  | 1.62 | 39.6951
|  | 1.619 | 39.791
|  | 1.618 | 39.8603
|  | 1.617 | 39.9589
|  | 1.616 | 40.0311
|  | 1.615 | 40.1179
|  | 1.614 | 40.217
|  | 1.613 | 40.301
|  | 1.612 | 40.4226
|  | 1.611 | 40.5025
|  | 1.61 | 40.5962
|  | 1.609 | 40.7134
|  | 1.608 | 40.7838
|  | 1.607 | 40.9038
|  | 1.606 | 41.0252
|  | 1.605 | 41.1414
|  | 1.604 | 41.271
|  | 1.603 | 41.3787
|  | 1.602 | 41.4954
|  | 1.601 | 41.6293
|  | 1.6 | 41.7427
|  | 1.599 | 41.8662
|  | 1.598 | 42.0209
|  | 1.597 | 42.1556
|  | 1.596 | 42.2794
|  | 1.595 | 42.4287
|  | 1.594 | 42.5699
|  | 1.593 | 42.7199
|  | 1.592 | 42.8608
|  | 1.591 | 43.0242
|  | 1.59 | 43.1741
|  | 1.589 | 43.3305
|  | 1.588 | 43.5298
|  | 1.587 | 43.6663
|  | 1.586 | 43.8411
|  | 1.585 | 44.0217
|  | 1.584 | 44.1978
|  | 1.583 | 44.3807
|  | 1.582 | 44.5577
|  | 1.581 | 44.7397
|  | 1.58 | 44.9456
|  | 1.579 | 45.151
|  | 1.578 | 45.3429
|  | 1.577 | 45.5447
|  | 1.576 | 45.7498
|  | 1.575 | 45.9634
|  | 1.574 | 46.1855
|  | 1.573 | 46.4084
|  | 1.572 | 46.631
|  | 1.571 | 46.8394
|  | 1.57 | 47.0515
|  | 1.569 | 47.2963
|  | 1.568 | 47.5489
|  | 1.567 | 47.7954
|  | 1.566 | 48.0473
|  | 1.565 | 48.3029
|  | 1.564 | 48.5441
|  | 1.563 | 48.8253
|  | 1.562 | 49.0865
|  | 1.561 | 49.348
|  | 1.56 | 49.6383
|  | 1.559 | 49.9282
|  | 1.558 | 50.2116
|  | 1.557 | 50.5112
|  | 1.556 | 50.8075
|  | 1.555 | 51.0776
|  | 1.554 | 51.4021
|  | 1.553 | 51.7093
|  | 1.552 | 52.0215
|  | 1.551 | 52.3306
|  | 1.55 | 52.6788
|  | 1.549 | 52.9861
|  | 1.548 | 53.3306
|  | 1.547 | 53.6745
|  | 1.546 | 54.0402
|  | 1.545 | 54.3846
|  | 1.544 | 54.7378
|  | 1.543 | 55.095
|  | 1.542 | 55.4695
|  | 1.541 | 55.84
|  | 1.54 | 56.2364
|  | 1.539 | 56.617
|  | 1.538 | 56.988
|  | 1.537 | 57.3708
|  | 1.536 | 57.7556
|  | 1.535 | 58.1635
|  | 1.534 | 58.6249
|  | 1.533 | 59.026
|  | 1.532 | 59.459
|  | 1.531 | 59.9001
|  | 1.53 | 60.3166
|  | 1.529 | 60.7752
|  | 1.528 | 61.2384
|  | 1.527 | 61.7039
|  | 1.526 | 62.1462
|  | 1.525 | 62.6224
|  | 1.524 | 63.0655
|  | 1.523 | 63.5624
|  | 1.522 | 64.0489
|  | 1.521 | 64.5372
|  | 1.52 | 65.0075
|  | 1.519 | 65.524
|  | 1.518 | 66.0254
|  | 1.517 | 66.5383
|  | 1.516 | 67.0527
|  | 1.515 | 67.5896
|  | 1.514 | 68.1144
|  | 1.513 | 68.636
|  | 1.512 | 69.1772
|  | 1.511 | 69.6998
|  | 1.51 | 70.2559
|  | 1.509 | 70.8233
|  | 1.508 | 71.3766
|  | 1.507 | 71.9122
|  | 1.506 | 72.4801
|  | 1.505 | 73.0258
|  | 1.504 | 73.5983
|  | 1.503 | 74.1925
|  | 1.502 | 74.7838
|  | 1.501 | 75.3253
|  | 1.5 | 75.9123
|  | 1.499 | 76.494
|  | 1.498 | 77.0551
|  | 1.497 | 77.6672
|  | 1.496 | 78.2647
|  | 1.495 | 78.8305
|  | 1.494 | 79.4082
|  | 1.493 | 79.9941
|  | 1.492 | 80.5551
|  | 1.491 | 81.1478
|  | 1.49 | 81.741
|  | 1.489 | 82.3478
|  | 1.488 | 82.8996
|  | 1.487 | 83.4789
|  | 1.486 | 84.0511
|  | 1.485 | 84.6027
|  | 1.484 | 85.1561
|  | 1.483 | 85.7181
|  | 1.482 | 86.2544
|  | 1.481 | 86.7824
|  | 1.48 | 87.3172
|  | 1.479 | 87.8111
|  | 1.478 | 88.337
|  | 1.477 | 88.8701
|  | 1.476 | 89.3945
|  | 1.475 | 89.8576
|  | 1.474 | 90.3096
|  | 1.473 | 90.7744
|  | 1.472 | 91.2039
|  | 1.471 | 91.6112
|  | 1.47 | 92.0522
|  | 1.469 | 92.4296
|  | 1.468 | 92.8031
|  | 1.467 | 93.1557
|  | 1.466 | 93.485
|  | 1.465 | 93.8073
|  | 1.464 | 94.1064
|  | 1.463 | 94.3966
|  | 1.462 | 94.6459
|  | 1.461 | 94.8833
|  | 1.46 | 95.0756
|  | 1.459 | 95.2538
|  | 1.458 | 95.4555
|  | 1.457 | 95.5896
|  | 1.456 | 95.6864
|  | 1.455 | 95.7693
|  | 1.454 | 95.8238
|  | 1.453 | 95.8729
|  | 1.452 | 95.8737
|  | 1.451 | 95.8599
|  | 1.45 | 95.8268
|  | 1.449 | 95.7577
|  | 1.448 | 95.6525
|  | 1.447 | 95.5237
|  | 1.446 | 95.3983
|  | 1.445 | 95.2128
|  | 1.444 | 95.0032
|  | 1.443 | 94.7606
|  | 1.442 | 94.4947
|  | 1.441 | 94.2293
|  | 1.44 | 93.8913
|  | 1.439 | 93.5518
|  | 1.438 | 93.1878
|  | 1.437 | 92.8029
|  | 1.436 | 92.4061
|  | 1.435 | 91.9309
|  | 1.434 | 91.488
|  | 1.433 | 90.9874
|  | 1.432 | 90.4502
|  | 1.431 | 89.9336
|  | 1.43 | 89.3867
|  | 1.429 | 88.8139
|  | 1.428 | 88.2314
|  | 1.427 | 87.613
|  | 1.426 | 86.9813
|  | 1.425 | 86.3422
|  | 1.424 | 85.6732
|  | 1.423 | 84.9839
|  | 1.422 | 84.3094
|  | 1.421 | 83.6243
|  | 1.42 | 82.8854
|  | 1.419 | 82.1344
|  | 1.418 | 81.4193
|  | 1.417 | 80.6633
|  | 1.416 | 79.9038
|  | 1.415 | 79.1621
|  | 1.414 | 78.3748
|  | 1.413 | 77.5706
|  | 1.412 | 76.8242
|  | 1.411 | 76.0493
|  | 1.41 | 75.2867
|  | 1.409 | 74.4949
|  | 1.408 | 73.6896
|  | 1.407 | 72.8605
|  | 1.406 | 72.0131
|  | 1.405 | 71.242
|  | 1.404 | 70.4631
|  | 1.403 | 69.6586
|  | 1.402 | 68.9033
|  | 1.401 | 68.0327
|  | 1.4 | 67.2089
|  | 1.399 | 66.436
|  | 1.398 | 65.6671
|  | 1.397 | 64.9137
|  | 1.396 | 64.1438
|  | 1.395 | 63.3531
|  | 1.394 | 62.5248
|  | 1.393 | 61.7656
|  | 1.392 | 61.0155
|  | 1.391 | 60.2757
|  | 1.39 | 59.5343
|  | 1.389 | 58.8421
|  | 1.388 | 58.0838
|  | 1.387 | 57.3367
|  | 1.386 | 56.6755
|  | 1.385 | 55.9908
|  | 1.384 | 55.3205
|  | 1.383 | 54.5996
|  | 1.382 | 53.876
|  | 1.381 | 53.1266
|  | 1.38 | 52.4581
|  | 1.379 | 51.8072
|  | 1.378 | 51.1412
|  | 1.377 | 50.5457
|  | 1.376 | 49.9354
|  | 1.375 | 49.2909
|  | 1.374 | 48.6989
|  | 1.373 | 48.1343
|  | 1.372 | 47.5457
|  | 1.371 | 46.9446
|  | 1.37 | 46.371
|  | 1.369 | 45.7575
|  | 1.368 | 45.1664
|  | 1.367 | 44.6617
|  | 1.366 | 44.1229
|  | 1.365 | 43.6007
|  | 1.364 | 43.1063
|  | 1.363 | 42.5447
|  | 1.362 | 42.0117
|  | 1.361 | 41.4908
|  | 1.36 | 41.0004
|  | 1.359 | 40.5033
|  | 1.358 | 40.0501
|  | 1.357 | 39.5981
|  | 1.356 | 39.1153
|  | 1.355 | 38.6404
|  | 1.354 | 38.1804
|  | 1.353 | 37.7638
|  | 1.352 | 37.318
|  | 1.351 | 36.9173
|  | 1.35 | 36.5031
|  | 1.349 | 36.0852
|  | 1.348 | 35.7123
|  | 1.347 | 35.3077
|  | 1.346 | 34.9325
|  | 1.345 | 34.566
|  | 1.344 | 34.1723
|  | 1.343 | 33.8164
|  | 1.342 | 33.4583
|  | 1.341 | 33.123
|  | 1.34 | 32.7546
|  | 1.339 | 32.441
|  | 1.338 | 32.101
|  | 1.337 | 31.7611
|  | 1.336 | 31.4619
|  | 1.335 | 31.147
|  | 1.334 | 30.8466
|  | 1.333 | 30.5412
|  | 1.332 | 30.2324
|  | 1.331 | 29.9347
|  | 1.33 | 29.6443
|  | 1.329 | 29.3713
|  | 1.328 | 29.1038
|  | 1.327 | 28.838
|  | 1.326 | 28.5732
|  | 1.325 | 28.3026
|  | 1.324 | 28.059
|  | 1.323 | 27.8067
|  | 1.322 | 27.5578
|  | 1.321 | 27.3261
|  | 1.32 | 27.0798
|  | 1.319 | 26.8664
|  | 1.318 | 26.6289
|  | 1.317 | 26.4016
|  | 1.316 | 26.1826
|  | 1.315 | 25.9714
|  | 1.314 | 25.7692
|  | 1.313 | 25.5632
|  | 1.312 | 25.3512
|  | 1.311 | 25.141
|  | 1.31 | 24.9825
|  | 1.309 | 24.7807
|  | 1.308 | 24.5986
|  | 1.307 | 24.4132
|  | 1.306 | 24.2415
|  | 1.305 | 24.0562
|  | 1.304 | 23.8798
|  | 1.303 | 23.7272
|  | 1.302 | 23.5646
|  | 1.301 | 23.4128
|  | 1.3 | 23.247
|  | 1.299 | 23.0943
|  | 1.298 | 22.9265
|  | 1.297 | 22.7974
|  | 1.296 | 22.6602
|  | 1.295 | 22.5022
|  | 1.294 | 22.3788
|  | 1.293 | 22.2399
|  | 1.292 | 22.1135
|  | 1.291 | 21.9854
|  | 1.29 | 21.8579
|  | 1.289 | 21.7348
|  | 1.288 | 21.6147
|  | 1.287 | 21.4972
|  | 1.286 | 21.377
|  | 1.285 | 21.2687
|  | 1.284 | 21.1598
|  | 1.283 | 21.0491
|  | 1.282 | 20.9441
|  | 1.281 | 20.8455
|  | 1.28 | 20.7519
|  | 1.279 | 20.6425
|  | 1.278 | 20.5751
|  | 1.277 | 20.47
|  | 1.276 | 20.3729
|  | 1.275 | 20.3058
|  | 1.274 | 20.1963
|  | 1.273 | 20.1095
|  | 1.272 | 20.049
|  | 1.271 | 19.9838
|  | 1.27 | 19.8814
|  | 1.269 | 19.8101
|  | 1.268 | 19.7501
|  | 1.267 | 19.6657
|  | 1.266 | 19.6057
|  | 1.265 | 19.5458
|  | 1.264 | 19.472
|  | 1.263 | 19.4176
|  | 1.262 | 19.3629
|  | 1.261 | 19.3085
|  | 1.26 | 19.2385
|  | 1.259 | 19.1749
|  | 1.258 | 19.1473
|  | 1.257 | 19.0892
|  | 1.256 | 19.0222
|  | 1.255 | 18.99
|  | 1.254 | 18.9559
|  | 1.253 | 18.9187
|  | 1.252 | 18.8368
|  | 1.251 | 18.8252
|  | 1.25 | 18.7788
|  | 1.249 | 18.7447
|  | 1.248 | 18.7277
|  | 1.247 | 18.6949
|  | 1.246 | 18.6497
|  | 1.245 | 18.6301
|  | 1.244 | 18.6035
|  | 1.243 | 18.5781
|  | 1.242 | 18.5501
|  | 1.241 | 18.5268
|  | 1.24 | 18.5172
|  | 1.239 | 18.4746
|  | 1.238 | 18.4645
|  | 1.237 | 18.4459
|  | 1.236 | 18.4509
|  | 1.235 | 18.4243
|  | 1.234 | 18.4134
|  | 1.233 | 18.3882
|  | 1.232 | 18.3934
|  | 1.231 | 18.3674
|  | 1.23 | 18.3828
|  | 1.229 | 18.3697
|  | 1.228 | 18.3703
|  | 1.227 | 18.3582
|  | 1.226 | 18.3551
|  | 1.225 | 18.347
|  | 1.224 | 18.3784
|  | 1.223 | 18.3661
|  | 1.222 | 18.3968
|  | 1.221 | 18.3917
|  | 1.22 | 18.3693
|  | 1.219 | 18.404
|  | 1.218 | 18.4115
|  | 1.217 | 18.4173
|  | 1.216 | 18.452
|  | 1.215 | 18.4548
|  | 1.214 | 18.4808
|  | 1.213 | 18.4979
|  | 1.212 | 18.4983
|  | 1.211 | 18.5229
|  | 1.21 | 18.5436
|  | 1.209 | 18.5844
|  | 1.208 | 18.5911
|  | 1.207 | 18.6335
|  | 1.206 | 18.6573
|  | 1.205 | 18.6815
|  | 1.204 | 18.6957
|  | 1.203 | 18.7329
|  | 1.202 | 18.7522
|  | 1.201 | 18.7842
|  | 1.2 | 18.8338
|  | 1.199 | 18.792
|  | 1.198 | 18.8418
|  | 1.197 | 18.8772
|  | 1.196 | 18.9143
|  | 1.195 | 18.9534
|  | 1.194 | 19.0042
|  | 1.193 | 19.0302
|  | 1.192 | 19.0766
|  | 1.191 | 19.1249
|  | 1.19 | 19.1709
|  | 1.189 | 19.2304
|  | 1.188 | 19.262
|  | 1.187 | 19.3099
|  | 1.186 | 19.3689
|  | 1.185 | 19.4211
|  | 1.184 | 19.4845
|  | 1.183 | 19.5071
|  | 1.182 | 19.5864
|  | 1.181 | 19.6295
|  | 1.18 | 19.6946
|  | 1.179 | 19.7627
|  | 1.178 | 19.8165
|  | 1.177 | 19.8921
|  | 1.176 | 19.948
|  | 1.175 | 19.9926
|  | 1.174 | 20.0797
|  | 1.173 | 20.1431
|  | 1.172 | 20.207
|  | 1.171 | 20.2839
|  | 1.17 | 20.331
|  | 1.169 | 20.4287
|  | 1.168 | 20.5069
|  | 1.167 | 20.5728
|  | 1.166 | 20.6376
|  | 1.165 | 20.7264
|  | 1.164 | 20.7934
|  | 1.163 | 20.9014
|  | 1.162 | 20.9682
|  | 1.161 | 21.0458
|  | 1.16 | 21.122
|  | 1.159 | 21.2152
|  | 1.158 | 21.3143
|  | 1.157 | 21.3952
|  | 1.156 | 21.4975
|  | 1.155 | 21.5636
|  | 1.154 | 21.6694
|  | 1.153 | 21.7854
|  | 1.152 | 21.859
|  | 1.151 | 21.9758
|  | 1.15 | 22.062
|  | 1.149 | 22.1377
|  | 1.148 | 22.2727
|  | 1.147 | 22.3738
|  | 1.146 | 22.4853
|  | 1.145 | 22.6116
|  | 1.144 | 22.6964
|  | 1.143 | 22.8144
|  | 1.142 | 22.908
|  | 1.141 | 23.0508
|  | 1.14 | 23.1665
|  | 1.139 | 23.3059
|  | 1.138 | 23.4216
|  | 1.137 | 23.5199
|  | 1.136 | 23.6742
|  | 1.135 | 23.7936
|  | 1.134 | 23.9278
|  | 1.133 | 24.0669
|  | 1.132 | 24.2088
|  | 1.131 | 24.356
|  | 1.13 | 24.4644
|  | 1.129 | 24.6461
|  | 1.128 | 24.7756
|  | 1.127 | 24.9252
|  | 1.126 | 25.1038
|  | 1.125 | 25.2356
|  | 1.124 | 25.4019
|  | 1.123 | 25.561
|  | 1.122 | 25.722
|  | 1.121 | 25.8949
|  | 1.12 | 26.0657
|  | 1.119 | 26.2338
|  | 1.118 | 26.4242
|  | 1.117 | 26.6103
|  | 1.116 | 26.8028
|  | 1.115 | 26.9729
|  | 1.114 | 27.1784
|  | 1.113 | 27.3605
|  | 1.112 | 27.5861
|  | 1.111 | 27.7677
|  | 1.11 | 28.0125
|  | 1.109 | 28.201
|  | 1.108 | 28.4351
|  | 1.107 | 28.6664
|  | 1.106 | 28.872
|  | 1.105 | 29.098
|  | 1.104 | 29.328
|  | 1.103 | 29.5987
|  | 1.102 | 29.8326
|  | 1.101 | 30.1321
|  | 1.1 | 30.3612
|  | 1.099 | 30.6161
|  | 1.098 | 30.8881
|  | 1.097 | 31.1923
|  | 1.096 | 31.4706
|  | 1.095 | 31.763
|  | 1.094 | 32.0804
|  | 1.093 | 32.3941
|  | 1.092 | 32.6758
|  | 1.091 | 33.0078
|  | 1.09 | 33.3149
|  | 1.089 | 33.6751
|  | 1.088 | 34.0355
|  | 1.087 | 34.3732
|  | 1.086 | 34.7274
|  | 1.085 | 35.1093
|  | 1.084 | 35.483
|  | 1.083 | 35.8769
|  | 1.082 | 36.27
|  | 1.081 | 36.6843
|  | 1.08 | 37.0868
|  | 1.079 | 37.5231
|  | 1.078 | 37.9692
|  | 1.077 | 38.3899
|  | 1.076 | 38.8837
|  | 1.075 | 39.3518
|  | 1.074 | 39.8146
|  | 1.073 | 40.2856
|  | 1.072 | 40.8066
|  | 1.071 | 41.3331
|  | 1.07 | 41.8849
|  | 1.069 | 42.4466
|  | 1.068 | 42.9748
|  | 1.067 | 43.5489
|  | 1.066 | 44.1523
|  | 1.065 | 44.7428
|  | 1.064 | 45.3517
|  | 1.063 | 45.9744
|  | 1.062 | 46.6321
|  | 1.061 | 47.2404
|  | 1.06 | 47.9583
|  | 1.059 | 48.6045
|  | 1.058 | 49.3394
|  | 1.057 | 50.0695
|  | 1.056 | 50.8109
|  | 1.055 | 51.5928
|  | 1.054 | 52.3419
|  | 1.053 | 53.1557
|  | 1.052 | 53.954
|  | 1.051 | 54.7505
|  | 1.05 | 55.6352
|  | 1.049 | 56.5435
|  | 1.048 | 57.4441
|  | 1.047 | 58.3347
|  | 1.046 | 59.2647
|  | 1.045 | 60.1985
|  | 1.044 | 61.1676
|  | 1.043 | 62.1648
|  | 1.042 | 63.0885
|  | 1.041 | 64.0843
|  | 1.04 | 65.0877
|  | 1.039 | 66.0725
|  | 1.038 | 67.1348
|  | 1.037 | 68.1966
|  | 1.036 | 69.2147
|  | 1.035 | 70.2575
|  | 1.034 | 71.331
|  | 1.033 | 72.3538
|  | 1.032 | 73.4851
|  | 1.031 | 74.6146
|  | 1.03 | 75.6701
|  | 1.029 | 76.7601
|  | 1.028 | 77.7934
|  | 1.027 | 78.8538
|  | 1.026 | 79.9198
|  | 1.025 | 81.0219
|  | 1.024 | 82.1283
|  | 1.023 | 83.1098
|  | 1.022 | 84.1411
|  | 1.021 | 85.1572
|  | 1.02 | 86.0967
|  | 1.019 | 87.074
|  | 1.018 | 88.024
|  | 1.017 | 88.9098
|  | 1.016 | 89.7614
|  | 1.015 | 90.6077
|  | 1.014 | 91.3824
|  | 1.013 | 92.1728
|  | 1.012 | 92.9091
|  | 1.011 | 93.5575
|  | 1.01 | 94.1808
|  | 1.009 | 94.7226
|  | 1.008 | 95.2445
|  | 1.007 | 95.6993
|  | 1.006 | 96.108
|  | 1.005 | 96.4689
|  | 1.004 | 96.7336
|  | 1.003 | 96.969
|  | 1.002 | 97.1419
|  | 1.001 | 97.2385
|  | 1 | 97.3053
|  | 0.999 | 97.2805
|  | 0.998 | 97.2214
|  | 0.997 | 97.0858
|  | 0.996 | 96.8939
|  | 0.995 | 96.6659
|  | 0.994 | 96.3685
|  | 0.993 | 96.0082
|  | 0.992 | 95.6032
|  | 0.991 | 95.1625
|  | 0.99 | 94.6831
|  | 0.989 | 94.143
|  | 0.988 | 93.5768
|  | 0.987 | 92.9295
|  | 0.986 | 92.2583
|  | 0.985 | 91.582
|  | 0.984 | 90.864
|  | 0.983 | 90.0893
|  | 0.982 | 89.3313
|  | 0.981 | 88.5066
|  | 0.98 | 87.6737
|  | 0.979 | 86.8545
|  | 0.978 | 86.0016
|  | 0.977 | 85.1298
|  | 0.976 | 84.2755
|  | 0.975 | 83.3638
|  | 0.974 | 82.4659
|  | 0.973 | 81.5745
|  | 0.972 | 80.6622
|  | 0.971 | 79.7592
|  | 0.97 | 78.8142
|  | 0.969 | 77.913
|  | 0.968 | 76.9478
|  | 0.967 | 75.9987
|  | 0.966 | 75.1466
|  | 0.965 | 74.2448
|  | 0.964 | 73.3634
|  | 0.963 | 72.4897
|  | 0.962 | 71.5772
|  | 0.961 | 70.6757
|  | 0.96 | 69.8136
|  | 0.959 | 68.9659
|  | 0.958 | 68.1061
|  | 0.957 | 67.2714
|  | 0.956 | 66.4224
|  | 0.955 | 65.5749
|  | 0.954 | 64.7675
|  | 0.953 | 63.9806
|  | 0.952 | 63.215
|  | 0.951 | 62.4281
|  | 0.95 | 61.7014
|  | 0.949 | 60.9136
|  | 0.948 | 60.1398
|  | 0.947 | 59.4364
|  | 0.946 | 58.7283
|  | 0.945 | 58.0046
|  | 0.944 | 57.3197
|  | 0.943 | 56.6037
|  | 0.942 | 55.8895
|  | 0.941 | 55.2274
|  | 0.94 | 54.5718
|  | 0.939 | 53.9081
|  | 0.938 | 53.2615
|  | 0.937 | 52.6054
|  | 0.936 | 51.9396
|  | 0.935 | 51.297
|  | 0.934 | 50.6961
|  | 0.933 | 50.0899
|  | 0.932 | 49.4813
|  | 0.931 | 48.8999
|  | 0.93 | 48.2761
|  | 0.929 | 47.648
|  | 0.928 | 47.0856
|  | 0.927 | 46.4999
|  | 0.926 | 45.9226
|  | 0.925 | 45.3691
|  | 0.924 | 44.7919
|  | 0.923 | 44.2052
|  | 0.922 | 43.6404
|  | 0.921 | 43.1028
|  | 0.92 | 42.5508
|  | 0.919 | 42.0199
|  | 0.918 | 41.485
|  | 0.917 | 40.9398
|  | 0.916 | 40.3903
|  | 0.915 | 39.8814
|  | 0.914 | 39.366
|  | 0.913 | 38.837
|  | 0.912 | 38.3497
|  | 0.911 | 37.826
|  | 0.91 | 37.3071
|  | 0.909 | 36.8363
|  | 0.908 | 36.3394
|  | 0.907 | 35.8575
|  | 0.906 | 35.3861
|  | 0.905 | 34.9074
|  | 0.904 | 34.4328
|  | 0.903 | 33.9765
|  | 0.902 | 33.5382
|  | 0.901 | 33.0826
|  | 0.9 | 32.6506
|  | 0.899 | 32.1999
|  | 0.898 | 31.754
|  | 0.897 | 31.324
|  | 0.896 | 30.9133
|  | 0.895 | 30.5126
|  | 0.894 | 30.0989
|  | 0.893 | 29.7218
|  | 0.892 | 29.3144
|  | 0.891 | 28.9161
|  | 0.89 | 28.5602
|  | 0.889 | 28.19
|  | 0.888 | 27.8336
|  | 0.887 | 27.497
|  | 0.886 | 27.1517
|  | 0.885 | 26.8028
|  | 0.884 | 26.4723
|  | 0.883 | 26.1556
|  | 0.882 | 25.8342
|  | 0.881 | 25.5328
|  | 0.88 | 25.2379
|  | 0.879 | 24.9456
|  | 0.878 | 24.6651
|  | 0.877 | 24.4036
|  | 0.876 | 24.1507
|  | 0.875 | 23.8942
|  | 0.874 | 23.6633
|  | 0.873 | 23.4158
|  | 0.872 | 23.1766
|  | 0.871 | 22.9719
|  | 0.87 | 22.7604
|  | 0.869 | 22.5661
|  | 0.868 | 22.3792
|  | 0.867 | 22.1947
|  | 0.866 | 22.0171
|  | 0.865 | 21.8516
|  | 0.864 | 21.7046
|  | 0.863 | 21.555
|  | 0.862 | 21.4243
|  | 0.861 | 21.2952
|  | 0.86 | 21.1717
|  | 0.859 | 21.0499
|  | 0.858 | 20.9537
|  | 0.857 | 20.8623
|  | 0.856 | 20.7717
|  | 0.855 | 20.7059
|  | 0.854 | 20.6366
|  | 0.853 | 20.5772
|  | 0.852 | 20.5316
|  | 0.851 | 20.4934
|  | 0.85 | 20.4672
|  | 0.849 | 20.4466
|  | 0.848 | 20.4344
|  | 0.847 | 20.4327
|  | 0.846 | 20.4451
|  | 0.845 | 20.4576
|  | 0.844 | 20.4862
|  | 0.843 | 20.5251
|  | 0.842 | 20.5675
|  | 0.841 | 20.6293
|  | 0.84 | 20.6965
|  | 0.839 | 20.7708
|  | 0.838 | 20.8632
|  | 0.837 | 20.9606
|  | 0.836 | 21.0635
|  | 0.835 | 21.1821
|  | 0.834 | 21.3276
|  | 0.833 | 21.458
|  | 0.832 | 21.6048
|  | 0.831 | 21.7669
|  | 0.83 | 21.9436
|  | 0.829 | 22.1265
|  | 0.828 | 22.3208
|  | 0.827 | 22.5312
|  | 0.826 | 22.7422
|  | 0.825 | 22.9829
|  | 0.824 | 23.2181
|  | 0.823 | 23.4691
|  | 0.822 | 23.7459
|  | 0.821 | 24.027
|  | 0.82 | 24.3086
|  | 0.819 | 24.6008
|  | 0.818 | 24.9176
|  | 0.817 | 25.2281
|  | 0.816 | 25.569
|  | 0.815 | 25.9276
|  | 0.814 | 26.2704
|  | 0.813 | 26.638
|  | 0.812 | 27.0163
|  | 0.811 | 27.3964
|  | 0.81 | 27.7991
|  | 0.809 | 28.2098
|  | 0.808 | 28.6129
|  | 0.807 | 29.0187
|  | 0.806 | 29.4396
|  | 0.805 | 29.8695
|  | 0.804 | 30.2945
|  | 0.803 | 30.7542
|  | 0.802 | 31.1977
|  | 0.801 | 31.6326
|  | 0.8 | 32.0779
|  | 0.799 | 32.485
|  | 0.798 | 32.9406
|  | 0.797 | 33.3764
|  | 0.796 | 33.8166
|  | 0.795 | 34.2649
|  | 0.794 | 34.6866
|  | 0.793 | 35.1022
|  | 0.792 | 35.5208
|  | 0.791 | 35.9259
|  | 0.79 | 36.3345
|  | 0.789 | 36.7097
|  | 0.788 | 37.0864
|  | 0.787 | 37.4578
|  | 0.786 | 37.788
|  | 0.785 | 38.1263
|  | 0.784 | 38.4399
|  | 0.783 | 38.7676
|  | 0.782 | 39.0458
|  | 0.781 | 39.3281
|  | 0.78 | 39.626
|  | 0.779 | 39.8675
|  | 0.778 | 40.1212
|  | 0.777 | 40.3743
|  | 0.776 | 40.6095
|  | 0.775 | 40.8377
|  | 0.774 | 41.0757
|  | 0.773 | 41.2889
|  | 0.772 | 41.508
|  | 0.771 | 41.7381
|  | 0.77 | 41.9604
|  | 0.769 | 42.1845
|  | 0.768 | 42.4122
|  | 0.767 | 42.655
|  | 0.766 | 42.8942
|  | 0.765 | 43.1517
|  | 0.764 | 43.4357
|  | 0.763 | 43.7171
|  | 0.762 | 44.0247
|  | 0.761 | 44.3373
|  | 0.76 | 44.6922
|  | 0.759 | 45.0509
|  | 0.758 | 45.4514
|  | 0.757 | 45.8642
|  | 0.756 | 46.3162
|  | 0.755 | 46.8011
|  | 0.754 | 47.3033
|  | 0.753 | 47.8401
|  | 0.752 | 48.4153
|  | 0.751 | 49.0155
|  | 0.75 | 49.6538
|  | 0.749 | 50.3271
|  | 0.748 | 51.0328
|  | 0.747 | 51.7681
|  | 0.746 | 52.5579
|  | 0.745 | 53.3592
|  | 0.744 | 54.2111
|  | 0.743 | 55.0698
|  | 0.742 | 55.9757
|  | 0.741 | 56.8915
|  | 0.74 | 57.813
|  | 0.739 | 58.769
|  | 0.738 | 59.7262
|  | 0.737 | 60.6943
|  | 0.736 | 61.6485
|  | 0.735 | 62.5762
|  | 0.734 | 63.4903
|  | 0.733 | 64.3561
|  | 0.732 | 65.1865
|  | 0.731 | 65.9585
|  | 0.73 | 66.6373
|  | 0.729 | 67.2668
|  | 0.728 | 67.7569
|  | 0.727 | 68.1907
|  | 0.726 | 68.4779
|  | 0.725 | 68.6599
|  | 0.724 | 68.7226
|  | 0.723 | 68.6282
|  | 0.722 | 68.4263
|  | 0.721 | 68.0825
|  | 0.72 | 67.6325
|  | 0.719 | 67.0499
|  | 0.718 | 66.3444
|  | 0.717 | 65.5666
|  | 0.716 | 64.6611
|  | 0.715 | 63.6894
|  | 0.714 | 62.6505
|  | 0.713 | 61.5441
|  | 0.712 | 60.4202
|  | 0.711 | 59.235
|  | 0.71 | 58.0457
|  | 0.709 | 56.869
|  | 0.708 | 55.6732
|  | 0.707 | 54.5111
|  | 0.706 | 53.3565
|  | 0.705 | 52.2532
|  | 0.704 | 51.1858
|  | 0.703 | 50.1595
|  | 0.702 | 49.183
|  | 0.701 | 48.2628
|  | 0.7 | 47.4006
|  | 0.699 | 46.6219
|  | 0.698 | 45.8724
|  | 0.697 | 45.2037
|  | 0.696 | 44.6019
|  | 0.695 | 44.0617
|  | 0.694 | 43.587
|  | 0.693 | 43.1692
|  | 0.692 | 42.8308
|  | 0.691 | 42.5622
|  | 0.69 | 42.3569
|  | 0.689 | 42.2346
|  | 0.688 | 42.1747
|  | 0.687 | 42.1928
|  | 0.686 | 42.2904
|  | 0.685 | 42.4552
|  | 0.684 | 42.706
|  | 0.683 | 43.0318
|  | 0.682 | 43.4454
|  | 0.681 | 43.9351
|  | 0.68 | 44.5262
|  | 0.679 | 45.1931
|  | 0.678 | 45.9625
|  | 0.677 | 46.8293
|  | 0.676 | 47.79
|  | 0.675 | 48.8473
|  | 0.674 | 50.0092
|  | 0.673 | 51.2488
|  | 0.672 | 52.6336
|  | 0.671 | 54.1113
|  | 0.67 | 55.7048
|  | 0.669 | 57.3892
|  | 0.668 | 59.1665
|  | 0.667 | 61.1035
|  | 0.666 | 63.0563
|  | 0.665 | 65.1196
|  | 0.664 | 67.2603
|  | 0.663 | 69.4487
|  | 0.662 | 71.6798
|  | 0.661 | 73.9037
|  | 0.66 | 76.098
|  | 0.659 | 78.2773
|  | 0.658 | 80.3776
|  | 0.657 | 82.3683
|  | 0.656 | 84.2321
|  | 0.655 | 85.9407
|  | 0.654 | 87.4938
|  | 0.653 | 88.8232
|  | 0.652 | 89.9456
|  | 0.651 | 90.8656
|  | 0.65 | 91.5338
|  | 0.649 | 91.9782
|  | 0.648 | 92.2253
|  | 0.647 | 92.2614
|  | 0.646 | 92.1051
|  | 0.645 | 91.7868
|  | 0.644 | 91.3293
|  | 0.643 | 90.7607
|  | 0.642 | 90.0639
|  | 0.641 | 89.3168
|  | 0.64 | 88.4837
|  | 0.639 | 87.6383
|  | 0.638 | 86.7185
|  | 0.637 | 85.7952
|  | 0.636 | 84.8138
|  | 0.635 | 83.7952
|  | 0.634 | 82.7249
|  | 0.633 | 81.5827
|  | 0.632 | 80.3537
|  | 0.631 | 79.0367
|  | 0.63 | 77.5623
|  | 0.629 | 76.0145
|  | 0.628 | 74.2049
|  | 0.627 | 72.2825
|  | 0.626 | 70.1652
|  | 0.625 | 67.8492
|  | 0.624 | 65.4035
|  | 0.623 | 62.7264
|  | 0.622 | 59.9338
|  | 0.621 | 57.0584
|  | 0.62 | 54.0452
|  | 0.619 | 51.0286
|  | 0.618 | 48.0082
|  | 0.617 | 45.0161
|  | 0.616 | 42.1579
|  | 0.615 | 39.2928
|  | 0.614 | 36.6313
|  | 0.613 | 34.1046
|  | 0.612 | 31.7045
|  | 0.611 | 29.4798
|  | 0.61 | 27.3918
|  | 0.609 | 25.4716
|  | 0.608 | 23.7304
|  | 0.607 | 22.102
|  | 0.606 | 20.6304
|  | 0.605 | 19.2924
|  | 0.604 | 18.0745
|  | 0.603 | 16.9887
|  | 0.602 | 15.9751
|  | 0.601 | 15.0904
|  | 0.6 | 14.2872
|  | 0.599 | 13.5668
|  | 0.598 | 12.9217
|  | 0.597 | 12.3453
|  | 0.596 | 11.8471
|  | 0.595 | 11.4041
|  | 0.594 | 11.0189
|  | 0.593 | 10.6911
|  | 0.592 | 10.4084
|  | 0.591 | 10.1816
|  | 0.59 | 10.0052
|  | 0.589 | 9.8634
|  | 0.588 | 9.7737
|  | 0.587 | 9.7338
|  | 0.586 | 9.7335
|  | 0.585 | 9.7918
|  | 0.584 | 9.8897
|  | 0.583 | 10.0537
|  | 0.582 | 10.2651
|  | 0.581 | 10.5565
|  | 0.58 | 10.9149
|  | 0.579 | 11.3704
|  | 0.578 | 11.9058
|  | 0.577 | 12.5649
|  | 0.576 | 13.3655
|  | 0.575 | 14.3078
|  | 0.574 | 15.4516
|  | 0.573 | 16.8339
|  | 0.572 | 18.4754
|  | 0.571 | 20.4644
|  | 0.57 | 22.8815
|  | 0.569 | 25.6997
|  | 0.568 | 29.247
|  | 0.567 | 33.2567
|  | 0.566 | 37.7968
|  | 0.565 | 42.7265
|  | 0.564 | 47.5773
|  | 0.563 | 52.0903
|  | 0.562 | 55.3932
|  | 0.561 | 57.0761
|  | 0.56 | 56.8076
|  | 0.559 | 54.595
|  | 0.558 | 50.7538
|  | 0.557 | 45.7966
|  | 0.556 | 40.4844
|  | 0.555 | 35.1125
|  | 0.554 | 30.2954
|  | 0.553 | 26.0399
|  | 0.552 | 22.4122
|  | 0.551 | 19.431
|  | 0.55 | 16.9279
|  | 0.549 | 14.8896
|  | 0.548 | 13.2172
|  | 0.547 | 11.8159
|  | 0.546 | 10.6573
|  | 0.545 | 9.7116
|  | 0.544 | 8.9002
|  | 0.543 | 8.2435
|  | 0.542 | 7.6909
|  | 0.541 | 7.2335
|  | 0.54 | 6.8477
|  | 0.539 | 6.5446
|  | 0.538 | 6.2876
|  | 0.537 | 6.0763
|  | 0.536 | 5.9338
|  | 0.535 | 5.8229
|  | 0.534 | 5.7572
|  | 0.533 | 5.7335
|  | 0.532 | 5.7453
|  | 0.531 | 5.793
|  | 0.53 | 5.8763
|  | 0.529 | 6.0081
|  | 0.528 | 6.1775
|  | 0.527 | 6.3914
|  | 0.526 | 6.6399
|  | 0.525 | 6.9565
|  | 0.524 | 7.3317
|  | 0.523 | 7.7444
|  | 0.522 | 8.226
|  | 0.521 | 8.7926
|  | 0.52 | 9.4221
|  | 0.519 | 10.1334
|  | 0.518 | 10.9282
|  | 0.517 | 11.7907
|  | 0.516 | 12.7405
|  | 0.515 | 13.7382
|  | 0.514 | 14.7912
|  | 0.513 | 15.8891
|  | 0.512 | 16.9758
|  | 0.511 | 18.0369
|  | 0.51 | 19.0206
|  | 0.509 | 19.9043
|  | 0.508 | 20.6515
|  | 0.507 | 21.2147
|  | 0.506 | 21.6007
|  | 0.505 | 21.7862
|  | 0.504 | 21.7952
|  | 0.503 | 21.6393
|  | 0.502 | 21.3354
|  | 0.501 | 20.9422
|  | 0.5 | 20.4622
|  | 0.499 | 19.947
|  | 0.498 | 19.4446
|  | 0.497 | 18.9445
|  | 0.496 | 18.5031
|  | 0.495 | 18.0979
|  | 0.494 | 17.7791
|  | 0.493 | 17.5254
|  | 0.492 | 17.3377
|  | 0.491 | 17.1872
|  | 0.49 | 17.0376
|  | 0.489 | 16.86
|  | 0.488 | 16.5892
|  | 0.487 | 16.127
|  | 0.486 | 15.4305
|  | 0.485 | 14.4569
|  | 0.484 | 13.1863
|  | 0.483 | 11.6815
|  | 0.482 | 9.9908
|  | 0.481 | 8.3015
|  | 0.48 | 6.7089
|  | 0.479 | 5.2528
|  | 0.478 | 4.0341
|  | 0.477 | 3.0574
|  | 0.476 | 2.2813
|  | 0.475 | 1.7283
|  | 0.474 | 1.289
|  | 0.473 | 0.97425
|  | 0.472 | 0.74247
|  | 0.471 | 0.57907
|  | 0.47 | 0.44328
|  | 0.469 | 0.36138
|  | 0.468 | 0.28741
|  | 0.467 | 0.24105
|  | 0.466 | 0.19717
|  | 0.465 | 0.16713
|  | 0.464 | 0.14529
|  | 0.463 | 0.1285
|  | 0.462 | 0.11522
|  | 0.461 | 0.096155
|  | 0.46 | 0.080808
|  | 0.459 | 0.069043
|  | 0.458 | 0.059463
|  | 0.457 | 0.048734
|  | 0.456 | 0.052948
|  | 0.455 | 0.036145
|  | 0.454 | 0.036101
|  | 0.453 | 0.02521
|  | 0.452 | 0.023512
|  | 0.451 | 0.018861
|  | 0.45 | 0.02714
|  | 0.449 | 0.028682
|  | 0.448 | 0.021576
|  | 0.447 | 0.021267
|  | 0.446 | 0.015878
|  | 0.445 | 0.011776
|  | 0.444 | 0.007226
|  | 0.443 | 0.020093
|  | 0.442 | 0.0076598
|  | 0.441 | 0.0054509
|  | 0.44 | 0.016408
|  | 0.439 | 0.01444
|  | 0.438 | 0.0060635
|  | 0.437 | 0.011624
|  | 0.436 | 0.0076289
|  | 0.435 | 0.0011118
|  | 0.434 | 0.019644
|  | 0.433 | 0.01632
|  | 0.432 | 0.014794
|  | 0.431 | 0.0036594
|  | 0.43 | 0.0017337
|  | 0.429 | 0.016382
|  | 0.428 | 0.031021
|  | 0.427 | 0.022054
|  | 0.426 | 0.016366
|  | 0.425 | 0.0040308
|  | 0.424 | 0.021278
|  | 0.423 | 0.0017987
|  | 0.422 | 0.011143
|  | 0.421 | 0.029658
|  | 0.42 | 0.011375
|  | 0.419 | 0.00045446
|  | 0.418 | 0.014597
|  | 0.417 | 0.021691
|  | 0.416 | 0.01187
|  | 0.415 | 0.01591
|  | 0.414 | 0.010572
|  | 0.413 | 0.0094195
|  | 0.412 | 0.024057
|  | 0.411 | 0.020712
|  | 0.41 | 0.026826
|  | 0.409 | 0.015638
|  | 0.408 | 0.018191
|  | 0.407 | 0.015376
|  | 0.406 | 0.005266
|  | 0.405 | 0.045965
|  | 0.404 | 0.033319
|  | 0.403 | 0.015703
|  | 0.402 | 0.026741
|  | 0.401 | 0.0036919
|  | 0.4 | 0.01139
|  | 0.399 | 4.342e-05
|  | 0.398 | 0.030584
|  | 0.397 | 0.023563
|  | 0.396 | 0.0040137
|  | 0.395 | 0.039498
|  | 0.394 | 0.0027512
|  | 0.393 | 0.021268
|  | 0.392 | 0.025807
|  | 0.391 | 0.064674
|  | 0.39 | 0.032928
|  | 0.389 | 0.059569
|  | 0.388 | 0.062416
|  | 0.387 | 0.010087
|  | 0.386 | 0.050918
|  | 0.385 | 0.022942
|  | 0.384 | 0.045024
|  | 0.383 | 0.0071401
|  | 0.382 | 0.095247
|  | 0.381 | 0.030862
|  | 0.38 | 0.0097645
|  | 0.379 | 0.018415
|  | 0.378 | 0.046486
|  | 0.377 | 0.070777
|  | 0.376 | 0.038212
|  | 0.375 | 0.061064
|  | 0.374 | 0.047056
|  | 0.373 | 0.070162
|  | 0.372 | 0.085119
|  | 0.371 | 0.02713
|  | 0.37 | 0.046699
|  | 0.369 | 0.068641
|  | 0.368 | 0.026742
|  | 0.367 | 0.079368
|  | 0.366 | 0.067202
|  | 0.365 | 0.022484
|  | 0.364 | 0.025342
|  | 0.363 | 0.02104
|  | 0.362 | 0.036127
|  | 0.361 | 0.0067998
|  | 0.36 | 0.090612
|  | 0.359 | 0.078064
|  | 0.358 | 0.10406
|  | 0.357 | 0.041474
|  | 0.356 | 0.040989
|  | 0.355 | 0.0027048
|  | 0.354 | 0.028109
|  | 0.353 | 0.12865
|  | 0.352 | 0.038915
|  | 0.351 | 0.029555
|  | 0.35 | 0.19054
|  | 0.349 | 0.056907
|  | 0.348 | 0.08972
|  | 0.347 | 0.06987
|  | 0.346 | 0.15861
|  | 0.345 | 0.22233
|  | 0.344 | 0.018378
|  | 0.343 | 0.13762
|  | 0.342 | 0.047844
|  | 0.341 | 0.10481
|  | 0.34 | 0.0092904
|  | 0.339 | 0.036435
|  | 0.338 | 0.3275
|  | 0.337 | 0.0036684
|  | 0.336 | 0.061799
|  | 0.335 | 0.26784
|  | 0.334 | 0.11019
|  | 0.333 | 0.0021434
|  | 0.332 | 0.078138
|  | 0.331 | 0.039275
|  | 0.33 | 0.10322
|  | 0.329 | 0.20791
|  | 0.328 | 0.25829
|  | 0.327 | 0.077249
|  | 0.326 | 0.024074
|  | 0.325 | 0.21985
|  | 0.324 | 0.4125
|  | 0.323 | 0.080126
|  | 0.322 | 0.0044636
|  | 0.321 | 0.011161
|  | 0.32 | 0.097772
|  | 0.319 | 0.108
|  | 0.318 | 0.047912
|  | 0.317 | 0.0099654
|  | 0.316 | 0.048753
|  | 0.315 | 0.27044
|  | 0.314 | 0.0094862
|  | 0.313 | 0.23478
|  | 0.312 | 0.035654
|  | 0.311 | 0.29002
|  | 0.31 | 0.19113
|  | 0.309 | 0.19106
|  | 0.308 | 0.036369
|  | 0.307 | 0.1641
|  | 0.306 | 0.19587
|  | 0.305 | 0.0011622
|  | 0.304 | 0.084267
|  | 0.303 | 0.038077
|  | 0.302 | 0.04571
|  | 0.301 | 0.16444
|  | 0.3 | 0.090816
|  | 0.299 | 0.2798
|  | 0.298 | 0.028341
|  | 0.297 | 0.014237
|  | 0.296 | 0.093982
|  | 0.295 | 0.077469
|  | 0.294 | 0.095978
|  | 0.293 | 0.064167
|  | 0.292 | 0.039224
|  | 0.291 | 0.0077902
|  | 0.29 | 0.14728
|  | 0.289 | 0.026575
|  | 0.288 | 0.097477
|  | 0.287 | 0.049834
|  | 0.286 | 0.059939
|  | 0.285 | 0.071879
|  | 0.284 | 0.15482
|  | 0.283 | 0.092584
|  | 0.282 | 0.07583
|  | 0.281 | 0.11828
|  | 0.28 | 0.019669
|  | 0.279 | 0.071089
|  | 0.278 | 0.1476
|  | 0.277 | 0.13763
|  | 0.276 | 0.16229
|  | 0.275 | 0.011676
|  | 0.274 | 0.025541
|  | 0.273 | 0.055226
|  | 0.272 | 0.11898
|  | 0.271 | 0.062974
|  | 0.27 | 0.040752
|  | 0.269 | 0.045614
|  | 0.268 | 0.056806
|  | 0.267 | 0.08805
|  | 0.266 | 0.029494
|  | 0.265 | 0.092165
|  | 0.264 | 0.027158
|  | 0.263 | 0.036879
|  | 0.262 | 0.045257
|  | 0.261 | 0.056292
|  | 0.26 | 0.054401
|  | 0.259 | 0.0052769
|  | 0.258 | 0.0063479
|  | 0.257 | 0.011743
|  | 0.256 | 0.0048535
|  | 0.255 | 0.079813
|  | 0.254 | 0.034126
|  | 0.253 | 0.021797
|  | 0.252 | 0.049677
|  | 0.251 | 0.029861
|  | 0.25 | 0.0098727
|  | 0.249 | 0.0091173
|  | 0.248 | 0.017387
|  | 0.247 | 0.018395
|  | 0.246 | 0.017635
|  | 0.245 | 0.0024802
|  | 0.244 | 0.0079387
|  | 0.243 | 0.0028767
|  | 0.242 | 0.038867
|  | 0.241 | 0.034554
|  | 0.24 | 0.015587
|  | 0.239 | 0.0057816
|  | 0.238 | 0.015793
|  | 0.237 | 0.0055373
|  | 0.236 | 0.02677
|  | 0.235 | 0.022892
|  | 0.234 | 0.023569
|  | 0.233 | 0.024419
|  | 0.232 | 0.0082987
|  | 0.231 | 0.039974
|  | 0.23 | 0.016721
|  | 0.229 | 0.032557
|  | 0.228 | 0.017098
|  | 0.227 | 0.038716
|  | 0.226 | 0.043903
|  | 0.225 | 0.0024684
|  | 0.224 | 0.012631
|  | 0.223 | 0.07603
|  | 0.222 | 0.014171
|  | 0.221 | 0.003638
|  | 0.22 | 0.0093222
|  | 0.219 | 0.076738
|  | 0.218 | 0.028037
|  | 0.217 | 0.058651
|  | 0.216 | 0.057445
|  | 0.215 | 0.16725
|  | 0.214 | 0.026161
|  | 0.213 | 0.014176
|  | 0.212 | 0.094743
|  | 0.211 | 0.2242
|  | 0.21 | 0.081652
|  | 0.209 | 0.061645
|  | 0.208 | 0.0063155
|  | 0.207 | 0.017672
|  | 0.206 | 0.0058391
|  | 0.205 | 0.060654
|  | 0.204 | 0.17955
|  | 0.203 | 0.30025
|  | 0.202 | 0.22807
|  | 0.201 | 0.38755
|  | 0.2 | 0.33213