## Transmission
NF1030-45 Transmission
|  | Wavelength (nm) | Transmission (%)
|  | 200 | 1e-06
|  | 201 | 1e-06
|  | 202 | 1e-06
|  | 203 | 1e-06
Product Raw Data |  | 204 | 1e-06
Ø25 mm Notch Filter, CWL = 1030 nm, FWHM = 45 nm |  | 205 | 1e-06
|  | 206 | 1e-06
|  | 207 | 1e-06
Item # | NF1030-45 | 208 | 1e-06
DISCLAIMER: The data presented here are typical. Slight variations in performance data will occur from lot to lot. Please contact Technical Support with any questions regarding the use or reliability of this data. |  | 209 | 1e-06
|  | 210 | 1e-06
|  | 211 | 1e-06
|  | 212 | 1e-06
|  | 213 | 1e-06
|  | 214 | 1e-06
This data may be used in publications. However, please cite Thorlabs as the source. |  | 215 | 0.000453
|  | 216 | 1e-06
|  | 217 | 0.00159
Additional Information: |  | 218 | 1e-06
|  | 219 | 1e-06
|  | 220 | 1e-06
|  | 221 | 1e-06
|  | 222 | 0.000567
|  | 223 | 0.000906
|  | 224 | 1e-06
|  | 225 | 1e-06
|  | 226 | 1e-06
|  | 227 | 0.00113
|  | 228 | 1e-06
|  | 229 | 0.00079
|  | 230 | 1e-06
|  | 231 | 1e-06
|  | 232 | 1e-06
|  | 233 | 0.000225
|  | 234 | 0.000338
|  | 235 | 0.00158
|  | 236 | 1e-06
|  | 237 | 1e-06
|  | 238 | 1e-06
|  | 239 | 1e-06
|  | 240 | 1e-06
|  | 241 | 1e-06
|  | 242 | 1e-06
|  | 243 | 1e-06
|  | 244 | 0.000113
|  | 245 | 1e-06
|  | 246 | 1e-06
|  | 247 | 0.000113
|  | 248 | 0.00101
|  | 249 | 1e-06
|  | 250 | 0.000562
|  | 251 | 1e-06
|  | 252 | 1e-06
|  | 253 | 0.000561
|  | 254 | 0.00213
|  | 255 | 1e-06
|  | 256 | 0.000673
|  | 257 | 1e-06
|  | 258 | 1e-06
|  | 259 | 0.00101
|  | 260 | 0.00157
|  | 261 | 1e-06
|  | 262 | 0.00157
|  | 263 | 1e-06
|  | 264 | 1e-06
|  | 265 | 0.000897
|  | 266 | 0.0018
|  | 267 | 1e-06
|  | 268 | 0.00124
|  | 269 | 1e-06
|  | 270 | 1e-06
|  | 271 | 0.000787
|  | 272 | 0.00214
|  | 273 | 1e-06
|  | 274 | 0.0018
|  | 275 | 1e-06
|  | 276 | 1e-06
|  | 277 | 0.000112
|  | 278 | 0.00169
|  | 279 | 1e-06
|  | 280 | 0.00112
|  | 281 | 1e-06
|  | 282 | 1e-06
|  | 283 | 0.000337
|  | 284 | 0.00224
|  | 285 | 1e-06
|  | 286 | 0.00157
|  | 287 | 1e-06
|  | 288 | 1e-06
|  | 289 | 0.000784
|  | 290 | 0.00179
|  | 291 | 1e-06
|  | 292 | 1e-06
|  | 293 | 1e-06
|  | 294 | 0.00179
|  | 295 | 0.0019
|  | 296 | 1e-06
|  | 297 | 1e-06
|  | 298 | 1e-06
|  | 299 | 0.000558
|  | 300 | 0.00223
|  | 301 | 1e-06
|  | 302 | 1e-06
|  | 303 | 1e-06
|  | 304 | 1e-06
|  | 305 | 1e-06
|  | 306 | 0.000779
|  | 307 | 0.00167
|  | 308 | 1e-06
|  | 309 | 1e-06
|  | 310 | 0.00222
|  | 311 | 1e-06
|  | 312 | 1e-06
|  | 313 | 1e-06
|  | 314 | 0.00643
|  | 315 | 0.02605
|  | 316 | 0.03968
|  | 317 | 0.04729
|  | 318 | 0.10066
|  | 319 | 0.18498
|  | 320 | 0.13548
|  | 321 | 0.04396
|  | 322 | 0.38979
|  | 323 | 0.61473
|  | 324 | 0.000329
|  | 325 | 0.01525
|  | 326 | 0.16052
|  | 327 | 1.3383
|  | 328 | 3.0053
|  | 329 | 2.9639
|  | 330 | 1.7188
|  | 331 | 1.0063
|  | 332 | 0.79391
|  | 333 | 1.1899
|  | 334 | 1.6749
|  | 335 | 1.1983
|  | 336 | 0.3541
|  | 337 | 0.01553
|  | 338 | 0.01399
|  | 339 | 0.01213
|  | 340 | 0.08972
|  | 341 | 0.18608
|  | 342 | 0.18255
|  | 343 | 0.22601
|  | 344 | 0.67314
|  | 345 | 1.2639
|  | 346 | 1.2503
|  | 347 | 0.62159
|  | 348 | 0.27575
|  | 349 | 0.35407
|  | 350 | 0.32857
|  | 351 | 0.24639
|  | 352 | 0.36754
|  | 353 | 1.1203
|  | 354 | 2.2294
|  | 355 | 2.9891
|  | 356 | 3.5815
|  | 357 | 3.8175
|  | 358 | 2.9685
|  | 359 | 3.4371
|  | 360 | 5.9109
|  | 361 | 6.5763
|  | 362 | 4.8604
|  | 363 | 3.174
|  | 364 | 2.2922
|  | 365 | 1.7159
|  | 366 | 1.0677
|  | 367 | 0.3381
|  | 368 | 0.0131
|  | 369 | 0.00335
|  | 370 | 0.00195
|  | 371 | 0.24174
|  | 372 | 0.1097
|  | 373 | 0.00151
|  | 374 | 0.00717
|  | 375 | 0.000216
|  | 376 | 0.000755
|  | 377 | 0.00151
|  | 378 | 0.31821
|  | 379 | 0.00626
|  | 380 | 0.06665
|  | 381 | 0.18714
|  | 382 | 0.57179
|  | 383 | 1.3964
|  | 384 | 1.9061
|  | 385 | 1.2883
|  | 386 | 0.66658
|  | 387 | 0.96272
|  | 388 | 2.6267
|  | 389 | 5.1178
|  | 390 | 6.1824
|  | 391 | 4.6589
|  | 392 | 2.1876
|  | 393 | 0.68966
|  | 394 | 0.32577
|  | 395 | 0.4237
|  | 396 | 0.9879
|  | 397 | 1.7987
|  | 398 | 1.9145
|  | 399 | 1.308
|  | 400 | 1.345
|  | 401 | 1.8387
|  | 402 | 1.8514
|  | 403 | 1.9256
|  | 404 | 3.2507
|  | 405 | 5.7637
|  | 406 | 7.2621
|  | 407 | 7.2971
|  | 408 | 10.3228
|  | 409 | 14.098
|  | 410 | 12.2093
|  | 411 | 7.8686
|  | 412 | 5.8614
|  | 413 | 4.3993
|  | 414 | 2.0373
|  | 415 | 0.55401
|  | 416 | 0.23928
|  | 417 | 0.22945
|  | 418 | 0.39738
|  | 419 | 0.94357
|  | 420 | 1.7827
|  | 421 | 2.3475
|  | 422 | 2.9542
|  | 423 | 5.5175
|  | 424 | 11.7284
|  | 425 | 19.9281
|  | 426 | 25.0108
|  | 427 | 23.6185
|  | 428 | 17.6589
|  | 429 | 11.1309
|  | 430 | 7.0345
|  | 431 | 5.7188
|  | 432 | 5.5899
|  | 433 | 4.9808
|  | 434 | 3.5388
|  | 435 | 2.2705
|  | 436 | 2.1223
|  | 437 | 2.9553
|  | 438 | 3.4868
|  | 439 | 2.823
|  | 440 | 2.1213
|  | 441 | 2.9587
|  | 442 | 4.5136
|  | 443 | 4.611
|  | 444 | 3.1935
|  | 445 | 2.3154
|  | 446 | 2.5684
|  | 447 | 2.6148
|  | 448 | 1.9343
|  | 449 | 1.0513
|  | 450 | 0.56607
|  | 451 | 0.49434
|  | 452 | 0.78393
|  | 453 | 1.6677
|  | 454 | 3.3686
|  | 455 | 5.3296
|  | 456 | 5.9203
|  | 457 | 4.9346
|  | 458 | 4.4392
|  | 459 | 5.637
|  | 460 | 7.848
|  | 461 | 9.845
|  | 462 | 11.0238
|  | 463 | 11.6238
|  | 464 | 12.0144
|  | 465 | 12.1529
|  | 466 | 11.618
|  | 467 | 10.1625
|  | 468 | 8.7373
|  | 469 | 9.3357
|  | 470 | 13.51
|  | 471 | 20.6898
|  | 472 | 26.065
|  | 473 | 24.7969
|  | 474 | 19.0792
|  | 475 | 14.3323
|  | 476 | 13.1333
|  | 477 | 14.3403
|  | 478 | 16.349
|  | 479 | 18.6867
|  | 480 | 21.6653
|  | 481 | 25.9013
|  | 482 | 29.3251
|  | 483 | 26.9544
|  | 484 | 19.5232
|  | 485 | 13.1025
|  | 486 | 9.5679
|  | 487 | 8.2762
|  | 488 | 9.0163
|  | 489 | 11.0545
|  | 490 | 12.8158
|  | 491 | 12.6982
|  | 492 | 11.3641
|  | 493 | 11.1587
|  | 494 | 14.7543
|  | 495 | 23.7124
|  | 496 | 33.2364
|  | 497 | 39.0854
|  | 498 | 45.4387
|  | 499 | 51.448
|  | 500 | 48.6481
|  | 501 | 36.1363
|  | 502 | 23.1057
|  | 503 | 16.7569
|  | 504 | 16.9057
|  | 505 | 19.2253
|  | 506 | 18.0749
|  | 507 | 12.6487
|  | 508 | 7.8187
|  | 509 | 7.061
|  | 510 | 9.3418
|  | 511 | 10.6959
|  | 512 | 8.3087
|  | 513 | 4.1588
|  | 514 | 1.5492
|  | 515 | 0.69298
|  | 516 | 0.50945
|  | 517 | 0.61293
|  | 518 | 0.82285
|  | 519 | 0.82963
|  | 520 | 0.53001
|  | 521 | 0.19143
|  | 522 | 0.03035
|  | 523 | 0.23118
|  | 524 | 0.18394
|  | 525 | 0.000831
|  | 526 | 0.05672
|  | 527 | 0.01578
|  | 528 | 0.00079331
|  | 529 | 0.07245
|  | 530 | 0.13782
|  | 531 | 0.29462
|  | 532 | 0.29469
|  | 533 | 0.00305
|  | 534 | 0.07583
|  | 535 | 0.38093
|  | 536 | 1.081
|  | 537 | 2.2224
|  | 538 | 0.00166
|  | 539 | 0.06265
|  | 540 | 0.94446
|  | 541 | 3.9628
|  | 542 | 9.0972
|  | 543 | 14.8371
|  | 544 | 19.5329
|  | 545 | 22.2339
|  | 546 | 22.6198
|  | 547 | 20.5452
|  | 548 | 16.6912
|  | 549 | 13.1478
|  | 550 | 11.3743
|  | 551 | 11.4499
|  | 552 | 13.1457
|  | 553 | 13.7485
|  | 554 | 10.6868
|  | 555 | 6.5784
|  | 556 | 4.1767
|  | 557 | 3.2959
|  | 558 | 3.3521
|  | 559 | 3.8765
|  | 560 | 4.6996
|  | 561 | 5.0098
|  | 562 | 4.3397
|  | 563 | 3.3886
|  | 564 | 2.301
|  | 565 | 1.4164
|  | 566 | 0.99594
|  | 567 | 0.81847
|  | 568 | 0.85936
|  | 569 | 1.0775
|  | 570 | 1.5744
|  | 571 | 2.3077
|  | 572 | 2.62
|  | 573 | 2.329
|  | 574 | 1.7843
|  | 575 | 1.2841
|  | 576 | 1.0138
|  | 577 | 0.91047
|  | 578 | 0.9345
|  | 579 | 1.1317
|  | 580 | 1.543
|  | 581 | 2.4179
|  | 582 | 4.578
|  | 583 | 9.6128
|  | 584 | 19.0589
|  | 585 | 30.2274
|  | 586 | 35.872
|  | 587 | 34.9375
|  | 588 | 31.5238
|  | 589 | 27.0989
|  | 590 | 22.7857
|  | 591 | 18.852
|  | 592 | 15.4134
|  | 593 | 12.9884
|  | 594 | 11.13
|  | 595 | 10.1884
|  | 596 | 10.1148
|  | 597 | 11.0232
|  | 598 | 13.7794
|  | 599 | 18.4203
|  | 600 | 26.584
|  | 601 | 36.4203
|  | 602 | 43.9206
|  | 603 | 48.3419
|  | 604 | 50.0981
|  | 605 | 50.6157
|  | 606 | 51.0065
|  | 607 | 51.4004
|  | 608 | 51.761
|  | 609 | 52.0977
|  | 610 | 52.4905
|  | 611 | 52.9094
|  | 612 | 53.3063
|  | 613 | 53.6014
|  | 614 | 53.8783
|  | 615 | 54.2088
|  | 616 | 54.6173
|  | 617 | 54.9857
|  | 618 | 55.3143
|  | 619 | 55.6168
|  | 620 | 55.973
|  | 621 | 56.3398
|  | 622 | 56.7779
|  | 623 | 57.2371
|  | 624 | 57.5707
|  | 625 | 57.786
|  | 626 | 58.148
|  | 627 | 58.5879
|  | 628 | 59.1293
|  | 629 | 59.7309
|  | 630 | 60.2666
|  | 631 | 60.6964
|  | 632 | 61.0542
|  | 633 | 61.3712
|  | 634 | 61.8051
|  | 635 | 62.2709
|  | 636 | 62.7551
|  | 637 | 63.1325
|  | 638 | 63.3999
|  | 639 | 63.7015
|  | 640 | 64.0953
|  | 641 | 64.5967
|  | 642 | 65.2197
|  | 643 | 65.7953
|  | 644 | 66.3616
|  | 645 | 66.819
|  | 646 | 67.2688
|  | 647 | 67.7526
|  | 648 | 68.2519
|  | 649 | 68.7176
|  | 650 | 69.1792
|  | 651 | 69.5474
|  | 652 | 69.9478
|  | 653 | 70.4266
|  | 654 | 70.9652
|  | 655 | 71.4656
|  | 656 | 71.9466
|  | 657 | 72.3239
|  | 658 | 72.6764
|  | 659 | 73.0515
|  | 660 | 73.5049
|  | 661 | 74.0452
|  | 662 | 74.6653
|  | 663 | 75.225
|  | 664 | 75.7245
|  | 665 | 76.1876
|  | 666 | 76.6273
|  | 667 | 76.9929
|  | 668 | 77.387
|  | 669 | 77.7493
|  | 670 | 78.1612
|  | 671 | 78.5637
|  | 672 | 78.8594
|  | 673 | 79.1241
|  | 674 | 79.6161
|  | 675 | 80.0332
|  | 676 | 80.5012
|  | 677 | 81.034
|  | 678 | 81.4891
|  | 679 | 81.8769
|  | 680 | 82.2526
|  | 681 | 82.5854
|  | 682 | 82.9333
|  | 683 | 83.33
|  | 684 | 83.8349
|  | 685 | 84.3266
|  | 686 | 84.8441
|  | 687 | 85.2924
|  | 688 | 85.7257
|  | 689 | 86.0885
|  | 690 | 86.3458
|  | 691 | 86.527
|  | 692 | 86.8067
|  | 693 | 87.0935
|  | 694 | 87.2944
|  | 695 | 87.6814
|  | 696 | 88.0087
|  | 697 | 88.3056
|  | 698 | 88.5866
|  | 699 | 88.7666
|  | 700 | 89.0824
|  | 701 | 89.3795
|  | 702 | 89.6867
|  | 703 | 90.0609
|  | 704 | 90.3412
|  | 705 | 90.5656
|  | 706 | 90.8228
|  | 707 | 91.0911
|  | 708 | 91.2138
|  | 709 | 91.4091
|  | 710 | 91.7797
|  | 711 | 92.0312
|  | 712 | 92.3303
|  | 713 | 92.7212
|  | 714 | 92.9203
|  | 715 | 93.199
|  | 716 | 93.4622
|  | 717 | 93.6132
|  | 718 | 93.7935
|  | 719 | 94.021
|  | 720 | 94.2339
|  | 721 | 94.4722
|  | 722 | 94.6759
|  | 723 | 94.7615
|  | 724 | 94.8879
|  | 725 | 94.9869
|  | 726 | 95.0135
|  | 727 | 95.0909
|  | 728 | 95.3672
|  | 729 | 95.5523
|  | 730 | 95.6727
|  | 731 | 95.8814
|  | 732 | 95.8183
|  | 733 | 95.7356
|  | 734 | 95.9068
|  | 735 | 95.9431
|  | 736 | 96.0721
|  | 737 | 96.4652
|  | 738 | 96.6541
|  | 739 | 96.7706
|  | 740 | 96.9393
|  | 741 | 97.0364
|  | 742 | 97.0957
|  | 743 | 97.1632
|  | 744 | 97.228
|  | 745 | 97.3131
|  | 746 | 97.4945
|  | 747 | 97.643
|  | 748 | 97.6849
|  | 749 | 97.7083
|  | 750 | 97.7174
|  | 751 | 97.5429
|  | 752 | 97.3506
|  | 753 | 97.4219
|  | 754 | 97.4737
|  | 755 | 97.4623
|  | 756 | 97.5863
|  | 757 | 97.8718
|  | 758 | 98.0599
|  | 759 | 98.174
|  | 760 | 98.3106
|  | 761 | 98.2565
|  | 762 | 98.1856
|  | 763 | 98.2991
|  | 764 | 98.4054
|  | 765 | 98.258
|  | 766 | 98.2188
|  | 767 | 98.4033
|  | 768 | 98.6614
|  | 769 | 98.7514
|  | 770 | 98.7515
|  | 771 | 98.6388
|  | 772 | 98.5018
|  | 773 | 98.4286
|  | 774 | 98.4684
|  | 775 | 98.5418
|  | 776 | 98.654
|  | 777 | 98.6451
|  | 778 | 98.5436
|  | 779 | 98.4043
|  | 780 | 98.342
|  | 781 | 98.1201
|  | 782 | 97.8676
|  | 783 | 97.6468
|  | 784 | 97.6247
|  | 785 | 97.6975
|  | 786 | 97.7258
|  | 787 | 97.8614
|  | 788 | 98.2061
|  | 789 | 98.2642
|  | 790 | 98.0852
|  | 791 | 98.0084
|  | 792 | 98.138
|  | 793 | 98.0451
|  | 794 | 97.9543
|  | 795 | 98.0398
|  | 796 | 98.2455
|  | 797 | 98.3139
|  | 798 | 98.4267
|  | 799 | 98.6876
|  | 800 | 98.8205
|  | 801 | 98.7452
|  | 802 | 98.6855
|  | 803 | 98.5453
|  | 804 | 98.2418
|  | 805 | 98.1774
|  | 806 | 98.5053
|  | 807 | 98.6345
|  | 808 | 98.6152
|  | 809 | 98.6469
|  | 810 | 98.6154
|  | 811 | 98.4262
|  | 812 | 98.2321
|  | 813 | 98.0325
|  | 814 | 97.7799
|  | 815 | 97.491
|  | 816 | 97.2292
|  | 817 | 97.1962
|  | 818 | 97.465
|  | 819 | 97.735
|  | 820 | 97.8551
|  | 821 | 98.0698
|  | 822 | 98.2679
|  | 823 | 98.0905
|  | 824 | 97.7976
|  | 825 | 97.7446
|  | 826 | 97.8255
|  | 827 | 97.5913
|  | 828 | 97.3461
|  | 829 | 97.4166
|  | 830 | 97.655
|  | 831 | 97.6917
|  | 832 | 97.7386
|  | 833 | 97.979
|  | 834 | 98.0653
|  | 835 | 97.9543
|  | 836 | 97.912
|  | 837 | 97.706
|  | 838 | 97.4211
|  | 839 | 97.4531
|  | 840 | 97.7341
|  | 841 | 97.7988
|  | 842 | 97.7682
|  | 843 | 97.8542
|  | 844 | 98.1564
|  | 845 | 98.1763
|  | 846 | 98.0797
|  | 847 | 98.1632
|  | 848 | 98.1769
|  | 849 | 97.7455
|  | 850 | 97.486
|  | 851 | 97.5539
|  | 852 | 97.4269
|  | 853 | 97.0596
|  | 854 | 97.1249
|  | 855 | 97.6394
|  | 856 | 97.9098
|  | 857 | 97.8134
|  | 858 | 97.7453
|  | 859 | 97.9345
|  | 860 | 97.9921
|  | 861 | 97.8419
|  | 862 | 97.8229
|  | 863 | 97.838
|  | 864 | 97.8387
|  | 865 | 97.8414
|  | 866 | 97.8478
|  | 867 | 97.8701
|  | 868 | 97.8958
|  | 869 | 97.9254
|  | 870 | 97.971
|  | 871 | 98.0089
|  | 872 | 97.9819
|  | 873 | 97.9548
|  | 874 | 97.9323
|  | 875 | 97.9038
|  | 876 | 97.8881
|  | 877 | 97.8982
|  | 878 | 97.9197
|  | 879 | 97.9212
|  | 880 | 97.9266
|  | 881 | 97.9735
|  | 882 | 98.0367
|  | 883 | 98.041
|  | 884 | 98.0555
|  | 885 | 98.0376
|  | 886 | 97.975
|  | 887 | 97.9324
|  | 888 | 97.8672
|  | 889 | 97.7941
|  | 890 | 97.7555
|  | 891 | 97.7461
|  | 892 | 97.74
|  | 893 | 97.7957
|  | 894 | 97.8749
|  | 895 | 97.9464
|  | 896 | 98.0158
|  | 897 | 98.0522
|  | 898 | 98.104
|  | 899 | 98.155
|  | 900 | 98.1399
|  | 901 | 98.1113
|  | 902 | 98.0747
|  | 903 | 98.053
|  | 904 | 98.0128
|  | 905 | 97.9832
|  | 906 | 98.0081
|  | 907 | 98.0733
|  | 908 | 98.1587
|  | 909 | 98.2447
|  | 910 | 98.3501
|  | 911 | 98.4587
|  | 912 | 98.5845
|  | 913 | 98.6724
|  | 914 | 98.7119
|  | 915 | 98.753
|  | 916 | 98.7211
|  | 917 | 98.6586
|  | 918 | 98.6509
|  | 919 | 98.699
|  | 920 | 98.7259
|  | 921 | 98.7019
|  | 922 | 98.7045
|  | 923 | 98.7451
|  | 924 | 98.7864
|  | 925 | 98.8286
|  | 926 | 98.8599
|  | 927 | 98.8424
|  | 928 | 98.7808
|  | 929 | 98.6959
|  | 930 | 98.5859
|  | 931 | 98.4951
|  | 932 | 98.4328
|  | 933 | 98.4224
|  | 934 | 98.4727
|  | 935 | 98.5071
|  | 936 | 98.5344
|  | 937 | 98.5951
|  | 938 | 98.6227
|  | 939 | 98.6238
|  | 940 | 98.6336
|  | 941 | 98.6494
|  | 942 | 98.6568
|  | 943 | 98.6243
|  | 944 | 98.5547
|  | 945 | 98.5004
|  | 946 | 98.4566
|  | 947 | 98.3777
|  | 948 | 98.2565
|  | 949 | 98.1744
|  | 950 | 98.1993
|  | 951 | 98.3402
|  | 952 | 98.5257
|  | 953 | 98.6716
|  | 954 | 98.7282
|  | 955 | 98.7472
|  | 956 | 98.7699
|  | 957 | 98.8043
|  | 958 | 98.8173
|  | 959 | 98.8213
|  | 960 | 98.7843
|  | 961 | 98.7179
|  | 962 | 98.6182
|  | 963 | 98.5771
|  | 964 | 98.6336
|  | 965 | 98.6996
|  | 966 | 98.6905
|  | 967 | 98.6756
|  | 968 | 98.6861
|  | 969 | 98.72
|  | 970 | 98.749
|  | 971 | 98.7923
|  | 972 | 98.8075
|  | 973 | 98.7481
|  | 974 | 98.602
|  | 975 | 98.3661
|  | 976 | 98.1845
|  | 977 | 98.1355
|  | 978 | 98.2839
|  | 979 | 98.4137
|  | 980 | 98.3971
|  | 981 | 98.3262
|  | 982 | 98.3512
|  | 983 | 98.4512
|  | 984 | 98.5361
|  | 985 | 98.4858
|  | 986 | 98.4092
|  | 987 | 98.3459
|  | 988 | 98.2261
|  | 989 | 98.0126
|  | 990 | 97.8722
|  | 991 | 97.9498
|  | 992 | 98.0738
|  | 993 | 98.0246
|  | 994 | 97.8555
|  | 995 | 97.7628
|  | 996 | 97.9506
|  | 997 | 98.1895
|  | 998 | 98.0702
|  | 999 | 97.5345
|  | 1000 | 96.9473
|  | 1001 | 96.6204
|  | 1002 | 96.3205
|  | 1003 | 95.3996
|  | 1004 | 93.4956
|  | 1005 | 88.5994
|  | 1006 | 77.0045
|  | 1007 | 55.3862
|  | 1008 | 31.4527
|  | 1009 | 12.8308
|  | 1010 | 6.0521
|  | 1011 | 1.2888
|  | 1012 | 0.2646
|  | 1013 | 0.09759
|  | 1014 | 0.05623
|  | 1015 | 0.05808
|  | 1016 | 0.02136
|  | 1017 | 0.00766
|  | 1018 | 0.00595
|  | 1019 | 0.000545
|  | 1020 | 0.000458
|  | 1021 | 0.0004127
|  | 1022 | 0.00042992
|  | 1023 | 0.00042826
|  | 1024 | 0.00026297
|  | 1025 | 0.00019267
|  | 1026 | 0.00017105
|  | 1027 | 9.253e-05
|  | 1028 | 6.0313e-05
|  | 1029 | 6.8022e-05
|  | 1030 | 6.1941e-05
|  | 1031 | 6.6363e-05
|  | 1032 | 8.2367e-05
|  | 1033 | 9.8351e-05
|  | 1034 | 0.00017026
|  | 1035 | 0.00017598
|  | 1036 | 0.00019734
|  | 1037 | 0.00023331
|  | 1038 | 0.00027756
|  | 1039 | 0.00039522
|  | 1040 | 0.000477
|  | 1041 | 0.00294
|  | 1042 | 0.00677
|  | 1043 | 0.02766
|  | 1044 | 0.0668
|  | 1045 | 0.52292
|  | 1046 | 0.76111
|  | 1047 | 1.2246
|  | 1048 | 4.5225
|  | 1049 | 17.9319
|  | 1050 | 40.749
|  | 1051 | 61.1876
|  | 1052 | 78.5547
|  | 1053 | 87.776
|  | 1054 | 92.6184
|  | 1055 | 94.3011
|  | 1056 | 94.5426
|  | 1057 | 94.2643
|  | 1058 | 94.2875
|  | 1059 | 94.1061
|  | 1060 | 93.294
|  | 1061 | 90.8027
|  | 1062 | 91.0686
|  | 1063 | 94.057
|  | 1064 | 96.3891
|  | 1065 | 95.935
|  | 1066 | 94.2545
|  | 1067 | 94.319
|  | 1068 | 96.322
|  | 1069 | 97.726
|  | 1070 | 97.2131
|  | 1071 | 95.9527
|  | 1072 | 95.8659
|  | 1073 | 97.1116
|  | 1074 | 98.0769
|  | 1075 | 97.631
|  | 1076 | 96.3946
|  | 1077 | 95.967
|  | 1078 | 96.7969
|  | 1079 | 97.947
|  | 1080 | 98.0189
|  | 1081 | 96.8031
|  | 1082 | 95.9959
|  | 1083 | 96.1113
|  | 1084 | 97.1195
|  | 1085 | 98.1223
|  | 1086 | 98.3709
|  | 1087 | 97.9608
|  | 1088 | 97.6749
|  | 1089 | 97.9153
|  | 1090 | 98.4128
|  | 1091 | 98.5991
|  | 1092 | 98.2493
|  | 1093 | 97.6321
|  | 1094 | 97.4012
|  | 1095 | 97.7006
|  | 1096 | 98.2998
|  | 1097 | 98.581
|  | 1098 | 98.3068
|  | 1099 | 97.6387
|  | 1100 | 97.3119
|  | 1101 | 97.4945
|  | 1102 | 98.0821
|  | 1103 | 98.5679
|  | 1104 | 98.5862
|  | 1105 | 98.262
|  | 1106 | 97.9348
|  | 1107 | 97.9619
|  | 1108 | 98.3114
|  | 1109 | 98.7444
|  | 1110 | 98.8424
|  | 1111 | 98.5632
|  | 1112 | 98.3237
|  | 1113 | 98.3066
|  | 1114 | 98.5938
|  | 1115 | 98.8366
|  | 1116 | 98.7706
|  | 1117 | 98.4389
|  | 1118 | 98.0648
|  | 1119 | 97.928
|  | 1120 | 98.1549
|  | 1121 | 98.5791
|  | 1122 | 98.8641
|  | 1123 | 98.798
|  | 1124 | 98.5712
|  | 1125 | 98.3053
|  | 1126 | 98.2888
|  | 1127 | 98.5376
|  | 1128 | 98.8106
|  | 1129 | 98.9345
|  | 1130 | 98.9054
|  | 1131 | 98.7275
|  | 1132 | 98.7339
|  | 1133 | 98.7572
|  | 1134 | 98.8333
|  | 1135 | 98.8362
|  | 1136 | 98.7681
|  | 1137 | 98.7411
|  | 1138 | 98.7095
|  | 1139 | 98.7671
|  | 1140 | 98.8297
|  | 1141 | 98.9217
|  | 1142 | 98.9438
|  | 1143 | 98.8648
|  | 1144 | 98.8217
|  | 1145 | 98.7863
|  | 1146 | 98.8116
|  | 1147 | 98.8189
|  | 1148 | 98.8132
|  | 1149 | 98.777
|  | 1150 | 98.7127
|  | 1151 | 98.7182
|  | 1152 | 98.8628
|  | 1153 | 98.9926
|  | 1154 | 98.9702
|  | 1155 | 98.782
|  | 1156 | 98.4603
|  | 1157 | 98.273
|  | 1158 | 98.2921
|  | 1159 | 98.5218
|  | 1160 | 98.8133
|  | 1161 | 98.9568
|  | 1162 | 98.8714
|  | 1163 | 98.5861
|  | 1164 | 98.3609
|  | 1165 | 98.3654
|  | 1166 | 98.5461
|  | 1167 | 98.7936
|  | 1168 | 98.9547
|  | 1169 | 98.8698
|  | 1170 | 98.6727
|  | 1171 | 98.4234
|  | 1172 | 98.3499
|  | 1173 | 98.4685
|  | 1174 | 98.711
|  | 1175 | 98.9302
|  | 1176 | 98.9434
|  | 1177 | 98.7445
|  | 1178 | 98.4806
|  | 1179 | 98.3321
|  | 1180 | 98.3112
|  | 1181 | 98.4663
|  | 1182 | 98.6775
|  | 1183 | 98.7911
|  | 1184 | 98.6784
|  | 1185 | 98.4386
|  | 1186 | 98.2258
|  | 1187 | 98.1781
|  | 1188 | 98.3837
|  | 1189 | 98.6447
|  | 1190 | 98.8708
|  | 1191 | 98.9256
|  | 1192 | 98.7939
|  | 1193 | 98.6116
|  | 1194 | 98.4949
|  | 1195 | 98.5521
|  | 1196 | 98.7502
|  | 1197 | 98.9219
|  | 1198 | 98.9585
|  | 1199 | 98.8157
|  | 1200 | 98.6052
|  | 1201 | 98.4322
|  | 1202 | 98.4111
|  | 1203 | 98.5705
|  | 1204 | 98.7871
|  | 1205 | 98.8985
|  | 1206 | 98.8296
|  | 1207 | 98.6022
|  | 1208 | 98.3473
|  | 1209 | 98.2363
|  | 1210 | 98.2834
|  | 1211 | 98.4983
|  | 1212 | 98.7313
|  | 1213 | 98.8656
|  | 1214 | 98.8307
|  | 1215 | 98.6389
|  | 1216 | 98.4709
|  | 1217 | 98.3879
|  | 1218 | 98.4378
|  | 1219 | 98.6403
|  | 1220 | 98.8809
|  | 1221 | 99.0518
|  | 1222 | 99.0101
|  | 1223 | 98.8701
|  | 1224 | 98.6719
|  | 1225 | 98.5647
|  | 1226 | 98.5695
|  | 1227 | 98.6648
|  | 1228 | 98.787
|  | 1229 | 98.8429
|  | 1230 | 98.7439
|  | 1231 | 98.5836
|  | 1232 | 98.4317
|  | 1233 | 98.3315
|  | 1234 | 98.3691
|  | 1235 | 98.4871
|  | 1236 | 98.6212
|  | 1237 | 98.6979
|  | 1238 | 98.6564
|  | 1239 | 98.5114
|  | 1240 | 98.3754
|  | 1241 | 98.3341
|  | 1242 | 98.3754
|  | 1243 | 98.4689
|  | 1244 | 98.5976
|  | 1245 | 98.6997
|  | 1246 | 98.7218
|  | 1247 | 98.6475
|  | 1248 | 98.5659
|  | 1249 | 98.5069
|  | 1250 | 98.537
|  | 1251 | 98.6676
|  | 1252 | 98.8256
|  | 1253 | 98.9055
|  | 1254 | 98.8744
|  | 1255 | 98.7799
|  | 1256 | 98.6522
|  | 1257 | 98.5483
|  | 1258 | 98.5138
|  | 1259 | 98.5627
|  | 1260 | 98.597
|  | 1261 | 98.6418
|  | 1262 | 98.6714
|  | 1263 | 98.6708
|  | 1264 | 98.6171
|  | 1265 | 98.5768
|  | 1266 | 98.6104
|  | 1267 | 98.6959
|  | 1268 | 98.8061
|  | 1269 | 98.9289
|  | 1270 | 98.9862
|  | 1271 | 98.9671
|  | 1272 | 98.8637
|  | 1273 | 98.7792
|  | 1274 | 98.7803
|  | 1275 | 98.8221
|  | 1276 | 98.9107
|  | 1277 | 99.0331
|  | 1278 | 99.1226
|  | 1279 | 99.1301
|  | 1280 | 99.0705
|  | 1281 | 98.9629
|  | 1282 | 98.8546
|  | 1283 | 98.8149
|  | 1284 | 98.8424
|  | 1285 | 98.891
|  | 1286 | 98.9558
|  | 1287 | 98.9848
|  | 1288 | 98.9487
|  | 1289 | 98.8672
|  | 1290 | 98.7623
|  | 1291 | 98.6754
|  | 1292 | 98.6252
|  | 1293 | 98.6274
|  | 1294 | 98.6927
|  | 1295 | 98.7696
|  | 1296 | 98.7926
|  | 1297 | 98.8019
|  | 1298 | 98.7765
|  | 1299 | 98.7241
|  | 1300 | 98.7127
|  | 1301 | 98.725
|  | 1302 | 98.7521
|  | 1303 | 98.8224
|  | 1304 | 98.889
|  | 1305 | 98.9637
|  | 1306 | 98.9981
|  | 1307 | 98.9788
|  | 1308 | 98.9472
|  | 1309 | 98.8956
|  | 1310 | 98.8251
|  | 1311 | 98.7722
|  | 1312 | 98.8
|  | 1313 | 98.8621
|  | 1314 | 98.8884
|  | 1315 | 98.8945
|  | 1316 | 98.8736
|  | 1317 | 98.8318
|  | 1318 | 98.794
|  | 1319 | 98.797
|  | 1320 | 98.7922
|  | 1321 | 98.7897
|  | 1322 | 98.7956
|  | 1323 | 98.7935
|  | 1324 | 98.8414
|  | 1325 | 98.8662
|  | 1326 | 98.8343
|  | 1327 | 98.8386
|  | 1328 | 98.8529
|  | 1329 | 98.824
|  | 1330 | 98.802
|  | 1331 | 98.8296
|  | 1332 | 98.8774
|  | 1333 | 98.9059
|  | 1334 | 98.9236
|  | 1335 | 98.9664
|  | 1336 | 99.0026
|  | 1337 | 99.0049
|  | 1338 | 99.0235
|  | 1339 | 99.0346
|  | 1340 | 99.0494
|  | 1341 | 99.0808
|  | 1342 | 99.0643
|  | 1343 | 99.0358
|  | 1344 | 99.0348
|  | 1345 | 99.0497
|  | 1346 | 99.0799
|  | 1347 | 99.0638
|  | 1348 | 99.0859
|  | 1349 | 99.099
|  | 1350 | 99.1448
|  | 1351 | 99.0568
|  | 1352 | 99.046
|  | 1353 | 99.0573
|  | 1354 | 99.0636
|  | 1355 | 99.0817
|  | 1356 | 99.1105
|  | 1357 | 99.125
|  | 1358 | 99.1392
|  | 1359 | 99.1579
|  | 1360 | 99.1312
|  | 1361 | 99.0974
|  | 1362 | 99.105
|  | 1363 | 99.1001
|  | 1364 | 99.0167
|  | 1365 | 98.9893
|  | 1366 | 98.9614
|  | 1367 | 98.8992
|  | 1368 | 98.8595
|  | 1369 | 98.8077
|  | 1370 | 98.7293
|  | 1371 | 98.6884
|  | 1372 | 98.634
|  | 1373 | 98.5759
|  | 1374 | 98.5129
|  | 1375 | 98.3934
|  | 1376 | 98.2298
|  | 1377 | 98.1257
|  | 1378 | 97.8837
|  | 1379 | 97.6737
|  | 1380 | 97.5196
|  | 1381 | 97.4108
|  | 1382 | 97.3745
|  | 1383 | 97.3757
|  | 1384 | 97.4523
|  | 1385 | 97.5844
|  | 1386 | 97.7262
|  | 1387 | 97.8781
|  | 1388 | 97.9671
|  | 1389 | 97.989
|  | 1390 | 97.9876
|  | 1391 | 97.9566
|  | 1392 | 97.9734
|  | 1393 | 98.0422
|  | 1394 | 98.0291
|  | 1395 | 98.1415
|  | 1396 | 98.2747
|  | 1397 | 98.3778
|  | 1398 | 98.4636
|  | 1399 | 98.4777
|  | 1400 | 98.3824
|  | 1401 | 98.3317
|  | 1402 | 98.3067
|  | 1403 | 98.2987
|  | 1404 | 98.2884
|  | 1405 | 98.3464
|  | 1406 | 98.3941
|  | 1407 | 98.4022
|  | 1408 | 98.4454
|  | 1409 | 98.4305
|  | 1410 | 98.3955
|  | 1411 | 98.3294
|  | 1412 | 98.2834
|  | 1413 | 98.2623
|  | 1414 | 98.289
|  | 1415 | 98.3352
|  | 1416 | 98.4096
|  | 1417 | 98.4858
|  | 1418 | 98.5334
|  | 1419 | 98.5217
|  | 1420 | 98.481
|  | 1421 | 98.454
|  | 1422 | 98.4057
|  | 1423 | 98.4146
|  | 1424 | 98.4291
|  | 1425 | 98.4335
|  | 1426 | 98.4796
|  | 1427 | 98.5748
|  | 1428 | 98.6103
|  | 1429 | 98.6415
|  | 1430 | 98.6315
|  | 1431 | 98.5935
|  | 1432 | 98.5442
|  | 1433 | 98.4673
|  | 1434 | 98.4095
|  | 1435 | 98.4312
|  | 1436 | 98.4888
|  | 1437 | 98.548
|  | 1438 | 98.5797
|  | 1439 | 98.6022
|  | 1440 | 98.5918
|  | 1441 | 98.4688
|  | 1442 | 98.3482
|  | 1443 | 98.1804
|  | 1444 | 98.0367
|  | 1445 | 97.9503
|  | 1446 | 97.9344
|  | 1447 | 97.9077
|  | 1448 | 98.0128
|  | 1449 | 98.1259
|  | 1450 | 98.1788
|  | 1451 | 98.1896
|  | 1452 | 98.2222
|  | 1453 | 98.1589
|  | 1454 | 98.1242
|  | 1455 | 98.0344
|  | 1456 | 97.9918
|  | 1457 | 97.9887
|  | 1458 | 97.9764
|  | 1459 | 97.96
|  | 1460 | 98.0219
|  | 1461 | 98.0709
|  | 1462 | 98.1007
|  | 1463 | 98.1372
|  | 1464 | 98.2229
|  | 1465 | 98.2199
|  | 1466 | 98.2398
|  | 1467 | 98.2212
|  | 1468 | 98.2246
|  | 1469 | 98.2191
|  | 1470 | 98.228
|  | 1471 | 98.223
|  | 1472 | 98.2496
|  | 1473 | 98.1922
|  | 1474 | 98.173
|  | 1475 | 98.1086
|  | 1476 | 98.0445
|  | 1477 | 98.0014
|  | 1478 | 97.9974
|  | 1479 | 97.9581
|  | 1480 | 98.0647
|  | 1481 | 98.0717
|  | 1482 | 98.091
|  | 1483 | 98.0182
|  | 1484 | 97.9051
|  | 1485 | 97.7917
|  | 1486 | 97.5984
|  | 1487 | 97.4453
|  | 1488 | 97.3162
|  | 1489 | 97.2675
|  | 1490 | 97.2393
|  | 1491 | 97.3194
|  | 1492 | 97.3538
|  | 1493 | 97.4521
|  | 1494 | 97.5418
|  | 1495 | 97.5676
|  | 1496 | 97.5882
|  | 1497 | 97.5089
|  | 1498 | 97.4084
|  | 1499 | 97.3065
|  | 1500 | 97.1915
|  | 1501 | 97.1051
|  | 1502 | 97.0565
|  | 1503 | 97.0974
|  | 1504 | 97.1572
|  | 1505 | 97.2631
|  | 1506 | 97.3147
|  | 1507 | 97.3307
|  | 1508 | 97.3458
|  | 1509 | 97.2992
|  | 1510 | 97.1886
|  | 1511 | 97.1433
|  | 1512 | 97.0421
|  | 1513 | 96.9635
|  | 1514 | 96.959
|  | 1515 | 97.0187
|  | 1516 | 97.0807
|  | 1517 | 97.1511
|  | 1518 | 97.245
|  | 1519 | 97.2457
|  | 1520 | 97.205
|  | 1521 | 97.1131
|  | 1522 | 96.9923
|  | 1523 | 96.9174
|  | 1524 | 96.8152
|  | 1525 | 96.7942
|  | 1526 | 96.8113
|  | 1527 | 96.8487
|  | 1528 | 96.9615
|  | 1529 | 97.0765
|  | 1530 | 97.1612
|  | 1531 | 97.1903
|  | 1532 | 97.1748
|  | 1533 | 97.198
|  | 1534 | 97.1205
|  | 1535 | 97.0297
|  | 1536 | 96.9233
|  | 1537 | 96.8865
|  | 1538 | 96.8644
|  | 1539 | 96.8732
|  | 1540 | 96.9052
|  | 1541 | 96.9994
|  | 1542 | 97.094
|  | 1543 | 97.1654
|  | 1544 | 97.207
|  | 1545 | 97.2119
|  | 1546 | 97.1619
|  | 1547 | 97.0693
|  | 1548 | 96.9856
|  | 1549 | 96.9443
|  | 1550 | 96.9132
|  | 1551 | 96.9235
|  | 1552 | 96.8934
|  | 1553 | 96.9236
|  | 1554 | 97.0001
|  | 1555 | 97.0239
|  | 1556 | 97.0203
|  | 1557 | 96.9787
|  | 1558 | 96.8831
|  | 1559 | 96.7937
|  | 1560 | 96.7385
|  | 1561 | 96.7448
|  | 1562 | 96.7251
|  | 1563 | 96.7253
|  | 1564 | 96.7622
|  | 1565 | 96.8132
|  | 1566 | 96.8383
|  | 1567 | 96.8266
|  | 1568 | 96.7915
|  | 1569 | 96.775
|  | 1570 | 96.7067
|  | 1571 | 96.665
|  | 1572 | 96.6456
|  | 1573 | 96.6635
|  | 1574 | 96.709
|  | 1575 | 96.7514
|  | 1576 | 96.7629
|  | 1577 | 96.7375
|  | 1578 | 96.6422
|  | 1579 | 96.5615
|  | 1580 | 96.4281
|  | 1581 | 96.2974
|  | 1582 | 96.2384
|  | 1583 | 96.2229
|  | 1584 | 96.2347
|  | 1585 | 96.2916
|  | 1586 | 96.3355
|  | 1587 | 96.2277
|  | 1588 | 95.9001
|  | 1589 | 95.2165
|  | 1590 | 94.2002
|  | 1591 | 92.84
|  | 1592 | 91.2224
|  | 1593 | 89.553
|  | 1594 | 87.9405
|  | 1595 | 86.7108
|  | 1596 | 85.9788
|  | 1597 | 85.8779
|  | 1598 | 86.3845
|  | 1599 | 87.4146
|  | 1600 | 88.7263
|  | 1601 | 89.8869
|  | 1602 | 90.4815
|  | 1603 | 90.1016
|  | 1604 | 88.4536
|  | 1605 | 85.6195
|  | 1606 | 81.7555
|  | 1607 | 77.4098
|  | 1608 | 73.0409
|  | 1609 | 69.1434
|  | 1610 | 66.0833
|  | 1611 | 64.0677
|  | 1612 | 63.2278
|  | 1613 | 63.6679
|  | 1614 | 65.1759
|  | 1615 | 67.685
|  | 1616 | 70.9904
|  | 1617 | 74.3204
|  | 1618 | 77.0135
|  | 1619 | 78.2643
|  | 1620 | 77.5341
|  | 1621 | 74.7102
|  | 1622 | 70.1712
|  | 1623 | 64.5684
|  | 1624 | 58.96
|  | 1625 | 53.9695
|  | 1626 | 50.0083
|  | 1627 | 47.4512
|  | 1628 | 46.2158
|  | 1629 | 46.3393
|  | 1630 | 47.8192
|  | 1631 | 50.7498
|  | 1632 | 54.7441
|  | 1633 | 59.4132
|  | 1634 | 64.1298
|  | 1635 | 67.6842
|  | 1636 | 69.1826
|  | 1637 | 68.105
|  | 1638 | 64.5844
|  | 1639 | 59.3658
|  | 1640 | 53.8162
|  | 1641 | 48.897
|  | 1642 | 44.9915
|  | 1643 | 42.358
|  | 1644 | 41.0558
|  | 1645 | 41.0985
|  | 1646 | 42.3299
|  | 1647 | 44.8218
|  | 1648 | 48.5519
|  | 1649 | 53.0841
|  | 1650 | 57.9092
|  | 1651 | 62.209
|  | 1652 | 65.1553
|  | 1653 | 65.9696
|  | 1654 | 64.6052
|  | 1655 | 61.5413
|  | 1656 | 57.395
|  | 1657 | 52.9905
|  | 1658 | 49.1432
|  | 1659 | 46.2669
|  | 1660 | 44.4767
|  | 1661 | 43.8786
|  | 1662 | 44.4845
|  | 1663 | 46.2542
|  | 1664 | 48.9877
|  | 1665 | 52.4393
|  | 1666 | 56.24
|  | 1667 | 59.7715
|  | 1668 | 62.2624
|  | 1669 | 63.1754
|  | 1670 | 62.499
|  | 1671 | 60.2053
|  | 1672 | 57.0183
|  | 1673 | 53.7458
|  | 1674 | 50.7776
|  | 1675 | 48.5661
|  | 1676 | 47.2977
|  | 1677 | 47.0359
|  | 1678 | 47.6625
|  | 1679 | 49.0409
|  | 1680 | 50.7998
|  | 1681 | 52.6476
|  | 1682 | 54.2471
|  | 1683 | 55.1436
|  | 1684 | 55.136
|  | 1685 | 54.1894
|  | 1686 | 52.5028
|  | 1687 | 50.44
|  | 1688 | 48.3708
|  | 1689 | 46.5906
|  | 1690 | 45.3127
|  | 1691 | 44.642
|  | 1692 | 44.5851
|  | 1693 | 45.1085
|  | 1694 | 46.0733
|  | 1695 | 47.2441
|  | 1696 | 48.3341
|  | 1697 | 49.014
|  | 1698 | 49.0419
|  | 1699 | 48.2794
|  | 1700 | 46.7937
|  | 1701 | 44.7983
|  | 1702 | 42.5231
|  | 1703 | 40.3159
|  | 1704 | 38.5435
|  | 1705 | 37.321
|  | 1706 | 36.7478
|  | 1707 | 36.9843
|  | 1708 | 38.0622
|  | 1709 | 39.9436
|  | 1710 | 42.4637
|  | 1711 | 45.4208
|  | 1712 | 48.1907
|  | 1713 | 50.2866
|  | 1714 | 51.1599
|  | 1715 | 50.4941
|  | 1716 | 48.3986
|  | 1717 | 45.2338
|  | 1718 | 41.6969
|  | 1719 | 38.2414
|  | 1720 | 35.3927
|  | 1721 | 33.3864
|  | 1722 | 32.2667
|  | 1723 | 32.068
|  | 1724 | 32.8944
|  | 1725 | 34.8761
|  | 1726 | 37.9245
|  | 1727 | 42.1034
|  | 1728 | 47.0581
|  | 1729 | 52.2396
|  | 1730 | 56.8683
|  | 1731 | 60.0438
|  | 1732 | 60.964
|  | 1733 | 59.4418
|  | 1734 | 55.9695
|  | 1735 | 51.2653
|  | 1736 | 46.311
|  | 1737 | 41.8562
|  | 1738 | 38.4028
|  | 1739 | 36.0847
|  | 1740 | 34.9811
|  | 1741 | 35.1202
|  | 1742 | 36.553
|  | 1743 | 39.3877
|  | 1744 | 43.5502
|  | 1745 | 49.2919
|  | 1746 | 56.0411
|  | 1747 | 63.2972
|  | 1748 | 69.5538
|  | 1749 | 73.5006
|  | 1750 | 74.2181
|  | 1751 | 71.3985
|  | 1752 | 66.2868
|  | 1753 | 59.9144
|  | 1754 | 53.7951
|  | 1755 | 48.7471
|  | 1756 | 45.2812
|  | 1757 | 43.4145
|  | 1758 | 43.1882
|  | 1759 | 44.6531
|  | 1760 | 47.7514
|  | 1761 | 52.4419
|  | 1762 | 58.3993
|  | 1763 | 65.675
|  | 1764 | 72.6627
|  | 1765 | 78.2392
|  | 1766 | 80.9513
|  | 1767 | 80.2721
|  | 1768 | 76.3608
|  | 1769 | 70.3178
|  | 1770 | 63.6136
|  | 1771 | 57.2033
|  | 1772 | 52.1336
|  | 1773 | 48.5016
|  | 1774 | 46.5044
|  | 1775 | 46.031
|  | 1776 | 47.1407
|  | 1777 | 49.8364
|  | 1778 | 53.7614
|  | 1779 | 59.3711
|  | 1780 | 65.7697
|  | 1781 | 72.033
|  | 1782 | 76.8507
|  | 1783 | 79.049
|  | 1784 | 78.0717
|  | 1785 | 73.4603
|  | 1786 | 66.8945
|  | 1787 | 59.3567
|  | 1788 | 52.4612
|  | 1789 | 46.7566
|  | 1790 | 42.6565
|  | 1791 | 39.9956
|  | 1792 | 38.8553
|  | 1793 | 39.0675
|  | 1794 | 40.584
|  | 1795 | 43.4274
|  | 1796 | 47.3598
|  | 1797 | 52.8271
|  | 1798 | 58.552
|  | 1799 | 63.8739
|  | 1800 | 67.5761
|  | 1801 | 68.7465
|  | 1802 | 66.956
|  | 1803 | 62.6653
|  | 1804 | 57.0027
|  | 1805 | 50.7405
|  | 1806 | 45.2527
|  | 1807 | 40.5286
|  | 1808 | 37.2271
|  | 1809 | 35.0725
|  | 1810 | 33.9947
|  | 1811 | 33.8531
|  | 1812 | 34.7153
|  | 1813 | 36.5381
|  | 1814 | 39.3112
|  | 1815 | 42.9054
|  | 1816 | 47.1111
|  | 1817 | 51.5488
|  | 1818 | 55.1427
|  | 1819 | 57.9633
|  | 1820 | 59.2568
|  | 1821 | 58.6384
|  | 1822 | 56.163
|  | 1823 | 52.7901
|  | 1824 | 48.9332
|  | 1825 | 44.8184
|  | 1826 | 41.3636
|  | 1827 | 38.4791
|  | 1828 | 36.6397
|  | 1829 | 35.7688
|  | 1830 | 35.9764
|  | 1831 | 37.0598
|  | 1832 | 38.8465
|  | 1833 | 41.5187
|  | 1834 | 44.6456
|  | 1835 | 48.2565
|  | 1836 | 51.918
|  | 1837 | 55.038
|  | 1838 | 57.0097
|  | 1839 | 57.5401
|  | 1840 | 56.7949
|  | 1841 | 54.5998
|  | 1842 | 51.7588
|  | 1843 | 49.0631
|  | 1844 | 46.7134
|  | 1845 | 44.7347
|  | 1846 | 43.5557
|  | 1847 | 43.056
|  | 1848 | 43.4612
|  | 1849 | 44.6808
|  | 1850 | 46.3489
|  | 1851 | 48.6806
|  | 1852 | 51.4769
|  | 1853 | 54.6292
|  | 1854 | 57.5662
|  | 1855 | 59.7736
|  | 1856 | 60.9587
|  | 1857 | 60.7691
|  | 1858 | 59.6405
|  | 1859 | 57.5129
|  | 1860 | 54.8525
|  | 1861 | 51.8228
|  | 1862 | 49.1767
|  | 1863 | 47.2067
|  | 1864 | 45.9777
|  | 1865 | 45.3999
|  | 1866 | 45.6811
|  | 1867 | 46.8133
|  | 1868 | 48.7961
|  | 1869 | 51.3207
|  | 1870 | 54.4695
|  | 1871 | 57.6699
|  | 1872 | 60.2371
|  | 1873 | 61.8398
|  | 1874 | 62.1698
|  | 1875 | 60.9106
|  | 1876 | 58.338
|  | 1877 | 54.7446
|  | 1878 | 50.5975
|  | 1879 | 46.4933
|  | 1880 | 43.3066
|  | 1881 | 40.5784
|  | 1882 | 38.7867
|  | 1883 | 37.8427
|  | 1884 | 37.8541
|  | 1885 | 38.7304
|  | 1886 | 40.3871
|  | 1887 | 43.0136
|  | 1888 | 46.4297
|  | 1889 | 50.3037
|  | 1890 | 54.2964
|  | 1891 | 57.825
|  | 1892 | 60.0408
|  | 1893 | 60.6792
|  | 1894 | 59.5883
|  | 1895 | 56.8652
|  | 1896 | 53.0648
|  | 1897 | 48.47
|  | 1898 | 43.628
|  | 1899 | 39.1084
|  | 1900 | 35.1897
|  | 1901 | 32.0335
|  | 1902 | 29.9715
|  | 1903 | 28.8313
|  | 1904 | 28.5539
|  | 1905 | 29.1693
|  | 1906 | 30.6505
|  | 1907 | 32.9564
|  | 1908 | 36.0172
|  | 1909 | 39.8882
|  | 1910 | 44.1925
|  | 1911 | 49.201
|  | 1912 | 53.8563
|  | 1913 | 57.5593
|  | 1914 | 59.3673
|  | 1915 | 59.0804
|  | 1916 | 56.761
|  | 1917 | 52.8063
|  | 1918 | 47.8407
|  | 1919 | 42.3491
|  | 1920 | 37.4541
|  | 1921 | 32.8563
|  | 1922 | 29.5838
|  | 1923 | 27.2466
|  | 1924 | 26.0417
|  | 1925 | 25.711
|  | 1926 | 26.1678
|  | 1927 | 27.4213
|  | 1928 | 29.5783
|  | 1929 | 32.6347
|  | 1930 | 36.7945
|  | 1931 | 42.0612
|  | 1932 | 47.6667
|  | 1933 | 53.8638
|  | 1934 | 59.6751
|  | 1935 | 64.1247
|  | 1936 | 66.5439
|  | 1937 | 66.6024
|  | 1938 | 63.9765
|  | 1939 | 59.4025
|  | 1940 | 53.5452
|  | 1941 | 47.4729
|  | 1942 | 41.8933
|  | 1943 | 37.3312
|  | 1944 | 33.972
|  | 1945 | 31.6066
|  | 1946 | 30.3671
|  | 1947 | 30.0069
|  | 1948 | 30.5456
|  | 1949 | 31.9905
|  | 1950 | 34.3081
|  | 1951 | 37.6482
|  | 1952 | 42.2957
|  | 1953 | 48.4876
|  | 1954 | 55.2724
|  | 1955 | 62.3564
|  | 1956 | 69.0851
|  | 1957 | 73.8752
|  | 1958 | 75.9859
|  | 1959 | 74.9499
|  | 1960 | 71.2938
|  | 1961 | 65.4728
|  | 1962 | 58.8213
|  | 1963 | 52.6719
|  | 1964 | 47.4853
|  | 1965 | 43.4248
|  | 1966 | 40.571
|  | 1967 | 38.7096
|  | 1968 | 37.9093
|  | 1969 | 38.0428
|  | 1970 | 39.1102
|  | 1971 | 41.099
|  | 1972 | 44.0471
|  | 1973 | 48.0615
|  | 1974 | 52.8417
|  | 1975 | 58.365
|  | 1976 | 64.2781
|  | 1977 | 69.8234
|  | 1978 | 74.1759
|  | 1979 | 76.9396
|  | 1980 | 77.0691
|  | 1981 | 74.7961
|  | 1982 | 70.5537
|  | 1983 | 65.1832
|  | 1984 | 59.5569
|  | 1985 | 54.2182
|  | 1986 | 49.7436
|  | 1987 | 46.1395
|  | 1988 | 43.5958
|  | 1989 | 42.0236
|  | 1990 | 41.3531
|  | 1991 | 41.5251
|  | 1992 | 42.5759
|  | 1993 | 44.4729
|  | 1994 | 47.163
|  | 1995 | 50.4952
|  | 1996 | 54.4549
|  | 1997 | 58.9304
|  | 1998 | 63.2053
|  | 1999 | 66.9154
|  | 2000 | 69.4877
|  | 2001 | 70.5934
|  | 2002 | 70.0086
|  | 2003 | 67.9948
|  | 2004 | 64.8477
|  | 2005 | 61.0344
|  | 2006 | 57.1196
|  | 2007 | 53.5874
|  | 2008 | 50.5547
|  | 2009 | 48.0506
|  | 2010 | 46.2788
|  | 2011 | 45.2079
|  | 2012 | 44.7797
|  | 2013 | 44.9585
|  | 2014 | 45.7703
|  | 2015 | 47.1277
|  | 2016 | 48.9544
|  | 2017 | 51.1985
|  | 2018 | 53.8109
|  | 2019 | 56.4802
|  | 2020 | 58.931
|  | 2021 | 61.0317
|  | 2022 | 62.4574
|  | 2023 | 63.0438
|  | 2024 | 62.7751
|  | 2025 | 61.7746
|  | 2026 | 60.0811
|  | 2027 | 57.905
|  | 2028 | 55.685
|  | 2029 | 53.5928
|  | 2030 | 51.8076
|  | 2031 | 50.449
|  | 2032 | 49.5794
|  | 2033 | 49.258
|  | 2034 | 49.5279
|  | 2035 | 50.3461
|  | 2036 | 51.7319
|  | 2037 | 53.5869
|  | 2038 | 55.8431
|  | 2039 | 58.26
|  | 2040 | 60.6742
|  | 2041 | 62.9497
|  | 2042 | 64.7088
|  | 2043 | 65.7378
|  | 2044 | 65.9334
|  | 2045 | 65.3084
|  | 2046 | 63.8909
|  | 2047 | 61.8791
|  | 2048 | 59.5628
|  | 2049 | 57.1875
|  | 2050 | 54.8095
|  | 2051 | 52.7107
|  | 2052 | 51.0781
|  | 2053 | 49.8855
|  | 2054 | 49.2519
|  | 2055 | 49.1869
|  | 2056 | 49.6938
|  | 2057 | 50.8079
|  | 2058 | 52.6076
|  | 2059 | 54.889
|  | 2060 | 57.7489
|  | 2061 | 61.1807
|  | 2062 | 64.8496
|  | 2063 | 68.2844
|  | 2064 | 71.4397
|  | 2065 | 74.0079
|  | 2066 | 75.4351
|  | 2067 | 75.5811
|  | 2068 | 74.4939
|  | 2069 | 72.4148
|  | 2070 | 69.192
|  | 2071 | 65.4745
|  | 2072 | 61.7807
|  | 2073 | 58.2668
|  | 2074 | 55.1604
|  | 2075 | 52.6421
|  | 2076 | 50.8081
|  | 2077 | 49.6237
|  | 2078 | 49.1357
|  | 2079 | 49.4141
|  | 2080 | 50.3274
|  | 2081 | 51.9571
|  | 2082 | 54.3861
|  | 2083 | 57.4351
|  | 2084 | 61.1149
|  | 2085 | 65.0446
|  | 2086 | 69.2234
|  | 2087 | 73.2928
|  | 2088 | 76.7473
|  | 2089 | 79.2595
|  | 2090 | 80.5996
|  | 2091 | 80.6478
|  | 2092 | 79.3229
|  | 2093 | 76.8291
|  | 2094 | 73.5609
|  | 2095 | 69.5527
|  | 2096 | 65.4423
|  | 2097 | 61.6299
|  | 2098 | 58.1617
|  | 2099 | 55.3076
|  | 2100 | 53.0942
|  | 2101 | 51.4957
|  | 2102 | 50.5857
|  | 2103 | 50.3678
|  | 2104 | 50.9091
|  | 2105 | 52.124
|  | 2106 | 53.9463
|  | 2107 | 56.6037
|  | 2108 | 59.8978
|  | 2109 | 63.407
|  | 2110 | 67.5309
|  | 2111 | 71.6256
|  | 2112 | 75.3163
|  | 2113 | 78.257
|  | 2114 | 80.1365
|  | 2115 | 80.8589
|  | 2116 | 80.2847
|  | 2117 | 78.4591
|  | 2118 | 75.5644
|  | 2119 | 72.1143
|  | 2120 | 68.0705
|  | 2121 | 64.142
|  | 2122 | 60.5601
|  | 2123 | 57.4883
|  | 2124 | 54.927
|  | 2125 | 53.0138
|  | 2126 | 51.7329
|  | 2127 | 51.137
|  | 2128 | 51.1157
|  | 2129 | 51.7065
|  | 2130 | 52.9939
|  | 2131 | 54.7725
|  | 2132 | 57.1727
|  | 2133 | 60.087
|  | 2134 | 63.2997
|  | 2135 | 66.886
|  | 2136 | 70.5786
|  | 2137 | 73.8541
|  | 2138 | 76.7332
|  | 2139 | 78.9136
|  | 2140 | 80.2039
|  | 2141 | 80.4023
|  | 2142 | 79.5863
|  | 2143 | 77.6395
|  | 2144 | 74.8729
|  | 2145 | 71.6906
|  | 2146 | 68.186
|  | 2147 | 64.7868
|  | 2148 | 61.7515
|  | 2149 | 58.9145
|  | 2150 | 56.6542
|  | 2151 | 55.0429
|  | 2152 | 53.9168
|  | 2153 | 53.4121
|  | 2154 | 53.4801
|  | 2155 | 54.1122
|  | 2156 | 55.3284
|  | 2157 | 57.0595
|  | 2158 | 59.253
|  | 2159 | 61.8961
|  | 2160 | 64.8596
|  | 2161 | 68.1258
|  | 2162 | 71.2109
|  | 2163 | 74.1964
|  | 2164 | 76.8948
|  | 2165 | 78.8839
|  | 2166 | 80.1895
|  | 2167 | 80.6597
|  | 2168 | 80.3959
|  | 2169 | 79.4282
|  | 2170 | 77.7683
|  | 2171 | 75.8493
|  | 2172 | 73.3298
|  | 2173 | 70.8829
|  | 2174 | 68.4982
|  | 2175 | 66.2989
|  | 2176 | 64.3566
|  | 2177 | 62.8521
|  | 2178 | 61.71
|  | 2179 | 61.0065
|  | 2180 | 60.7367
|  | 2181 | 60.8935
|  | 2182 | 61.4997
|  | 2183 | 62.481
|  | 2184 | 63.9148
|  | 2185 | 65.5131
|  | 2186 | 67.5096
|  | 2187 | 69.5989
|  | 2188 | 71.6948
|  | 2189 | 73.9087
|  | 2190 | 75.9487
|  | 2191 | 77.5245
|  | 2192 | 78.9114
|  | 2193 | 79.7576
|  | 2194 | 80.1528
|  | 2195 | 80.1279
|  | 2196 | 79.6647
|  | 2197 | 78.8022
|  | 2198 | 77.7001
|  | 2199 | 76.4128
|  | 2200 | 75.0556
|  | 2201 | 73.7792
|  | 2202 | 72.5541
|  | 2203 | 71.6137
|  | 2204 | 70.7506
|  | 2205 | 70.1877
|  | 2206 | 69.9079
|  | 2207 | 69.8613
|  | 2208 | 70.0944
|  | 2209 | 70.516
|  | 2210 | 71.1681
|  | 2211 | 71.9723
|  | 2212 | 72.9059
|  | 2213 | 73.8214
|  | 2214 | 74.8074
|  | 2215 | 75.7623
|  | 2216 | 76.6818
|  | 2217 | 77.4573
|  | 2218 | 78.1308
|  | 2219 | 78.5944
|  | 2220 | 78.985
|  | 2221 | 79.1728
|  | 2222 | 79.1918
|  | 2223 | 79.0863
|  | 2224 | 78.9163
|  | 2225 | 78.6555
|  | 2226 | 78.3511
|  | 2227 | 78.0628
|  | 2228 | 77.8041
|  | 2229 | 77.6623
|  | 2230 | 77.5247
|  | 2231 | 77.5197
|  | 2232 | 77.6081
|  | 2233 | 77.7238
|  | 2234 | 77.9295
|  | 2235 | 78.1944
|  | 2236 | 78.4769
|  | 2237 | 78.7721
|  | 2238 | 78.9993
|  | 2239 | 79.2095
|  | 2240 | 79.3589
|  | 2241 | 79.4669
|  | 2242 | 79.4707
|  | 2243 | 79.433
|  | 2244 | 79.3608
|  | 2245 | 79.2052
|  | 2246 | 79.0647
|  | 2247 | 78.8588
|  | 2248 | 78.6536
|  | 2249 | 78.5049
|  | 2250 | 78.4038
|  | 2251 | 78.3452
|  | 2252 | 78.3495
|  | 2253 | 78.4152
|  | 2254 | 78.5441
|  | 2255 | 78.7549
|  | 2256 | 78.9914
|  | 2257 | 79.255
|  | 2258 | 79.4804
|  | 2259 | 79.7686
|  | 2260 | 80.0037
|  | 2261 | 80.1288
|  | 2262 | 80.2065
|  | 2263 | 80.2088
|  | 2264 | 80.1143
|  | 2265 | 79.9009
|  | 2266 | 79.5743
|  | 2267 | 79.1866
|  | 2268 | 78.6967
|  | 2269 | 78.1837
|  | 2270 | 77.6595
|  | 2271 | 77.1345
|  | 2272 | 76.6607
|  | 2273 | 76.2666
|  | 2274 | 75.9616
|  | 2275 | 75.7739
|  | 2276 | 75.7253
|  | 2277 | 75.8763
|  | 2278 | 76.1047
|  | 2279 | 76.49
|  | 2280 | 76.9928
|  | 2281 | 77.543
|  | 2282 | 78.1879
|  | 2283 | 78.7489
|  | 2284 | 79.3488
|  | 2285 | 79.7991
|  | 2286 | 80.1667
|  | 2287 | 80.3614
|  | 2288 | 80.3373
|  | 2289 | 80.1192
|  | 2290 | 79.6637
|  | 2291 | 78.9874
|  | 2292 | 78.0981
|  | 2293 | 77.083
|  | 2294 | 75.9537
|  | 2295 | 74.721
|  | 2296 | 73.4725
|  | 2297 | 72.285
|  | 2298 | 71.1093
|  | 2299 | 70.1208
|  | 2300 | 69.214
|  | 2301 | 68.5574
|  | 2302 | 68.1272
|  | 2303 | 68.0103
|  | 2304 | 68.0605
|  | 2305 | 68.4153
|  | 2306 | 69.0318
|  | 2307 | 69.9021
|  | 2308 | 70.9917
|  | 2309 | 72.1908
|  | 2310 | 73.5373
|  | 2311 | 74.8072
|  | 2312 | 76.1619
|  | 2313 | 77.2829
|  | 2314 | 78.1417
|  | 2315 | 78.677
|  | 2316 | 78.8523
|  | 2317 | 78.6097
|  | 2318 | 77.8967
|  | 2319 | 76.7761
|  | 2320 | 75.1663
|  | 2321 | 73.3098
|  | 2322 | 71.2377
|  | 2323 | 69.033
|  | 2324 | 66.6913
|  | 2325 | 64.4801
|  | 2326 | 62.3715
|  | 2327 | 60.4818
|  | 2328 | 58.7551
|  | 2329 | 57.394
|  | 2330 | 56.2527
|  | 2331 | 55.5059
|  | 2332 | 55.0752
|  | 2333 | 55.0119
|  | 2334 | 55.2622
|  | 2335 | 55.9052
|  | 2336 | 56.8639
|  | 2337 | 58.1514
|  | 2338 | 59.834
|  | 2339 | 61.639
|  | 2340 | 63.7291
|  | 2341 | 65.9209
|  | 2342 | 68.1122
|  | 2343 | 70.1011
|  | 2344 | 71.8735
|  | 2345 | 73.2411
|  | 2346 | 74.1677
|  | 2347 | 74.4982
|  | 2348 | 74.2425
|  | 2349 | 73.3088
|  | 2350 | 71.7545
|  | 2351 | 69.7493
|  | 2352 | 67.2298
|  | 2353 | 64.3659
|  | 2354 | 61.4746
|  | 2355 | 58.4797
|  | 2356 | 55.5883
|  | 2357 | 52.9019
|  | 2358 | 50.4312
|  | 2359 | 48.3389
|  | 2360 | 46.5655
|  | 2361 | 45.1741
|  | 2362 | 44.1942
|  | 2363 | 43.5756
|  | 2364 | 43.3164
|  | 2365 | 43.478
|  | 2366 | 44.0043
|  | 2367 | 44.919
|  | 2368 | 46.1623
|  | 2369 | 47.7537
|  | 2370 | 49.6546
|  | 2371 | 51.892
|  | 2372 | 54.3052
|  | 2373 | 56.8296
|  | 2374 | 59.4102
|  | 2375 | 61.8808
|  | 2376 | 64.0882
|  | 2377 | 66.023
|  | 2378 | 67.5498
|  | 2379 | 68.4545
|  | 2380 | 68.7317
|  | 2381 | 68.3568
|  | 2382 | 67.3076
|  | 2383 | 65.6582
|  | 2384 | 63.4206
|  | 2385 | 60.7181
|  | 2386 | 57.844
|  | 2387 | 54.8392
|  | 2388 | 51.8123
|  | 2389 | 48.9166
|  | 2390 | 46.2508
|  | 2391 | 43.915
|  | 2392 | 41.8712
|  | 2393 | 40.227
|  | 2394 | 38.9412
|  | 2395 | 38.0171
|  | 2396 | 37.449
|  | 2397 | 37.2674
|  | 2398 | 37.4324
|  | 2399 | 37.9704
|  | 2400 | 38.8487
|  | 2401 | 40.0719
|  | 2402 | 41.5584
|  | 2403 | 43.4074
|  | 2404 | 45.565
|  | 2405 | 47.8308
|  | 2406 | 50.2821
|  | 2407 | 52.7435
|  | 2408 | 55.1286
|  | 2409 | 57.4433
|  | 2410 | 59.4816
|  | 2411 | 61.1591
|  | 2412 | 62.4126
|  | 2413 | 63.1065
|  | 2414 | 63.1416
|  | 2415 | 62.6086
|  | 2416 | 61.6152
|  | 2417 | 60.1031
|  | 2418 | 58.1975
|  | 2419 | 55.9903
|  | 2420 | 53.515
|  | 2421 | 50.9482
|  | 2422 | 48.4239
|  | 2423 | 45.9906
|  | 2424 | 43.7233
|  | 2425 | 41.6634
|  | 2426 | 39.8846
|  | 2427 | 38.4599
|  | 2428 | 37.3734
|  | 2429 | 36.5885
|  | 2430 | 36.1125
|  | 2431 | 35.96
|  | 2432 | 36.1123
|  | 2433 | 36.5576
|  | 2434 | 37.2925
|  | 2435 | 38.3338
|  | 2436 | 39.5716
|  | 2437 | 41.1051
|  | 2438 | 42.8693
|  | 2439 | 44.7826
|  | 2440 | 46.8267
|  | 2441 | 48.7985
|  | 2442 | 50.7125
|  | 2443 | 52.5906
|  | 2444 | 54.2322
|  | 2445 | 55.6041
|  | 2446 | 56.6782
|  | 2447 | 57.3415
|  | 2448 | 57.5278
|  | 2449 | 57.3523
|  | 2450 | 56.845
|  | 2451 | 55.9264
|  | 2452 | 54.6975
|  | 2453 | 53.2315
|  | 2454 | 51.5786
|  | 2455 | 49.7852
|  | 2456 | 47.9863
|  | 2457 | 46.2379
|  | 2458 | 44.5429
|  | 2459 | 42.9586
|  | 2460 | 41.5713
|  | 2461 | 40.3891
|  | 2462 | 39.4288
|  | 2463 | 38.6718
|  | 2464 | 38.1538
|  | 2465 | 37.899
|  | 2466 | 37.882
|  | 2467 | 38.0996
|  | 2468 | 38.5281
|  | 2469 | 39.1394
|  | 2470 | 39.9439
|  | 2471 | 40.9282
|  | 2472 | 42.0725
|  | 2473 | 43.2892
|  | 2474 | 44.5328
|  | 2475 | 45.804
|  | 2476 | 47.0621
|  | 2477 | 48.2703
|  | 2478 | 49.3728
|  | 2479 | 50.3112
|  | 2480 | 51.073
|  | 2481 | 51.5925
|  | 2482 | 51.8564
|  | 2483 | 51.9231
|  | 2484 | 51.8274
|  | 2485 | 51.475
|  | 2486 | 50.9415
|  | 2487 | 50.2068
|  | 2488 | 49.3927
|  | 2489 | 48.4987
|  | 2490 | 47.5837
|  | 2491 | 46.6039
|  | 2492 | 45.693
|  | 2493 | 44.85
|  | 2494 | 44.0743
|  | 2495 | 43.3953
|  | 2496 | 42.846
|  | 2497 | 42.4423
|  | 2498 | 42.1679
|  | 2499 | 42.0468
|  | 2500 | 42.0734
|  | 2501 | 42.2775
|  | 2502 | 42.577
|  | 2503 | 43.0083
|  | 2504 | 43.5473
|  | 2505 | 44.2093
|  | 2506 | 44.9176
|  | 2507 | 45.6213
|  | 2508 | 46.3251
|  | 2509 | 47.0862
|  | 2510 | 47.7452
|  | 2511 | 48.3608
|  | 2512 | 48.858
|  | 2513 | 49.2547
|  | 2514 | 49.5037
|  | 2515 | 49.6646
|  | 2516 | 49.6709
|  | 2517 | 49.5653
|  | 2518 | 49.319
|  | 2519 | 49.0041
|  | 2520 | 48.6281
|  | 2521 | 48.1639
|  | 2522 | 47.6739
|  | 2523 | 47.1829
|  | 2524 | 46.7363
|  | 2525 | 46.3034
|  | 2526 | 45.9097
|  | 2527 | 45.6087
|  | 2528 | 45.4109
|  | 2529 | 45.3108
|  | 2530 | 45.2881
|  | 2531 | 45.3781
|  | 2532 | 45.589
|  | 2533 | 45.8813
|  | 2534 | 46.2574
|  | 2535 | 46.7747
|  | 2536 | 47.3716
|  | 2537 | 48.0612
|  | 2538 | 48.7687
|  | 2539 | 49.493
|  | 2540 | 50.1994
|  | 2541 | 50.9045
|  | 2542 | 51.5881
|  | 2543 | 52.2655
|  | 2544 | 52.8001
|  | 2545 | 53.31
|  | 2546 | 53.6981
|  | 2547 | 53.9753
|  | 2548 | 54.1416
|  | 2549 | 54.1333
|  | 2550 | 53.9363
|  | 2551 | 53.6537
|  | 2552 | 53.3183
|  | 2553 | 52.8561
|  | 2554 | 52.2981
|  | 2555 | 51.6918
|  | 2556 | 51.0579
|  | 2557 | 50.4198
|  | 2558 | 49.8298
|  | 2559 | 49.2821
|  | 2560 | 48.7794
|  | 2561 | 48.3272
|  | 2562 | 48.0196
|  | 2563 | 47.739
|  | 2564 | 47.6388
|  | 2565 | 47.6367
|  | 2566 | 47.8184
|  | 2567 | 48.086
|  | 2568 | 48.4507
|  | 2569 | 48.9853
|  | 2570 | 49.6156
|  | 2571 | 50.2825
|  | 2572 | 50.9488
|  | 2573 | 51.7056
|  | 2574 | 52.5233
|  | 2575 | 53.4109
|  | 2576 | 54.2126
|  | 2577 | 55.077
|  | 2578 | 55.8634
|  | 2579 | 56.5838
|  | 2580 | 57.2477
|  | 2581 | 57.841
|  | 2582 | 58.3327
|  | 2583 | 58.7151
|  | 2584 | 58.9791
|  | 2585 | 59.0925
|  | 2586 | 59.0107
|  | 2587 | 58.7359
|  | 2588 | 58.323
|  | 2589 | 57.7658
|  | 2590 | 57.103
|  | 2591 | 56.2817
|  | 2592 | 55.4317
|  | 2593 | 54.5347
|  | 2594 | 53.6229
|  | 2595 | 52.7102
|  | 2596 | 51.8798
|  | 2597 | 51.1074
|  | 2598 | 50.5189
|  | 2599 | 50.0433
|  | 2600 | 49.6681

## Optical Density
NF1030-45 Optical Density
|  | Wavelength (nm) | Optical Density
|  | 200 | 8
|  | 201 | 8
|  | 202 | 8
|  | 203 | 8
Product Raw Data |  | 204 | 8
Ø25 mm Notch Filter, CWL = 1030 nm, FWHM = 45 nm |  | 205 | 8
|  | 206 | 8
|  | 207 | 8
Item # | NF1030-45 | 208 | 8
DISCLAIMER: The data presented here are typical. Slight variations in performance data will occur from lot to lot. Please contact Technical Support with any questions regarding the use or reliability of this data. |  | 209 | 8
|  | 210 | 8
|  | 211 | 8
|  | 212 | 8
|  | 213 | 8
|  | 214 | 8
This data may be used in publications. However, please cite Thorlabs as the source. |  | 215 | 5.3439
|  | 216 | 8
|  | 217 | 4.7994
Additional Information: |  | 218 | 8
|  | 219 | 8
|  | 220 | 8
|  | 221 | 8
|  | 222 | 5.2464
|  | 223 | 5.0429
|  | 224 | 8
|  | 225 | 8
|  | 226 | 8
|  | 227 | 4.9465
|  | 228 | 8
|  | 229 | 5.1024
|  | 230 | 8
|  | 231 | 8
|  | 232 | 8
|  | 233 | 5.6478
|  | 234 | 5.4711
|  | 235 | 4.8024
|  | 236 | 8
|  | 237 | 8
|  | 238 | 8
|  | 239 | 8
|  | 240 | 8
|  | 241 | 8
|  | 242 | 8
|  | 243 | 8
|  | 244 | 5.9469
|  | 245 | 8
|  | 246 | 8
|  | 247 | 5.9469
|  | 248 | 4.9944
|  | 249 | 8
|  | 250 | 5.2503
|  | 251 | 8
|  | 252 | 8
|  | 253 | 5.251
|  | 254 | 4.6712
|  | 255 | 8
|  | 256 | 5.172
|  | 257 | 8
|  | 258 | 8
|  | 259 | 4.9961
|  | 260 | 4.8044
|  | 261 | 8
|  | 262 | 4.8041
|  | 263 | 8
|  | 264 | 8
|  | 265 | 5.0472
|  | 266 | 4.7457
|  | 267 | 8
|  | 268 | 4.908
|  | 269 | 8
|  | 270 | 8
|  | 271 | 5.104
|  | 272 | 4.6704
|  | 273 | 8
|  | 274 | 4.745
|  | 275 | 8
|  | 276 | 8
|  | 277 | 5.9508
|  | 278 | 4.7734
|  | 279 | 8
|  | 280 | 4.9496
|  | 281 | 8
|  | 282 | 8
|  | 283 | 5.4724
|  | 284 | 4.6492
|  | 285 | 8
|  | 286 | 4.8044
|  | 287 | 8
|  | 288 | 8
|  | 289 | 5.1057
|  | 290 | 4.7472
|  | 291 | 8
|  | 292 | 8
|  | 293 | 8
|  | 294 | 4.7479
|  | 295 | 4.7215
|  | 296 | 8
|  | 297 | 8
|  | 298 | 8
|  | 299 | 5.2534
|  | 300 | 4.6519
|  | 301 | 8
|  | 302 | 8
|  | 303 | 8
|  | 304 | 8
|  | 305 | 8
|  | 306 | 5.1085
|  | 307 | 4.7778
|  | 308 | 8
|  | 309 | 8
|  | 310 | 4.6533
|  | 311 | 8
|  | 312 | 8
|  | 313 | 8
|  | 314 | 4.1917
|  | 315 | 3.5842
|  | 316 | 3.4015
|  | 317 | 3.3253
|  | 318 | 2.9971
|  | 319 | 2.7329
|  | 320 | 2.8681
|  | 321 | 3.3569
|  | 322 | 2.4092
|  | 323 | 2.2113
|  | 324 | 5.4828
|  | 325 | 3.8167
|  | 326 | 2.7945
|  | 327 | 1.8734
|  | 328 | 1.5221
|  | 329 | 1.5281
|  | 330 | 1.7648
|  | 331 | 1.9973
|  | 332 | 2.1002
|  | 333 | 1.9245
|  | 334 | 1.776
|  | 335 | 1.9214
|  | 336 | 2.4509
|  | 337 | 3.8089
|  | 338 | 3.8541
|  | 339 | 3.9161
|  | 340 | 3.0471
|  | 341 | 2.7303
|  | 342 | 2.7386
|  | 343 | 2.6459
|  | 344 | 2.1719
|  | 345 | 1.8983
|  | 346 | 1.903
|  | 347 | 2.2065
|  | 348 | 2.5595
|  | 349 | 2.4509
|  | 350 | 2.4834
|  | 351 | 2.6084
|  | 352 | 2.4347
|  | 353 | 1.9507
|  | 354 | 1.6518
|  | 355 | 1.5245
|  | 356 | 1.4459
|  | 357 | 1.4182
|  | 358 | 1.5275
|  | 359 | 1.4638
|  | 360 | 1.2284
|  | 361 | 1.182
|  | 362 | 1.3133
|  | 363 | 1.4984
|  | 364 | 1.6397
|  | 365 | 1.7655
|  | 366 | 1.9715
|  | 367 | 2.471
|  | 368 | 3.8829
|  | 369 | 4.4743
|  | 370 | 4.7104
|  | 371 | 2.6167
|  | 372 | 2.9598
|  | 373 | 4.8205
|  | 374 | 4.1443
|  | 375 | 5.6655
|  | 376 | 5.122
|  | 377 | 4.8216
|  | 378 | 2.4973
|  | 379 | 4.2035
|  | 380 | 3.1762
|  | 381 | 2.7278
|  | 382 | 2.2428
|  | 383 | 1.855
|  | 384 | 1.7199
|  | 385 | 1.89
|  | 386 | 2.1761
|  | 387 | 2.0165
|  | 388 | 1.5806
|  | 389 | 1.2909
|  | 390 | 1.2088
|  | 391 | 1.3317
|  | 392 | 1.66
|  | 393 | 2.1614
|  | 394 | 2.4871
|  | 395 | 2.3729
|  | 396 | 2.0053
|  | 397 | 1.745
|  | 398 | 1.7179
|  | 399 | 1.8834
|  | 400 | 1.8713
|  | 401 | 1.7355
|  | 402 | 1.7325
|  | 403 | 1.7154
|  | 404 | 1.488
|  | 405 | 1.2393
|  | 406 | 1.1389
|  | 407 | 1.1368
|  | 408 | 0.9862
|  | 409 | 0.85084
|  | 410 | 0.91331
|  | 411 | 1.1041
|  | 412 | 1.232
|  | 413 | 1.3566
|  | 414 | 1.6909
|  | 415 | 2.2565
|  | 416 | 2.6211
|  | 417 | 2.6393
|  | 418 | 2.4008
|  | 419 | 2.0252
|  | 420 | 1.7489
|  | 421 | 1.6294
|  | 422 | 1.5296
|  | 423 | 1.2583
|  | 424 | 0.93076
|  | 425 | 0.70053
|  | 426 | 0.60187
|  | 427 | 0.62675
|  | 428 | 0.75304
|  | 429 | 0.95347
|  | 430 | 1.1528
|  | 431 | 1.2427
|  | 432 | 1.2526
|  | 433 | 1.3027
|  | 434 | 1.4511
|  | 435 | 1.6439
|  | 436 | 1.6732
|  | 437 | 1.5294
|  | 438 | 1.4576
|  | 439 | 1.5493
|  | 440 | 1.6734
|  | 441 | 1.5289
|  | 442 | 1.3455
|  | 443 | 1.3362
|  | 444 | 1.4957
|  | 445 | 1.6354
|  | 446 | 1.5903
|  | 447 | 1.5826
|  | 448 | 1.7135
|  | 449 | 1.9783
|  | 450 | 2.2471
|  | 451 | 2.306
|  | 452 | 2.1057
|  | 453 | 1.7779
|  | 454 | 1.4726
|  | 455 | 1.2733
|  | 456 | 1.2276
|  | 457 | 1.3068
|  | 458 | 1.3527
|  | 459 | 1.249
|  | 460 | 1.1052
|  | 461 | 1.0068
|  | 462 | 0.95767
|  | 463 | 0.93465
|  | 464 | 0.9203
|  | 465 | 0.91532
|  | 466 | 0.93487
|  | 467 | 0.993
|  | 468 | 1.0586
|  | 469 | 1.0298
|  | 470 | 0.86935
|  | 471 | 0.68424
|  | 472 | 0.58394
|  | 473 | 0.6056
|  | 474 | 0.71944
|  | 475 | 0.84368
|  | 476 | 0.88163
|  | 477 | 0.84344
|  | 478 | 0.78651
|  | 479 | 0.72847
|  | 480 | 0.66424
|  | 481 | 0.58668
|  | 482 | 0.53276
|  | 483 | 0.56937
|  | 484 | 0.70945
|  | 485 | 0.88264
|  | 486 | 1.0192
|  | 487 | 1.0822
|  | 488 | 1.045
|  | 489 | 0.95646
|  | 490 | 0.89226
|  | 491 | 0.89626
|  | 492 | 0.94447
|  | 493 | 0.95239
|  | 494 | 0.83108
|  | 495 | 0.62502
|  | 496 | 0.47839
|  | 497 | 0.40799
|  | 498 | 0.34257
|  | 499 | 0.28863
|  | 500 | 0.31293
|  | 501 | 0.44206
|  | 502 | 0.63628
|  | 503 | 0.77581
|  | 504 | 0.77197
|  | 505 | 0.71613
|  | 506 | 0.74292
|  | 507 | 0.89795
|  | 508 | 1.1069
|  | 509 | 1.1511
|  | 510 | 1.0296
|  | 511 | 0.97078
|  | 512 | 1.0805
|  | 513 | 1.381
|  | 514 | 1.8099
|  | 515 | 2.1593
|  | 516 | 2.2929
|  | 517 | 2.2126
|  | 518 | 2.0847
|  | 519 | 2.0811
|  | 520 | 2.2757
|  | 521 | 2.718
|  | 522 | 3.5179
|  | 523 | 2.6361
|  | 524 | 2.7353
|  | 525 | 5.0804
|  | 526 | 3.2463
|  | 527 | 3.8018
|  | 528 | 5.1006
|  | 529 | 3.14
|  | 530 | 2.8607
|  | 531 | 2.5307
|  | 532 | 2.5306
|  | 533 | 4.5162
|  | 534 | 3.1201
|  | 535 | 2.4192
|  | 536 | 1.9662
|  | 537 | 1.6532
|  | 538 | 4.7801
|  | 539 | 3.2031
|  | 540 | 2.0248
|  | 541 | 1.402
|  | 542 | 1.0411
|  | 543 | 0.82865
|  | 544 | 0.70923
|  | 545 | 0.65298
|  | 546 | 0.64551
|  | 547 | 0.68729
|  | 548 | 0.77751
|  | 549 | 0.88115
|  | 550 | 0.94407
|  | 551 | 0.9412
|  | 552 | 0.88121
|  | 553 | 0.86175
|  | 554 | 0.97115
|  | 555 | 1.1819
|  | 556 | 1.3792
|  | 557 | 1.482
|  | 558 | 1.4747
|  | 559 | 1.4116
|  | 560 | 1.3279
|  | 561 | 1.3002
|  | 562 | 1.3625
|  | 563 | 1.47
|  | 564 | 1.6381
|  | 565 | 1.8488
|  | 566 | 2.0018
|  | 567 | 2.087
|  | 568 | 2.0658
|  | 569 | 1.9676
|  | 570 | 1.8029
|  | 571 | 1.6368
|  | 572 | 1.5817
|  | 573 | 1.6328
|  | 574 | 1.7485
|  | 575 | 1.8914
|  | 576 | 1.9941
|  | 577 | 2.0407
|  | 578 | 2.0294
|  | 579 | 1.9463
|  | 580 | 1.8116
|  | 581 | 1.6166
|  | 582 | 1.3393
|  | 583 | 1.0171
|  | 584 | 0.7199
|  | 585 | 0.5196
|  | 586 | 0.44524
|  | 587 | 0.45671
|  | 588 | 0.50136
|  | 589 | 0.56705
|  | 590 | 0.64234
|  | 591 | 0.72464
|  | 592 | 0.8121
|  | 593 | 0.88645
|  | 594 | 0.9535
|  | 595 | 0.99189
|  | 596 | 0.99504
|  | 597 | 0.95769
|  | 598 | 0.86077
|  | 599 | 0.7347
|  | 600 | 0.57538
|  | 601 | 0.43866
|  | 602 | 0.35733
|  | 603 | 0.31568
|  | 604 | 0.30018
|  | 605 | 0.29571
|  | 606 | 0.29237
|  | 607 | 0.28903
|  | 608 | 0.286
|  | 609 | 0.28318
|  | 610 | 0.27992
|  | 611 | 0.27647
|  | 612 | 0.27322
|  | 613 | 0.27082
|  | 614 | 0.26859
|  | 615 | 0.26593
|  | 616 | 0.26267
|  | 617 | 0.25975
|  | 618 | 0.25716
|  | 619 | 0.25479
|  | 620 | 0.25202
|  | 621 | 0.24918
|  | 622 | 0.24582
|  | 623 | 0.24232
|  | 624 | 0.2398
|  | 625 | 0.23818
|  | 626 | 0.23547
|  | 627 | 0.23219
|  | 628 | 0.2282
|  | 629 | 0.2238
|  | 630 | 0.21992
|  | 631 | 0.21684
|  | 632 | 0.21428
|  | 633 | 0.21204
|  | 634 | 0.20898
|  | 635 | 0.20571
|  | 636 | 0.20235
|  | 637 | 0.19975
|  | 638 | 0.19791
|  | 639 | 0.19585
|  | 640 | 0.19317
|  | 641 | 0.18979
|  | 642 | 0.18562
|  | 643 | 0.18181
|  | 644 | 0.17808
|  | 645 | 0.1751
|  | 646 | 0.17219
|  | 647 | 0.16907
|  | 648 | 0.16589
|  | 649 | 0.16293
|  | 650 | 0.16002
|  | 651 | 0.15772
|  | 652 | 0.15523
|  | 653 | 0.15226
|  | 654 | 0.14895
|  | 655 | 0.1459
|  | 656 | 0.14299
|  | 657 | 0.14072
|  | 658 | 0.13861
|  | 659 | 0.13637
|  | 660 | 0.13368
|  | 661 | 0.1305
|  | 662 | 0.12688
|  | 663 | 0.12364
|  | 664 | 0.12076
|  | 665 | 0.11812
|  | 666 | 0.11562
|  | 667 | 0.11355
|  | 668 | 0.11133
|  | 669 | 0.1093
|  | 670 | 0.10701
|  | 671 | 0.10478
|  | 672 | 0.10315
|  | 673 | 0.10169
|  | 674 | 0.099
|  | 675 | 0.09673
|  | 676 | 0.0942
|  | 677 | 0.09133
|  | 678 | 0.0889
|  | 679 | 0.08684
|  | 680 | 0.08485
|  | 681 | 0.0831
|  | 682 | 0.08127
|  | 683 | 0.0792
|  | 684 | 0.07658
|  | 685 | 0.07404
|  | 686 | 0.07138
|  | 687 | 0.06909
|  | 688 | 0.06689
|  | 689 | 0.06506
|  | 690 | 0.06376
|  | 691 | 0.06285
|  | 692 | 0.06145
|  | 693 | 0.06001
|  | 694 | 0.05901
|  | 695 | 0.05709
|  | 696 | 0.05547
|  | 697 | 0.05401
|  | 698 | 0.05263
|  | 699 | 0.05175
|  | 700 | 0.05021
|  | 701 | 0.04876
|  | 702 | 0.04727
|  | 703 | 0.04546
|  | 704 | 0.04411
|  | 705 | 0.04304
|  | 706 | 0.04181
|  | 707 | 0.04052
|  | 708 | 0.03994
|  | 709 | 0.03901
|  | 710 | 0.03725
|  | 711 | 0.03607
|  | 712 | 0.03466
|  | 713 | 0.03282
|  | 714 | 0.03189
|  | 715 | 0.03059
|  | 716 | 0.02936
|  | 717 | 0.02866
|  | 718 | 0.02783
|  | 719 | 0.02678
|  | 720 | 0.02579
|  | 721 | 0.0247
|  | 722 | 0.02376
|  | 723 | 0.02337
|  | 724 | 0.02279
|  | 725 | 0.02234
|  | 726 | 0.02221
|  | 727 | 0.02186
|  | 728 | 0.0206
|  | 729 | 0.01976
|  | 730 | 0.01921
|  | 731 | 0.01827
|  | 732 | 0.01855
|  | 733 | 0.01893
|  | 734 | 0.01815
|  | 735 | 0.01799
|  | 736 | 0.0174
|  | 737 | 0.01563
|  | 738 | 0.01478
|  | 739 | 0.01426
|  | 740 | 0.0135
|  | 741 | 0.01307
|  | 742 | 0.0128
|  | 743 | 0.0125
|  | 744 | 0.01221
|  | 745 | 0.01183
|  | 746 | 0.01102
|  | 747 | 0.01036
|  | 748 | 0.01017
|  | 749 | 0.01007
|  | 750 | 0.01003
|  | 751 | 0.0108
|  | 752 | 0.01166
|  | 753 | 0.01134
|  | 754 | 0.01111
|  | 755 | 0.01116
|  | 756 | 0.01061
|  | 757 | 0.00934
|  | 758 | 0.00851
|  | 759 | 0.008
|  | 760 | 0.0074
|  | 761 | 0.00764
|  | 762 | 0.00795
|  | 763 | 0.00745
|  | 764 | 0.00698
|  | 765 | 0.00763
|  | 766 | 0.00781
|  | 767 | 0.00699
|  | 768 | 0.00585
|  | 769 | 0.00546
|  | 770 | 0.00546
|  | 771 | 0.00595
|  | 772 | 0.00656
|  | 773 | 0.00688
|  | 774 | 0.0067
|  | 775 | 0.00638
|  | 776 | 0.00589
|  | 777 | 0.00592
|  | 778 | 0.00637
|  | 779 | 0.00699
|  | 780 | 0.00726
|  | 781 | 0.00824
|  | 782 | 0.00936
|  | 783 | 0.01034
|  | 784 | 0.01044
|  | 785 | 0.01012
|  | 786 | 0.00999
|  | 787 | 0.00939
|  | 788 | 0.00786
|  | 789 | 0.0076
|  | 790 | 0.0084
|  | 791 | 0.00874
|  | 792 | 0.00816
|  | 793 | 0.00857
|  | 794 | 0.00898
|  | 795 | 0.0086
|  | 796 | 0.00769
|  | 797 | 0.00738
|  | 798 | 0.00689
|  | 799 | 0.00574
|  | 800 | 0.00515
|  | 801 | 0.00548
|  | 802 | 0.00575
|  | 803 | 0.00636
|  | 804 | 0.0077
|  | 805 | 0.00799
|  | 806 | 0.00654
|  | 807 | 0.00597
|  | 808 | 0.00606
|  | 809 | 0.00592
|  | 810 | 0.00606
|  | 811 | 0.00689
|  | 812 | 0.00775
|  | 813 | 0.00863
|  | 814 | 0.00975
|  | 815 | 0.01104
|  | 816 | 0.0122
|  | 817 | 0.01235
|  | 818 | 0.01115
|  | 819 | 0.00995
|  | 820 | 0.00942
|  | 821 | 0.00846
|  | 822 | 0.00759
|  | 823 | 0.00837
|  | 824 | 0.00967
|  | 825 | 0.00991
|  | 826 | 0.00955
|  | 827 | 0.01059
|  | 828 | 0.01168
|  | 829 | 0.01137
|  | 830 | 0.01031
|  | 831 | 0.01014
|  | 832 | 0.00993
|  | 833 | 0.00887
|  | 834 | 0.00848
|  | 835 | 0.00898
|  | 836 | 0.00916
|  | 837 | 0.01008
|  | 838 | 0.01135
|  | 839 | 0.0112
|  | 840 | 0.00995
|  | 841 | 0.00967
|  | 842 | 0.0098
|  | 843 | 0.00942
|  | 844 | 0.00808
|  | 845 | 0.00799
|  | 846 | 0.00842
|  | 847 | 0.00805
|  | 848 | 0.00799
|  | 849 | 0.0099
|  | 850 | 0.01106
|  | 851 | 0.01076
|  | 852 | 0.01132
|  | 853 | 0.01296
|  | 854 | 0.01267
|  | 855 | 0.01038
|  | 856 | 0.00917
|  | 857 | 0.0096
|  | 858 | 0.0099
|  | 859 | 0.00906
|  | 860 | 0.00881
|  | 861 | 0.00948
|  | 862 | 0.00956
|  | 863 | 0.00949
|  | 864 | 0.00949
|  | 865 | 0.00948
|  | 866 | 0.00945
|  | 867 | 0.00935
|  | 868 | 0.00924
|  | 869 | 0.0091
|  | 870 | 0.0089
|  | 871 | 0.00873
|  | 872 | 0.00885
|  | 873 | 0.00897
|  | 874 | 0.00907
|  | 875 | 0.0092
|  | 876 | 0.00927
|  | 877 | 0.00923
|  | 878 | 0.00913
|  | 879 | 0.00912
|  | 880 | 0.0091
|  | 881 | 0.00889
|  | 882 | 0.00861
|  | 883 | 0.00859
|  | 884 | 0.00853
|  | 885 | 0.00861
|  | 886 | 0.00888
|  | 887 | 0.00907
|  | 888 | 0.00936
|  | 889 | 0.00969
|  | 890 | 0.00986
|  | 891 | 0.0099
|  | 892 | 0.00993
|  | 893 | 0.00968
|  | 894 | 0.00933
|  | 895 | 0.00901
|  | 896 | 0.0087
|  | 897 | 0.00854
|  | 898 | 0.00831
|  | 899 | 0.00809
|  | 900 | 0.00815
|  | 901 | 0.00828
|  | 902 | 0.00844
|  | 903 | 0.00854
|  | 904 | 0.00872
|  | 905 | 0.00885
|  | 906 | 0.00874
|  | 907 | 0.00845
|  | 908 | 0.00807
|  | 909 | 0.00769
|  | 910 | 0.00723
|  | 911 | 0.00675
|  | 912 | 0.00619
|  | 913 | 0.0058
|  | 914 | 0.00563
|  | 915 | 0.00545
|  | 916 | 0.00559
|  | 917 | 0.00586
|  | 918 | 0.0059
|  | 919 | 0.00569
|  | 920 | 0.00557
|  | 921 | 0.00567
|  | 922 | 0.00566
|  | 923 | 0.00548
|  | 924 | 0.0053
|  | 925 | 0.00512
|  | 926 | 0.00498
|  | 927 | 0.00506
|  | 928 | 0.00533
|  | 929 | 0.0057
|  | 930 | 0.00618
|  | 931 | 0.00659
|  | 932 | 0.00686
|  | 933 | 0.00691
|  | 934 | 0.00668
|  | 935 | 0.00653
|  | 936 | 0.00641
|  | 937 | 0.00614
|  | 938 | 0.00602
|  | 939 | 0.00602
|  | 940 | 0.00598
|  | 941 | 0.00591
|  | 942 | 0.00587
|  | 943 | 0.00602
|  | 944 | 0.00632
|  | 945 | 0.00656
|  | 946 | 0.00676
|  | 947 | 0.0071
|  | 948 | 0.00764
|  | 949 | 0.008
|  | 950 | 0.00789
|  | 951 | 0.00727
|  | 952 | 0.00645
|  | 953 | 0.00581
|  | 954 | 0.00556
|  | 955 | 0.00548
|  | 956 | 0.00538
|  | 957 | 0.00522
|  | 958 | 0.00517
|  | 959 | 0.00515
|  | 960 | 0.00531
|  | 961 | 0.0056
|  | 962 | 0.00604
|  | 963 | 0.00622
|  | 964 | 0.00597
|  | 965 | 0.00568
|  | 966 | 0.00572
|  | 967 | 0.00579
|  | 968 | 0.00574
|  | 969 | 0.00559
|  | 970 | 0.00547
|  | 971 | 0.00528
|  | 972 | 0.00521
|  | 973 | 0.00547
|  | 974 | 0.00611
|  | 975 | 0.00715
|  | 976 | 0.00796
|  | 977 | 0.00817
|  | 978 | 0.00752
|  | 979 | 0.00694
|  | 980 | 0.00702
|  | 981 | 0.00733
|  | 982 | 0.00722
|  | 983 | 0.00678
|  | 984 | 0.0064
|  | 985 | 0.00663
|  | 986 | 0.00696
|  | 987 | 0.00724
|  | 988 | 0.00777
|  | 989 | 0.00872
|  | 990 | 0.00934
|  | 991 | 0.009
|  | 992 | 0.00845
|  | 993 | 0.00867
|  | 994 | 0.00941
|  | 995 | 0.00983
|  | 996 | 0.00899
|  | 997 | 0.00793
|  | 998 | 0.00846
|  | 999 | 0.01084
|  | 1000 | 0.01346
|  | 1001 | 0.01493
|  | 1002 | 0.01628
|  | 1003 | 0.02045
|  | 1004 | 0.02921
|  | 1005 | 0.05257
|  | 1006 | 0.11348
|  | 1007 | 0.2566
|  | 1008 | 0.50234
|  | 1009 | 0.89175
|  | 1010 | 1.2181
|  | 1011 | 1.8898
|  | 1012 | 2.5774
|  | 1013 | 3.0106
|  | 1014 | 3.2501
|  | 1015 | 3.236
|  | 1016 | 3.6704
|  | 1017 | 4.1158
|  | 1018 | 4.2252
|  | 1019 | 5.2636
|  | 1020 | 5.3391
|  | 1021 | 5.3844
|  | 1022 | 5.3666
|  | 1023 | 5.3683
|  | 1024 | 5.5801
|  | 1025 | 5.7152
|  | 1026 | 5.7669
|  | 1027 | 6.0337
|  | 1028 | 6.2196
|  | 1029 | 6.1673
|  | 1030 | 6.208
|  | 1031 | 6.1781
|  | 1032 | 6.0842
|  | 1033 | 6.0072
|  | 1034 | 5.7689
|  | 1035 | 5.7545
|  | 1036 | 5.7048
|  | 1037 | 5.6321
|  | 1038 | 5.5567
|  | 1039 | 5.4032
|  | 1040 | 5.3215
|  | 1041 | 4.5324
|  | 1042 | 4.1694
|  | 1043 | 3.5581
|  | 1044 | 3.1752
|  | 1045 | 2.2816
|  | 1046 | 2.1186
|  | 1047 | 1.912
|  | 1048 | 1.3446
|  | 1049 | 0.74637
|  | 1050 | 0.38988
|  | 1051 | 0.21334
|  | 1052 | 0.10483
|  | 1053 | 0.05662
|  | 1054 | 0.0333
|  | 1055 | 0.02548
|  | 1056 | 0.02437
|  | 1057 | 0.02565
|  | 1058 | 0.02555
|  | 1059 | 0.02638
|  | 1060 | 0.03015
|  | 1061 | 0.0419
|  | 1062 | 0.04063
|  | 1063 | 0.02661
|  | 1064 | 0.01597
|  | 1065 | 0.01802
|  | 1066 | 0.0257
|  | 1067 | 0.0254
|  | 1068 | 0.01627
|  | 1069 | 0.00999
|  | 1070 | 0.01228
|  | 1071 | 0.01794
|  | 1072 | 0.01834
|  | 1073 | 0.01273
|  | 1074 | 0.00843
|  | 1075 | 0.01041
|  | 1076 | 0.01595
|  | 1077 | 0.01788
|  | 1078 | 0.01414
|  | 1079 | 0.00901
|  | 1080 | 0.00869
|  | 1081 | 0.01411
|  | 1082 | 0.01775
|  | 1083 | 0.01723
|  | 1084 | 0.01269
|  | 1085 | 0.00823
|  | 1086 | 0.00713
|  | 1087 | 0.00895
|  | 1088 | 0.01022
|  | 1089 | 0.00915
|  | 1090 | 0.00695
|  | 1091 | 0.00613
|  | 1092 | 0.00767
|  | 1093 | 0.01041
|  | 1094 | 0.01144
|  | 1095 | 0.0101
|  | 1096 | 0.00745
|  | 1097 | 0.00621
|  | 1098 | 0.00742
|  | 1099 | 0.01038
|  | 1100 | 0.01183
|  | 1101 | 0.01102
|  | 1102 | 0.00841
|  | 1103 | 0.00626
|  | 1104 | 0.00618
|  | 1105 | 0.00761
|  | 1106 | 0.00906
|  | 1107 | 0.00894
|  | 1108 | 0.0074
|  | 1109 | 0.00549
|  | 1110 | 0.00506
|  | 1111 | 0.00629
|  | 1112 | 0.00734
|  | 1113 | 0.00742
|  | 1114 | 0.00615
|  | 1115 | 0.00508
|  | 1116 | 0.00537
|  | 1117 | 0.00683
|  | 1118 | 0.00849
|  | 1119 | 0.00909
|  | 1120 | 0.00809
|  | 1121 | 0.00621
|  | 1122 | 0.00496
|  | 1123 | 0.00525
|  | 1124 | 0.00625
|  | 1125 | 0.00742
|  | 1126 | 0.0075
|  | 1127 | 0.0064
|  | 1128 | 0.0052
|  | 1129 | 0.00465
|  | 1130 | 0.00478
|  | 1131 | 0.00556
|  | 1132 | 0.00553
|  | 1133 | 0.00543
|  | 1134 | 0.0051
|  | 1135 | 0.00508
|  | 1136 | 0.00538
|  | 1137 | 0.0055
|  | 1138 | 0.00564
|  | 1139 | 0.00539
|  | 1140 | 0.00511
|  | 1141 | 0.00471
|  | 1142 | 0.00461
|  | 1143 | 0.00496
|  | 1144 | 0.00515
|  | 1145 | 0.0053
|  | 1146 | 0.00519
|  | 1147 | 0.00516
|  | 1148 | 0.00519
|  | 1149 | 0.00534
|  | 1150 | 0.00563
|  | 1151 | 0.0056
|  | 1152 | 0.00497
|  | 1153 | 0.0044
|  | 1154 | 0.0045
|  | 1155 | 0.00532
|  | 1156 | 0.00674
|  | 1157 | 0.00757
|  | 1158 | 0.00748
|  | 1159 | 0.00647
|  | 1160 | 0.00518
|  | 1161 | 0.00455
|  | 1162 | 0.00493
|  | 1163 | 0.00618
|  | 1164 | 0.00718
|  | 1165 | 0.00716
|  | 1166 | 0.00636
|  | 1167 | 0.00527
|  | 1168 | 0.00456
|  | 1169 | 0.00494
|  | 1170 | 0.0058
|  | 1171 | 0.0069
|  | 1172 | 0.00723
|  | 1173 | 0.0067
|  | 1174 | 0.00563
|  | 1175 | 0.00467
|  | 1176 | 0.00461
|  | 1177 | 0.00549
|  | 1178 | 0.00665
|  | 1179 | 0.0073
|  | 1180 | 0.0074
|  | 1181 | 0.00671
|  | 1182 | 0.00578
|  | 1183 | 0.00528
|  | 1184 | 0.00578
|  | 1185 | 0.00683
|  | 1186 | 0.00777
|  | 1187 | 0.00799
|  | 1188 | 0.00708
|  | 1189 | 0.00593
|  | 1190 | 0.00493
|  | 1191 | 0.00469
|  | 1192 | 0.00527
|  | 1193 | 0.00607
|  | 1194 | 0.00659
|  | 1195 | 0.00633
|  | 1196 | 0.00546
|  | 1197 | 0.00471
|  | 1198 | 0.00455
|  | 1199 | 0.00517
|  | 1200 | 0.0061
|  | 1201 | 0.00686
|  | 1202 | 0.00696
|  | 1203 | 0.00625
|  | 1204 | 0.0053
|  | 1205 | 0.00481
|  | 1206 | 0.00511
|  | 1207 | 0.00611
|  | 1208 | 0.00724
|  | 1209 | 0.00773
|  | 1210 | 0.00752
|  | 1211 | 0.00657
|  | 1212 | 0.00555
|  | 1213 | 0.00495
|  | 1214 | 0.00511
|  | 1215 | 0.00595
|  | 1216 | 0.00669
|  | 1217 | 0.00706
|  | 1218 | 0.00684
|  | 1219 | 0.00595
|  | 1220 | 0.00489
|  | 1221 | 0.00414
|  | 1222 | 0.00432
|  | 1223 | 0.00493
|  | 1224 | 0.00581
|  | 1225 | 0.00628
|  | 1226 | 0.00626
|  | 1227 | 0.00584
|  | 1228 | 0.0053
|  | 1229 | 0.00505
|  | 1230 | 0.00549
|  | 1231 | 0.0062
|  | 1232 | 0.00686
|  | 1233 | 0.00731
|  | 1234 | 0.00714
|  | 1235 | 0.00662
|  | 1236 | 0.00603
|  | 1237 | 0.00569
|  | 1238 | 0.00587
|  | 1239 | 0.00651
|  | 1240 | 0.00711
|  | 1241 | 0.0073
|  | 1242 | 0.00711
|  | 1243 | 0.0067
|  | 1244 | 0.00613
|  | 1245 | 0.00568
|  | 1246 | 0.00559
|  | 1247 | 0.00591
|  | 1248 | 0.00627
|  | 1249 | 0.00653
|  | 1250 | 0.0064
|  | 1251 | 0.00583
|  | 1252 | 0.00513
|  | 1253 | 0.00478
|  | 1254 | 0.00492
|  | 1255 | 0.00533
|  | 1256 | 0.00589
|  | 1257 | 0.00635
|  | 1258 | 0.0065
|  | 1259 | 0.00629
|  | 1260 | 0.00614
|  | 1261 | 0.00594
|  | 1262 | 0.00581
|  | 1263 | 0.00581
|  | 1264 | 0.00605
|  | 1265 | 0.00623
|  | 1266 | 0.00608
|  | 1267 | 0.0057
|  | 1268 | 0.00522
|  | 1269 | 0.00468
|  | 1270 | 0.00443
|  | 1271 | 0.00451
|  | 1272 | 0.00496
|  | 1273 | 0.00533
|  | 1274 | 0.00533
|  | 1275 | 0.00515
|  | 1276 | 0.00476
|  | 1277 | 0.00422
|  | 1278 | 0.00383
|  | 1279 | 0.00379
|  | 1280 | 0.00406
|  | 1281 | 0.00453
|  | 1282 | 0.005
|  | 1283 | 0.00518
|  | 1284 | 0.00506
|  | 1285 | 0.00484
|  | 1286 | 0.00456
|  | 1287 | 0.00443
|  | 1288 | 0.00459
|  | 1289 | 0.00495
|  | 1290 | 0.00541
|  | 1291 | 0.00579
|  | 1292 | 0.00601
|  | 1293 | 0.006
|  | 1294 | 0.00572
|  | 1295 | 0.00538
|  | 1296 | 0.00528
|  | 1297 | 0.00523
|  | 1298 | 0.00535
|  | 1299 | 0.00558
|  | 1300 | 0.00563
|  | 1301 | 0.00557
|  | 1302 | 0.00545
|  | 1303 | 0.00514
|  | 1304 | 0.00485
|  | 1305 | 0.00452
|  | 1306 | 0.00437
|  | 1307 | 0.00446
|  | 1308 | 0.0046
|  | 1309 | 0.00482
|  | 1310 | 0.00513
|  | 1311 | 0.00537
|  | 1312 | 0.00524
|  | 1313 | 0.00497
|  | 1314 | 0.00485
|  | 1315 | 0.00483
|  | 1316 | 0.00492
|  | 1317 | 0.0051
|  | 1318 | 0.00527
|  | 1319 | 0.00526
|  | 1320 | 0.00528
|  | 1321 | 0.00529
|  | 1322 | 0.00526
|  | 1323 | 0.00527
|  | 1324 | 0.00506
|  | 1325 | 0.00495
|  | 1326 | 0.00509
|  | 1327 | 0.00507
|  | 1328 | 0.00501
|  | 1329 | 0.00514
|  | 1330 | 0.00523
|  | 1331 | 0.00511
|  | 1332 | 0.0049
|  | 1333 | 0.00478
|  | 1334 | 0.0047
|  | 1335 | 0.00451
|  | 1336 | 0.00435
|  | 1337 | 0.00434
|  | 1338 | 0.00426
|  | 1339 | 0.00421
|  | 1340 | 0.00415
|  | 1341 | 0.00401
|  | 1342 | 0.00408
|  | 1343 | 0.00421
|  | 1344 | 0.00421
|  | 1345 | 0.00415
|  | 1346 | 0.00401
|  | 1347 | 0.00408
|  | 1348 | 0.00399
|  | 1349 | 0.00393
|  | 1350 | 0.00373
|  | 1351 | 0.00412
|  | 1352 | 0.00416
|  | 1353 | 0.00411
|  | 1354 | 0.00409
|  | 1355 | 0.00401
|  | 1356 | 0.00388
|  | 1357 | 0.00382
|  | 1358 | 0.00375
|  | 1359 | 0.00367
|  | 1360 | 0.00379
|  | 1361 | 0.00394
|  | 1362 | 0.0039
|  | 1363 | 0.00393
|  | 1364 | 0.00429
|  | 1365 | 0.00441
|  | 1366 | 0.00453
|  | 1367 | 0.00481
|  | 1368 | 0.00498
|  | 1369 | 0.00521
|  | 1370 | 0.00555
|  | 1371 | 0.00573
|  | 1372 | 0.00597
|  | 1373 | 0.00623
|  | 1374 | 0.00651
|  | 1375 | 0.00703
|  | 1376 | 0.00776
|  | 1377 | 0.00822
|  | 1378 | 0.00929
|  | 1379 | 0.01022
|  | 1380 | 0.01091
|  | 1381 | 0.01139
|  | 1382 | 0.01155
|  | 1383 | 0.01155
|  | 1384 | 0.01121
|  | 1385 | 0.01062
|  | 1386 | 0.00999
|  | 1387 | 0.00931
|  | 1388 | 0.00892
|  | 1389 | 0.00882
|  | 1390 | 0.00883
|  | 1391 | 0.00897
|  | 1392 | 0.00889
|  | 1393 | 0.00859
|  | 1394 | 0.00864
|  | 1395 | 0.00815
|  | 1396 | 0.00756
|  | 1397 | 0.0071
|  | 1398 | 0.00672
|  | 1399 | 0.00666
|  | 1400 | 0.00708
|  | 1401 | 0.00731
|  | 1402 | 0.00742
|  | 1403 | 0.00745
|  | 1404 | 0.0075
|  | 1405 | 0.00724
|  | 1406 | 0.00703
|  | 1407 | 0.007
|  | 1408 | 0.0068
|  | 1409 | 0.00687
|  | 1410 | 0.00702
|  | 1411 | 0.00732
|  | 1412 | 0.00752
|  | 1413 | 0.00761
|  | 1414 | 0.0075
|  | 1415 | 0.00729
|  | 1416 | 0.00696
|  | 1417 | 0.00663
|  | 1418 | 0.00642
|  | 1419 | 0.00647
|  | 1420 | 0.00665
|  | 1421 | 0.00677
|  | 1422 | 0.00698
|  | 1423 | 0.00694
|  | 1424 | 0.00688
|  | 1425 | 0.00686
|  | 1426 | 0.00665
|  | 1427 | 0.00623
|  | 1428 | 0.00608
|  | 1429 | 0.00594
|  | 1430 | 0.00598
|  | 1431 | 0.00615
|  | 1432 | 0.00637
|  | 1433 | 0.00671
|  | 1434 | 0.00696
|  | 1435 | 0.00687
|  | 1436 | 0.00661
|  | 1437 | 0.00635
|  | 1438 | 0.00621
|  | 1439 | 0.00611
|  | 1440 | 0.00616
|  | 1441 | 0.0067
|  | 1442 | 0.00723
|  | 1443 | 0.00798
|  | 1444 | 0.00861
|  | 1445 | 0.00899
|  | 1446 | 0.00906
|  | 1447 | 0.00918
|  | 1448 | 0.00872
|  | 1449 | 0.00822
|  | 1450 | 0.00798
|  | 1451 | 0.00793
|  | 1452 | 0.00779
|  | 1453 | 0.00807
|  | 1454 | 0.00822
|  | 1455 | 0.00862
|  | 1456 | 0.00881
|  | 1457 | 0.00882
|  | 1458 | 0.00888
|  | 1459 | 0.00895
|  | 1460 | 0.00868
|  | 1461 | 0.00846
|  | 1462 | 0.00833
|  | 1463 | 0.00817
|  | 1464 | 0.00779
|  | 1465 | 0.0078
|  | 1466 | 0.00771
|  | 1467 | 0.00779
|  | 1468 | 0.00778
|  | 1469 | 0.0078
|  | 1470 | 0.00776
|  | 1471 | 0.00779
|  | 1472 | 0.00767
|  | 1473 | 0.00792
|  | 1474 | 0.00801
|  | 1475 | 0.00829
|  | 1476 | 0.00858
|  | 1477 | 0.00877
|  | 1478 | 0.00879
|  | 1479 | 0.00896
|  | 1480 | 0.00849
|  | 1481 | 0.00846
|  | 1482 | 0.00837
|  | 1483 | 0.00869
|  | 1484 | 0.00919
|  | 1485 | 0.0097
|  | 1486 | 0.01056
|  | 1487 | 0.01124
|  | 1488 | 0.01181
|  | 1489 | 0.01203
|  | 1490 | 0.01216
|  | 1491 | 0.0118
|  | 1492 | 0.01165
|  | 1493 | 0.01121
|  | 1494 | 0.01081
|  | 1495 | 0.01069
|  | 1496 | 0.0106
|  | 1497 | 0.01096
|  | 1498 | 0.0114
|  | 1499 | 0.01186
|  | 1500 | 0.01237
|  | 1501 | 0.01276
|  | 1502 | 0.01298
|  | 1503 | 0.01279
|  | 1504 | 0.01252
|  | 1505 | 0.01205
|  | 1506 | 0.01182
|  | 1507 | 0.01175
|  | 1508 | 0.01168
|  | 1509 | 0.01189
|  | 1510 | 0.01238
|  | 1511 | 0.01259
|  | 1512 | 0.01304
|  | 1513 | 0.01339
|  | 1514 | 0.01341
|  | 1515 | 0.01314
|  | 1516 | 0.01287
|  | 1517 | 0.01255
|  | 1518 | 0.01213
|  | 1519 | 0.01213
|  | 1520 | 0.01231
|  | 1521 | 0.01272
|  | 1522 | 0.01326
|  | 1523 | 0.0136
|  | 1524 | 0.01406
|  | 1525 | 0.01415
|  | 1526 | 0.01407
|  | 1527 | 0.01391
|  | 1528 | 0.0134
|  | 1529 | 0.01289
|  | 1530 | 0.01251
|  | 1531 | 0.01238
|  | 1532 | 0.01245
|  | 1533 | 0.01234
|  | 1534 | 0.01269
|  | 1535 | 0.0131
|  | 1536 | 0.01357
|  | 1537 | 0.01374
|  | 1538 | 0.01384
|  | 1539 | 0.0138
|  | 1540 | 0.01365
|  | 1541 | 0.01323
|  | 1542 | 0.01281
|  | 1543 | 0.01249
|  | 1544 | 0.0123
|  | 1545 | 0.01228
|  | 1546 | 0.0125
|  | 1547 | 0.01292
|  | 1548 | 0.01329
|  | 1549 | 0.01348
|  | 1550 | 0.01362
|  | 1551 | 0.01357
|  | 1552 | 0.01371
|  | 1553 | 0.01357
|  | 1554 | 0.01323
|  | 1555 | 0.01312
|  | 1556 | 0.01314
|  | 1557 | 0.01332
|  | 1558 | 0.01375
|  | 1559 | 0.01415
|  | 1560 | 0.0144
|  | 1561 | 0.01437
|  | 1562 | 0.01446
|  | 1563 | 0.01446
|  | 1564 | 0.01429
|  | 1565 | 0.01407
|  | 1566 | 0.01395
|  | 1567 | 0.01401
|  | 1568 | 0.01416
|  | 1569 | 0.01424
|  | 1570 | 0.01454
|  | 1571 | 0.01473
|  | 1572 | 0.01482
|  | 1573 | 0.01474
|  | 1574 | 0.01453
|  | 1575 | 0.01434
|  | 1576 | 0.01429
|  | 1577 | 0.0144
|  | 1578 | 0.01483
|  | 1579 | 0.0152
|  | 1580 | 0.0158
|  | 1581 | 0.01639
|  | 1582 | 0.01665
|  | 1583 | 0.01672
|  | 1584 | 0.01667
|  | 1585 | 0.01641
|  | 1586 | 0.01621
|  | 1587 | 0.0167
|  | 1588 | 0.01818
|  | 1589 | 0.02129
|  | 1590 | 0.02595
|  | 1591 | 0.03226
|  | 1592 | 0.0399
|  | 1593 | 0.04792
|  | 1594 | 0.05581
|  | 1595 | 0.06193
|  | 1596 | 0.06561
|  | 1597 | 0.06612
|  | 1598 | 0.06356
|  | 1599 | 0.05842
|  | 1600 | 0.05195
|  | 1601 | 0.0463
|  | 1602 | 0.04344
|  | 1603 | 0.04527
|  | 1604 | 0.05328
|  | 1605 | 0.06743
|  | 1606 | 0.08748
|  | 1607 | 0.1112
|  | 1608 | 0.13643
|  | 1609 | 0.16025
|  | 1610 | 0.17991
|  | 1611 | 0.19336
|  | 1612 | 0.19909
|  | 1613 | 0.19608
|  | 1614 | 0.18591
|  | 1615 | 0.16951
|  | 1616 | 0.1488
|  | 1617 | 0.12889
|  | 1618 | 0.11343
|  | 1619 | 0.10644
|  | 1620 | 0.11051
|  | 1621 | 0.12662
|  | 1622 | 0.15384
|  | 1623 | 0.18998
|  | 1624 | 0.22944
|  | 1625 | 0.26785
|  | 1626 | 0.30096
|  | 1627 | 0.32375
|  | 1628 | 0.33521
|  | 1629 | 0.33405
|  | 1630 | 0.3204
|  | 1631 | 0.29457
|  | 1632 | 0.26166
|  | 1633 | 0.22612
|  | 1634 | 0.19294
|  | 1635 | 0.16951
|  | 1636 | 0.16
|  | 1637 | 0.16682
|  | 1638 | 0.18987
|  | 1639 | 0.22646
|  | 1640 | 0.26909
|  | 1641 | 0.31072
|  | 1642 | 0.34687
|  | 1643 | 0.37306
|  | 1644 | 0.38663
|  | 1645 | 0.38617
|  | 1646 | 0.37335
|  | 1647 | 0.34851
|  | 1648 | 0.31379
|  | 1649 | 0.27504
|  | 1650 | 0.23725
|  | 1651 | 0.20615
|  | 1652 | 0.18605
|  | 1653 | 0.18066
|  | 1654 | 0.18973
|  | 1655 | 0.21083
|  | 1656 | 0.24113
|  | 1657 | 0.2758
|  | 1658 | 0.30854
|  | 1659 | 0.33473
|  | 1660 | 0.35187
|  | 1661 | 0.35775
|  | 1662 | 0.35179
|  | 1663 | 0.33485
|  | 1664 | 0.30991
|  | 1665 | 0.28034
|  | 1666 | 0.24995
|  | 1667 | 0.22351
|  | 1668 | 0.20577
|  | 1669 | 0.19945
|  | 1670 | 0.20413
|  | 1671 | 0.22037
|  | 1672 | 0.24399
|  | 1673 | 0.26966
|  | 1674 | 0.29433
|  | 1675 | 0.31367
|  | 1676 | 0.32516
|  | 1677 | 0.32757
|  | 1678 | 0.32182
|  | 1679 | 0.30944
|  | 1680 | 0.29414
|  | 1681 | 0.27862
|  | 1682 | 0.26562
|  | 1683 | 0.25851
|  | 1684 | 0.25856
|  | 1685 | 0.26609
|  | 1686 | 0.27982
|  | 1687 | 0.29723
|  | 1688 | 0.31542
|  | 1689 | 0.3317
|  | 1690 | 0.34378
|  | 1691 | 0.35026
|  | 1692 | 0.35081
|  | 1693 | 0.34574
|  | 1694 | 0.33655
|  | 1695 | 0.32565
|  | 1696 | 0.31575
|  | 1697 | 0.30968
|  | 1698 | 0.30943
|  | 1699 | 0.31624
|  | 1700 | 0.32981
|  | 1701 | 0.34874
|  | 1702 | 0.37138
|  | 1703 | 0.39452
|  | 1704 | 0.41405
|  | 1705 | 0.42805
|  | 1706 | 0.43477
|  | 1707 | 0.43198
|  | 1708 | 0.41951
|  | 1709 | 0.39855
|  | 1710 | 0.37198
|  | 1711 | 0.34275
|  | 1712 | 0.31704
|  | 1713 | 0.29855
|  | 1714 | 0.29107
|  | 1715 | 0.29676
|  | 1716 | 0.31517
|  | 1717 | 0.34454
|  | 1718 | 0.3799
|  | 1719 | 0.41747
|  | 1720 | 0.45109
|  | 1721 | 0.47643
|  | 1722 | 0.49125
|  | 1723 | 0.49393
|  | 1724 | 0.48288
|  | 1725 | 0.45747
|  | 1726 | 0.42108
|  | 1727 | 0.37568
|  | 1728 | 0.32737
|  | 1729 | 0.282
|  | 1730 | 0.24513
|  | 1731 | 0.22153
|  | 1732 | 0.21493
|  | 1733 | 0.22591
|  | 1734 | 0.25205
|  | 1735 | 0.29018
|  | 1736 | 0.33432
|  | 1737 | 0.37824
|  | 1738 | 0.41564
|  | 1739 | 0.44268
|  | 1740 | 0.45617
|  | 1741 | 0.45444
|  | 1742 | 0.43708
|  | 1743 | 0.40464
|  | 1744 | 0.36101
|  | 1745 | 0.30722
|  | 1746 | 0.25149
|  | 1747 | 0.19862
|  | 1748 | 0.15768
|  | 1749 | 0.13371
|  | 1750 | 0.12949
|  | 1751 | 0.14631
|  | 1752 | 0.17857
|  | 1753 | 0.22247
|  | 1754 | 0.26926
|  | 1755 | 0.31205
|  | 1756 | 0.34408
|  | 1757 | 0.36237
|  | 1758 | 0.36463
|  | 1759 | 0.35015
|  | 1760 | 0.32101
|  | 1761 | 0.28032
|  | 1762 | 0.23359
|  | 1763 | 0.1826
|  | 1764 | 0.13869
|  | 1765 | 0.10658
|  | 1766 | 0.09178
|  | 1767 | 0.09544
|  | 1768 | 0.11713
|  | 1769 | 0.15293
|  | 1770 | 0.19645
|  | 1771 | 0.24258
|  | 1772 | 0.28288
|  | 1773 | 0.31424
|  | 1774 | 0.33251
|  | 1775 | 0.33695
|  | 1776 | 0.3266
|  | 1777 | 0.30245
|  | 1778 | 0.26953
|  | 1779 | 0.22642
|  | 1780 | 0.18197
|  | 1781 | 0.14247
|  | 1782 | 0.11435
|  | 1783 | 0.1021
|  | 1784 | 0.10751
|  | 1785 | 0.13395
|  | 1786 | 0.17461
|  | 1787 | 0.22653
|  | 1788 | 0.28016
|  | 1789 | 0.33016
|  | 1790 | 0.37002
|  | 1791 | 0.39799
|  | 1792 | 0.41055
|  | 1793 | 0.40818
|  | 1794 | 0.39164
|  | 1795 | 0.36224
|  | 1796 | 0.32459
|  | 1797 | 0.27714
|  | 1798 | 0.23246
|  | 1799 | 0.19468
|  | 1800 | 0.17021
|  | 1801 | 0.16275
|  | 1802 | 0.17421
|  | 1803 | 0.20297
|  | 1804 | 0.2441
|  | 1805 | 0.29464
|  | 1806 | 0.34436
|  | 1807 | 0.39224
|  | 1808 | 0.42914
|  | 1809 | 0.45503
|  | 1810 | 0.46859
|  | 1811 | 0.4704
|  | 1812 | 0.45948
|  | 1813 | 0.43725
|  | 1814 | 0.40548
|  | 1815 | 0.36749
|  | 1816 | 0.32688
|  | 1817 | 0.28778
|  | 1818 | 0.25851
|  | 1819 | 0.23685
|  | 1820 | 0.22726
|  | 1821 | 0.23182
|  | 1822 | 0.25055
|  | 1823 | 0.27745
|  | 1824 | 0.3104
|  | 1825 | 0.34854
|  | 1826 | 0.38338
|  | 1827 | 0.41477
|  | 1828 | 0.43605
|  | 1829 | 0.4465
|  | 1830 | 0.44398
|  | 1831 | 0.4311
|  | 1832 | 0.41065
|  | 1833 | 0.38176
|  | 1834 | 0.35022
|  | 1835 | 0.31644
|  | 1836 | 0.28468
|  | 1837 | 0.25934
|  | 1838 | 0.24405
|  | 1839 | 0.24003
|  | 1840 | 0.24569
|  | 1841 | 0.26281
|  | 1842 | 0.28602
|  | 1843 | 0.30925
|  | 1844 | 0.33056
|  | 1845 | 0.34936
|  | 1846 | 0.36096
|  | 1847 | 0.36597
|  | 1848 | 0.3619
|  | 1849 | 0.34988
|  | 1850 | 0.33396
|  | 1851 | 0.31264
|  | 1852 | 0.28839
|  | 1853 | 0.26258
|  | 1854 | 0.23983
|  | 1855 | 0.22349
|  | 1856 | 0.21496
|  | 1857 | 0.21632
|  | 1858 | 0.22446
|  | 1859 | 0.24023
|  | 1860 | 0.2608
|  | 1861 | 0.28548
|  | 1862 | 0.30824
|  | 1863 | 0.326
|  | 1864 | 0.33745
|  | 1865 | 0.34295
|  | 1866 | 0.34026
|  | 1867 | 0.32963
|  | 1868 | 0.31161
|  | 1869 | 0.28971
|  | 1870 | 0.26385
|  | 1871 | 0.23905
|  | 1872 | 0.22014
|  | 1873 | 0.20873
|  | 1874 | 0.20642
|  | 1875 | 0.21531
|  | 1876 | 0.23405
|  | 1877 | 0.26166
|  | 1878 | 0.29587
|  | 1879 | 0.33261
|  | 1880 | 0.36345
|  | 1881 | 0.39171
|  | 1882 | 0.41132
|  | 1883 | 0.42202
|  | 1884 | 0.42189
|  | 1885 | 0.41195
|  | 1886 | 0.39376
|  | 1887 | 0.36639
|  | 1888 | 0.3332
|  | 1889 | 0.2984
|  | 1890 | 0.26523
|  | 1891 | 0.23788
|  | 1892 | 0.22155
|  | 1893 | 0.21696
|  | 1894 | 0.22484
|  | 1895 | 0.24515
|  | 1896 | 0.27519
|  | 1897 | 0.31453
|  | 1898 | 0.36024
|  | 1899 | 0.40773
|  | 1900 | 0.45359
|  | 1901 | 0.4944
|  | 1902 | 0.52329
|  | 1903 | 0.54014
|  | 1904 | 0.54434
|  | 1905 | 0.53507
|  | 1906 | 0.51356
|  | 1907 | 0.48206
|  | 1908 | 0.44349
|  | 1909 | 0.39916
|  | 1910 | 0.35465
|  | 1911 | 0.30803
|  | 1912 | 0.26876
|  | 1913 | 0.23988
|  | 1914 | 0.22645
|  | 1915 | 0.22856
|  | 1916 | 0.24595
|  | 1917 | 0.27731
|  | 1918 | 0.3202
|  | 1919 | 0.37316
|  | 1920 | 0.4265
|  | 1921 | 0.48338
|  | 1922 | 0.52895
|  | 1923 | 0.56469
|  | 1924 | 0.58433
|  | 1925 | 0.58988
|  | 1926 | 0.58223
|  | 1927 | 0.56191
|  | 1928 | 0.52903
|  | 1929 | 0.48632
|  | 1930 | 0.43422
|  | 1931 | 0.37612
|  | 1932 | 0.32178
|  | 1933 | 0.2687
|  | 1934 | 0.22421
|  | 1935 | 0.19297
|  | 1936 | 0.17689
|  | 1937 | 0.17651
|  | 1938 | 0.19398
|  | 1939 | 0.2262
|  | 1940 | 0.27128
|  | 1941 | 0.32355
|  | 1942 | 0.37785
|  | 1943 | 0.42793
|  | 1944 | 0.46888
|  | 1945 | 0.50022
|  | 1946 | 0.5176
|  | 1947 | 0.52278
|  | 1948 | 0.51505
|  | 1949 | 0.49498
|  | 1950 | 0.4646
|  | 1951 | 0.42426
|  | 1952 | 0.3737
|  | 1953 | 0.31437
|  | 1954 | 0.25749
|  | 1955 | 0.20512
|  | 1956 | 0.16062
|  | 1957 | 0.1315
|  | 1958 | 0.11927
|  | 1959 | 0.12523
|  | 1960 | 0.14695
|  | 1961 | 0.18394
|  | 1962 | 0.23047
|  | 1963 | 0.27842
|  | 1964 | 0.32344
|  | 1965 | 0.36226
|  | 1966 | 0.39178
|  | 1967 | 0.41218
|  | 1968 | 0.42125
|  | 1969 | 0.41973
|  | 1970 | 0.40771
|  | 1971 | 0.38617
|  | 1972 | 0.35608
|  | 1973 | 0.3182
|  | 1974 | 0.27702
|  | 1975 | 0.23385
|  | 1976 | 0.19194
|  | 1977 | 0.156
|  | 1978 | 0.12974
|  | 1979 | 0.11385
|  | 1980 | 0.11312
|  | 1981 | 0.12612
|  | 1982 | 0.15148
|  | 1983 | 0.18586
|  | 1984 | 0.22507
|  | 1985 | 0.26586
|  | 1986 | 0.30326
|  | 1987 | 0.33593
|  | 1988 | 0.36056
|  | 1989 | 0.37651
|  | 1990 | 0.38349
|  | 1991 | 0.38169
|  | 1992 | 0.37084
|  | 1993 | 0.3519
|  | 1994 | 0.3264
|  | 1995 | 0.29675
|  | 1996 | 0.26396
|  | 1997 | 0.22966
|  | 1998 | 0.19925
|  | 1999 | 0.17447
|  | 2000 | 0.15809
|  | 2001 | 0.15124
|  | 2002 | 0.15485
|  | 2003 | 0.16752
|  | 2004 | 0.18811
|  | 2005 | 0.21443
|  | 2006 | 0.24321
|  | 2007 | 0.27094
|  | 2008 | 0.29624
|  | 2009 | 0.3183
|  | 2010 | 0.33462
|  | 2011 | 0.34479
|  | 2012 | 0.34892
|  | 2013 | 0.34719
|  | 2014 | 0.33942
|  | 2015 | 0.32672
|  | 2016 | 0.31021
|  | 2017 | 0.29074
|  | 2018 | 0.26913
|  | 2019 | 0.2481
|  | 2020 | 0.22966
|  | 2021 | 0.21444
|  | 2022 | 0.20442
|  | 2023 | 0.20036
|  | 2024 | 0.20221
|  | 2025 | 0.20919
|  | 2026 | 0.22126
|  | 2027 | 0.23728
|  | 2028 | 0.25426
|  | 2029 | 0.27089
|  | 2030 | 0.28561
|  | 2031 | 0.29715
|  | 2032 | 0.3047
|  | 2033 | 0.30752
|  | 2034 | 0.30515
|  | 2035 | 0.29803
|  | 2036 | 0.28624
|  | 2037 | 0.27094
|  | 2038 | 0.25303
|  | 2039 | 0.23463
|  | 2040 | 0.217
|  | 2041 | 0.20101
|  | 2042 | 0.18904
|  | 2043 | 0.18218
|  | 2044 | 0.18089
|  | 2045 | 0.18503
|  | 2046 | 0.19456
|  | 2047 | 0.20846
|  | 2048 | 0.22502
|  | 2049 | 0.2427
|  | 2050 | 0.26114
|  | 2051 | 0.2781
|  | 2052 | 0.29177
|  | 2053 | 0.30203
|  | 2054 | 0.30758
|  | 2055 | 0.30815
|  | 2056 | 0.3037
|  | 2057 | 0.29407
|  | 2058 | 0.27895
|  | 2059 | 0.26051
|  | 2060 | 0.23846
|  | 2061 | 0.21339
|  | 2062 | 0.18809
|  | 2063 | 0.16568
|  | 2064 | 0.14606
|  | 2065 | 0.13072
|  | 2066 | 0.12243
|  | 2067 | 0.12159
|  | 2068 | 0.12788
|  | 2069 | 0.14017
|  | 2070 | 0.15994
|  | 2071 | 0.18393
|  | 2072 | 0.20915
|  | 2073 | 0.23458
|  | 2074 | 0.25837
|  | 2075 | 0.27867
|  | 2076 | 0.29407
|  | 2077 | 0.30431
|  | 2078 | 0.3086
|  | 2079 | 0.30615
|  | 2080 | 0.2982
|  | 2081 | 0.28436
|  | 2082 | 0.26451
|  | 2083 | 0.24082
|  | 2084 | 0.21385
|  | 2085 | 0.18679
|  | 2086 | 0.15975
|  | 2087 | 0.13494
|  | 2088 | 0.11494
|  | 2089 | 0.10095
|  | 2090 | 0.09367
|  | 2091 | 0.09341
|  | 2092 | 0.1006
|  | 2093 | 0.11447
|  | 2094 | 0.13335
|  | 2095 | 0.15769
|  | 2096 | 0.18414
|  | 2097 | 0.21021
|  | 2098 | 0.23536
|  | 2099 | 0.25722
|  | 2100 | 0.27495
|  | 2101 | 0.28823
|  | 2102 | 0.29597
|  | 2103 | 0.29785
|  | 2104 | 0.2932
|  | 2105 | 0.28296
|  | 2106 | 0.26804
|  | 2107 | 0.24716
|  | 2108 | 0.22259
|  | 2109 | 0.19786
|  | 2110 | 0.1705
|  | 2111 | 0.14493
|  | 2112 | 0.12311
|  | 2113 | 0.10648
|  | 2114 | 0.09617
|  | 2115 | 0.09227
|  | 2116 | 0.09537
|  | 2117 | 0.10536
|  | 2118 | 0.12168
|  | 2119 | 0.14198
|  | 2120 | 0.16704
|  | 2121 | 0.19286
|  | 2122 | 0.21781
|  | 2123 | 0.24042
|  | 2124 | 0.26021
|  | 2125 | 0.27561
|  | 2126 | 0.28623
|  | 2127 | 0.29126
|  | 2128 | 0.29145
|  | 2129 | 0.28645
|  | 2130 | 0.27577
|  | 2131 | 0.26144
|  | 2132 | 0.24281
|  | 2133 | 0.22122
|  | 2134 | 0.1986
|  | 2135 | 0.17466
|  | 2136 | 0.15133
|  | 2137 | 0.13163
|  | 2138 | 0.11502
|  | 2139 | 0.10285
|  | 2140 | 0.0958
|  | 2141 | 0.09473
|  | 2142 | 0.09916
|  | 2143 | 0.10992
|  | 2144 | 0.12568
|  | 2145 | 0.14454
|  | 2146 | 0.1663
|  | 2147 | 0.18851
|  | 2148 | 0.20935
|  | 2149 | 0.22978
|  | 2150 | 0.24677
|  | 2151 | 0.2593
|  | 2152 | 0.26828
|  | 2153 | 0.27236
|  | 2154 | 0.27181
|  | 2155 | 0.2667
|  | 2156 | 0.25705
|  | 2157 | 0.24367
|  | 2158 | 0.22729
|  | 2159 | 0.20834
|  | 2160 | 0.18803
|  | 2161 | 0.16669
|  | 2162 | 0.14745
|  | 2163 | 0.12962
|  | 2164 | 0.1141
|  | 2165 | 0.10301
|  | 2166 | 0.09588
|  | 2167 | 0.09334
|  | 2168 | 0.09477
|  | 2169 | 0.10003
|  | 2170 | 0.1092
|  | 2171 | 0.12005
|  | 2172 | 0.13472
|  | 2173 | 0.14946
|  | 2174 | 0.16432
|  | 2175 | 0.17849
|  | 2176 | 0.19141
|  | 2177 | 0.20168
|  | 2178 | 0.20964
|  | 2179 | 0.21462
|  | 2180 | 0.21655
|  | 2181 | 0.21543
|  | 2182 | 0.21113
|  | 2183 | 0.20425
|  | 2184 | 0.1944
|  | 2185 | 0.18367
|  | 2186 | 0.17063
|  | 2187 | 0.1574
|  | 2188 | 0.14451
|  | 2189 | 0.1313
|  | 2190 | 0.11948
|  | 2191 | 0.11056
|  | 2192 | 0.10286
|  | 2193 | 0.09823
|  | 2194 | 0.09608
|  | 2195 | 0.09622
|  | 2196 | 0.09873
|  | 2197 | 0.10346
|  | 2198 | 0.10958
|  | 2199 | 0.11683
|  | 2200 | 0.12462
|  | 2201 | 0.13207
|  | 2202 | 0.13934
|  | 2203 | 0.145
|  | 2204 | 0.15027
|  | 2205 | 0.15374
|  | 2206 | 0.15547
|  | 2207 | 0.15576
|  | 2208 | 0.15432
|  | 2209 | 0.15171
|  | 2210 | 0.14771
|  | 2211 | 0.14283
|  | 2212 | 0.13724
|  | 2213 | 0.13182
|  | 2214 | 0.12606
|  | 2215 | 0.12055
|  | 2216 | 0.11531
|  | 2217 | 0.11094
|  | 2218 | 0.10718
|  | 2219 | 0.10461
|  | 2220 | 0.10246
|  | 2221 | 0.10142
|  | 2222 | 0.10132
|  | 2223 | 0.1019
|  | 2224 | 0.10283
|  | 2225 | 0.10427
|  | 2226 | 0.10596
|  | 2227 | 0.10756
|  | 2228 | 0.109
|  | 2229 | 0.10979
|  | 2230 | 0.11056
|  | 2231 | 0.11059
|  | 2232 | 0.11009
|  | 2233 | 0.10945
|  | 2234 | 0.1083
|  | 2235 | 0.10682
|  | 2236 | 0.10526
|  | 2237 | 0.10363
|  | 2238 | 0.10238
|  | 2239 | 0.10122
|  | 2240 | 0.1004
|  | 2241 | 0.09981
|  | 2242 | 0.09979
|  | 2243 | 0.1
|  | 2244 | 0.10039
|  | 2245 | 0.10125
|  | 2246 | 0.10202
|  | 2247 | 0.10315
|  | 2248 | 0.10428
|  | 2249 | 0.1051
|  | 2250 | 0.10566
|  | 2251 | 0.10599
|  | 2252 | 0.10596
|  | 2253 | 0.1056
|  | 2254 | 0.10489
|  | 2255 | 0.10372
|  | 2256 | 0.10242
|  | 2257 | 0.10097
|  | 2258 | 0.09974
|  | 2259 | 0.09817
|  | 2260 | 0.09689
|  | 2261 | 0.09621
|  | 2262 | 0.09579
|  | 2263 | 0.09578
|  | 2264 | 0.09629
|  | 2265 | 0.09745
|  | 2266 | 0.09923
|  | 2267 | 0.10135
|  | 2268 | 0.10404
|  | 2269 | 0.10688
|  | 2270 | 0.10981
|  | 2271 | 0.11275
|  | 2272 | 0.11543
|  | 2273 | 0.11767
|  | 2274 | 0.11941
|  | 2275 | 0.12048
|  | 2276 | 0.12076
|  | 2277 | 0.11989
|  | 2278 | 0.11859
|  | 2279 | 0.1164
|  | 2280 | 0.11355
|  | 2281 | 0.11046
|  | 2282 | 0.10686
|  | 2283 | 0.10376
|  | 2284 | 0.10046
|  | 2285 | 0.098
|  | 2286 | 0.09601
|  | 2287 | 0.09495
|  | 2288 | 0.09508
|  | 2289 | 0.09626
|  | 2290 | 0.09874
|  | 2291 | 0.10244
|  | 2292 | 0.10736
|  | 2293 | 0.11304
|  | 2294 | 0.11945
|  | 2295 | 0.12656
|  | 2296 | 0.13388
|  | 2297 | 0.14095
|  | 2298 | 0.14807
|  | 2299 | 0.15415
|  | 2300 | 0.15981
|  | 2301 | 0.16395
|  | 2302 | 0.16668
|  | 2303 | 0.16743
|  | 2304 | 0.1671
|  | 2305 | 0.16485
|  | 2306 | 0.16095
|  | 2307 | 0.15551
|  | 2308 | 0.14879
|  | 2309 | 0.14152
|  | 2310 | 0.13349
|  | 2311 | 0.12606
|  | 2312 | 0.11826
|  | 2313 | 0.11192
|  | 2314 | 0.10712
|  | 2315 | 0.10415
|  | 2316 | 0.10319
|  | 2317 | 0.10452
|  | 2318 | 0.10848
|  | 2319 | 0.11477
|  | 2320 | 0.12398
|  | 2321 | 0.13484
|  | 2322 | 0.14729
|  | 2323 | 0.16094
|  | 2324 | 0.17593
|  | 2325 | 0.19057
|  | 2326 | 0.20501
|  | 2327 | 0.21838
|  | 2328 | 0.23095
|  | 2329 | 0.24113
|  | 2330 | 0.24986
|  | 2331 | 0.25566
|  | 2332 | 0.25904
|  | 2333 | 0.25954
|  | 2334 | 0.25757
|  | 2335 | 0.25255
|  | 2336 | 0.24516
|  | 2337 | 0.23544
|  | 2338 | 0.22305
|  | 2339 | 0.21014
|  | 2340 | 0.19566
|  | 2341 | 0.18098
|  | 2342 | 0.16678
|  | 2343 | 0.15428
|  | 2344 | 0.14343
|  | 2345 | 0.13525
|  | 2346 | 0.12979
|  | 2347 | 0.12785
|  | 2348 | 0.12935
|  | 2349 | 0.13484
|  | 2350 | 0.14415
|  | 2351 | 0.15646
|  | 2352 | 0.17244
|  | 2353 | 0.19134
|  | 2354 | 0.2113
|  | 2355 | 0.233
|  | 2356 | 0.25502
|  | 2357 | 0.27653
|  | 2358 | 0.2973
|  | 2359 | 0.3157
|  | 2360 | 0.33194
|  | 2361 | 0.34511
|  | 2362 | 0.35464
|  | 2363 | 0.36076
|  | 2364 | 0.36335
|  | 2365 | 0.36173
|  | 2366 | 0.3565
|  | 2367 | 0.34757
|  | 2368 | 0.33571
|  | 2369 | 0.32099
|  | 2370 | 0.30404
|  | 2371 | 0.2849
|  | 2372 | 0.26516
|  | 2373 | 0.24543
|  | 2374 | 0.22614
|  | 2375 | 0.20844
|  | 2376 | 0.19322
|  | 2377 | 0.1803
|  | 2378 | 0.17038
|  | 2379 | 0.1646
|  | 2380 | 0.16284
|  | 2381 | 0.16522
|  | 2382 | 0.17194
|  | 2383 | 0.18271
|  | 2384 | 0.19777
|  | 2385 | 0.21668
|  | 2386 | 0.23774
|  | 2387 | 0.26091
|  | 2388 | 0.28557
|  | 2389 | 0.31054
|  | 2390 | 0.33488
|  | 2391 | 0.35739
|  | 2392 | 0.37809
|  | 2393 | 0.39548
|  | 2394 | 0.40959
|  | 2395 | 0.42002
|  | 2396 | 0.42656
|  | 2397 | 0.42867
|  | 2398 | 0.42675
|  | 2399 | 0.42055
|  | 2400 | 0.41062
|  | 2401 | 0.39716
|  | 2402 | 0.38134
|  | 2403 | 0.36244
|  | 2404 | 0.34137
|  | 2405 | 0.32029
|  | 2406 | 0.29859
|  | 2407 | 0.27783
|  | 2408 | 0.25862
|  | 2409 | 0.24076
|  | 2410 | 0.22562
|  | 2411 | 0.21354
|  | 2412 | 0.20473
|  | 2413 | 0.19993
|  | 2414 | 0.19968
|  | 2415 | 0.20337
|  | 2416 | 0.21031
|  | 2417 | 0.2211
|  | 2418 | 0.2351
|  | 2419 | 0.25189
|  | 2420 | 0.27152
|  | 2421 | 0.29287
|  | 2422 | 0.31494
|  | 2423 | 0.33733
|  | 2424 | 0.35929
|  | 2425 | 0.38025
|  | 2426 | 0.39919
|  | 2427 | 0.41499
|  | 2428 | 0.42744
|  | 2429 | 0.43666
|  | 2430 | 0.44234
|  | 2431 | 0.44418
|  | 2432 | 0.44234
|  | 2433 | 0.43702
|  | 2434 | 0.42838
|  | 2435 | 0.41642
|  | 2436 | 0.40262
|  | 2437 | 0.3861
|  | 2438 | 0.36785
|  | 2439 | 0.34889
|  | 2440 | 0.32951
|  | 2441 | 0.31159
|  | 2442 | 0.29489
|  | 2443 | 0.27909
|  | 2444 | 0.26574
|  | 2445 | 0.25489
|  | 2446 | 0.24658
|  | 2447 | 0.24153
|  | 2448 | 0.24012
|  | 2449 | 0.24145
|  | 2450 | 0.24531
|  | 2451 | 0.25238
|  | 2452 | 0.26203
|  | 2453 | 0.27383
|  | 2454 | 0.28753
|  | 2455 | 0.3029
|  | 2456 | 0.31888
|  | 2457 | 0.335
|  | 2458 | 0.35122
|  | 2459 | 0.36695
|  | 2460 | 0.38121
|  | 2461 | 0.39374
|  | 2462 | 0.40419
|  | 2463 | 0.41261
|  | 2464 | 0.41846
|  | 2465 | 0.42137
|  | 2466 | 0.42157
|  | 2467 | 0.41908
|  | 2468 | 0.41422
|  | 2469 | 0.40739
|  | 2470 | 0.39855
|  | 2471 | 0.38798
|  | 2472 | 0.376
|  | 2473 | 0.36362
|  | 2474 | 0.35132
|  | 2475 | 0.3391
|  | 2476 | 0.32733
|  | 2477 | 0.31632
|  | 2478 | 0.30651
|  | 2479 | 0.29834
|  | 2480 | 0.29181
|  | 2481 | 0.28741
|  | 2482 | 0.2852
|  | 2483 | 0.28464
|  | 2484 | 0.28544
|  | 2485 | 0.2884
|  | 2486 | 0.29293
|  | 2487 | 0.29924
|  | 2488 | 0.30634
|  | 2489 | 0.31427
|  | 2490 | 0.32254
|  | 2491 | 0.33158
|  | 2492 | 0.34015
|  | 2493 | 0.34824
|  | 2494 | 0.35581
|  | 2495 | 0.36256
|  | 2496 | 0.36809
|  | 2497 | 0.3722
|  | 2498 | 0.37502
|  | 2499 | 0.37627
|  | 2500 | 0.37599
|  | 2501 | 0.37389
|  | 2502 | 0.37083
|  | 2503 | 0.36645
|  | 2504 | 0.36104
|  | 2505 | 0.35449
|  | 2506 | 0.34758
|  | 2507 | 0.34083
|  | 2508 | 0.33418
|  | 2509 | 0.32711
|  | 2510 | 0.32107
|  | 2511 | 0.31551
|  | 2512 | 0.31106
|  | 2513 | 0.30755
|  | 2514 | 0.30536
|  | 2515 | 0.30395
|  | 2516 | 0.3039
|  | 2517 | 0.30482
|  | 2518 | 0.30699
|  | 2519 | 0.30977
|  | 2520 | 0.31311
|  | 2521 | 0.31728
|  | 2522 | 0.32172
|  | 2523 | 0.32621
|  | 2524 | 0.33035
|  | 2525 | 0.33439
|  | 2526 | 0.3381
|  | 2527 | 0.34095
|  | 2528 | 0.34284
|  | 2529 | 0.3438
|  | 2530 | 0.34402
|  | 2531 | 0.34315
|  | 2532 | 0.34114
|  | 2533 | 0.33836
|  | 2534 | 0.33482
|  | 2535 | 0.32999
|  | 2536 | 0.32448
|  | 2537 | 0.31821
|  | 2538 | 0.31186
|  | 2539 | 0.30546
|  | 2540 | 0.2993
|  | 2541 | 0.29324
|  | 2542 | 0.28745
|  | 2543 | 0.28178
|  | 2544 | 0.27737
|  | 2545 | 0.27319
|  | 2546 | 0.27004
|  | 2547 | 0.26781
|  | 2548 | 0.26647
|  | 2549 | 0.26654
|  | 2550 | 0.26812
|  | 2551 | 0.2704
|  | 2552 | 0.27312
|  | 2553 | 0.27691
|  | 2554 | 0.28151
|  | 2555 | 0.28658
|  | 2556 | 0.29194
|  | 2557 | 0.2974
|  | 2558 | 0.30251
|  | 2559 | 0.30731
|  | 2560 | 0.31176
|  | 2561 | 0.31581
|  | 2562 | 0.31858
|  | 2563 | 0.32113
|  | 2564 | 0.32204
|  | 2565 | 0.32206
|  | 2566 | 0.3204
|  | 2567 | 0.31798
|  | 2568 | 0.3147
|  | 2569 | 0.30993
|  | 2570 | 0.30438
|  | 2571 | 0.29858
|  | 2572 | 0.29287
|  | 2573 | 0.28646
|  | 2574 | 0.27965
|  | 2575 | 0.27237
|  | 2576 | 0.2659
|  | 2577 | 0.25903
|  | 2578 | 0.25287
|  | 2579 | 0.24731
|  | 2580 | 0.24224
|  | 2581 | 0.23776
|  | 2582 | 0.23409
|  | 2583 | 0.23125
|  | 2584 | 0.2293
|  | 2585 | 0.22847
|  | 2586 | 0.22907
|  | 2587 | 0.2311
|  | 2588 | 0.23416
|  | 2589 | 0.23833
|  | 2590 | 0.24334
|  | 2591 | 0.24963
|  | 2592 | 0.25624
|  | 2593 | 0.26333
|  | 2594 | 0.27065
|  | 2595 | 0.27811
|  | 2596 | 0.285
|  | 2597 | 0.29152
|  | 2598 | 0.29655
|  | 2599 | 0.30065
|  | 2600 | 0.30392

## AOI
NF1030-45 Transmission vs. AOI
|  | Wavelength (nm) | 0° AOI | 15° AOI, S-Pol | 15° AOI, P-Pol | 30° AOI, S-Pol | 30° AOI, P-Pol | 45° AOI, S-Pol | 45° AOI, P-Pol
|  | 250 | 0.000562 | 0.02451 | 0.18808 | 0.16215 | 0.10339 | 0.21034 | 0.14661
|  | 251 | 1e-06 | 0.0525 | 0.1723 | 0.10358 | 0.00321 | 0.32391 | 0.18425
|  | 252 | 1e-06 | 0.0445 | 0.26837 | 0.24143 | 0.05983 | 0.16361 | 0.03836
|  | 253 | 0.000561 | 0.13675 | 0.29786 | 0.40806 | 0.10839 | 0.41314 | 0.44183
Product Raw Data |  | 254 | 0.00213 | 0.45895 | 0.34033 | 0.03183 | 0.20531 | 0.54513 | 0.54912
Ø25 mm Notch Filter, CWL = 1030 nm, FWHM = 45 nm |  | 255 | 1e-06 | 0.55897 | 0.45209 | 0.10989 | 0.29718 | 0.70581 | 0.61238
|  | 256 | 0.000673 | 0.49991 | 0.38705 | 0.01271 | 0.0373 | 0.55562 | 0.11874
|  | 257 | 1e-06 | 0.03331 | 0.25105 | 0.20689 | 0.20951 | 0.61052 | 0.32956
Item # | NF1030-45 | 258 | 1e-06 | 0.10182 | 0.28986 | 0.1289 | 0.24751 | 0.33404 | 0.15521
DISCLAIMER: The data presented here are typical. Slight variations in performance data will occur from lot to lot. Please contact Technical Support with any questions regarding the use or reliability of this data. |  | 259 | 0.00101 | 0.15818 | 0.16478 | 0.22092 | 0.28903 | 0.14008 | 0.36211
|  | 260 | 0.00157 | 0.54893 | 0.49778 | 0.33943 | 0.1382 | 0.29872 | 0.49557
|  | 261 | 1e-06 | 0.56948 | 0.39494 | 0.20977 | 0.02738 | 0.2342 | 0.45363
|  | 262 | 0.00157 | 0.47583 | 0.44418 | 0.02092 | 0.27649 | 0.35331 | 0.33343
|  | 263 | 1e-06 | 0.38961 | 0.49321 | 0.28797 | 0.17642 | 0.46273 | 0.5137
|  | 264 | 1e-06 | 0.40876 | 0.32342 | 0.00752 | 0.29349 | 0.53983 | 0.22218
This data may be used in publications. However, please cite Thorlabs as the source. |  | 265 | 0.000897 | 0.89653 | 0.17336 | 0.13385 | 0.29396 | 0.64252 | 0.6036
|  | 266 | 0.0018 | 0.45233 | 0.36366 | 0.21898 | 0.04226 | 0.76302 | 0.52097
|  | 267 | 1e-06 | 0.12791 | 0.17022 | 0.16355 | 0.03736 | 0.0105 | 0.33671
Additional Information: |  | 268 | 0.00124 | 0.33653 | 0.42014 | 0.31687 | 0.18711 | 0.34064 | 0.36642
|  | 269 | 1e-06 | 0.5124 | 0.38842 | 0.4653 | 0.19427 | 0.27453 | 0.29269
|  | 270 | 1e-06 | 0.0315 | 0.49485 | 0.38224 | 0.31506 | 0.41707 | 0.56579
|  | 271 | 0.000787 | 0.81277 | 0.52764 | 0.43207 | 0.01286 | 0.4575 | 1.0796
|  | 272 | 0.00214 | 0.45935 | 0.05857 | 0.10009 | 0.15791 | 0.27217 | 0.56559
|  | 273 | 1e-06 | 0.66937 | 0.1619 | 0.02137 | 0.00099634 | 0.39931 | 0.57903
|  | 274 | 0.0018 | 0.75915 | 0.6119 | 0.25842 | 0.37486 | 1.2006 | 0.94734
|  | 275 | 1e-06 | 0.46291 | 0.20708 | 0.0506 | 0.61921 | 0.75466 | 0.79013
|  | 276 | 1e-06 | 0.77749 | 0.81272 | 0.0564 | 0.06722 | 0.59697 | 0.45808
|  | 277 | 0.000112 | 0.73487 | 0.75025 | 0.06936 | 0.76222 | 0.84495 | 0.86297
|  | 278 | 0.00169 | 0.46993 | 0.57659 | 0.0377 | 0.06522 | 0.73174 | 1.1279
|  | 279 | 1e-06 | 0.19847 | 0.09242 | 0.58746 | 0.38947 | 0.19971 | 0.12915
|  | 280 | 0.00112 | 1.2227 | 1.0191 | 0.04559 | 0.28006 | 0.71517 | 0.73369
|  | 281 | 1e-06 | 0.45675 | 0.50486 | 0.6497 | 0.04623 | 0.81495 | 0.95329
|  | 282 | 1e-06 | 0.14621 | 0.55278 | 0.14729 | 0.2961 | 0.36517 | 0.21089
|  | 283 | 0.000337 | 0.63945 | 0.06341 | 0.44379 | 0.2805 | 0.31721 | 0.56554
|  | 284 | 0.00224 | 1.2341 | 0.65891 | 0.17551 | 0.05256 | 0.74926 | 1.3902
|  | 285 | 1e-06 | 0.27396 | 0.71426 | 0.40152 | 0.36896 | 1.0281 | 0.59035
|  | 286 | 0.00157 | 0.52372 | 0.58642 | 0.17313 | 0.90912 | 0.04527 | 0.59895
|  | 287 | 1e-06 | 1.3803 | 1.1408 | 0.20707 | 0.06239 | 0.47583 | 0.93918
|  | 288 | 1e-06 | 1.3099 | 1.9635 | 0.85601 | 0.69001 | 1.7606 | 1.6486
|  | 289 | 0.000784 | 0.58428 | 0.8705 | 0.21576 | 0.50786 | 1.2005 | 0.90242
|  | 290 | 0.00179 | 0.45805 | 0.60761 | 0.27746 | 0.48511 | 0.63632 | 0.25973
|  | 291 | 1e-06 | 1.3385 | 0.36103 | 0.06656 | 0.27339 | 1.1803 | 1.5483
|  | 292 | 1e-06 | 0.55289 | 1.5278 | 0.17279 | 0.06348 | 0.98299 | 1.374
|  | 293 | 1e-06 | 1.5208 | 1.2622 | 0.42125 | 0.26864 | 1.5772 | 0.99997
|  | 294 | 0.00179 | 1.4532 | 0.50149 | 0.024 | 0.42618 | 0.53683 | 0.75421
|  | 295 | 0.0019 | 1.0205 | 0.83466 | 0.39205 | 0.09575 | 0.51336 | 1.6472
|  | 296 | 1e-06 | 1.1118 | 1.5146 | 0.4716 | 1.1801 | 1.4304 | 1.2096
|  | 297 | 1e-06 | 0.59013 | 0.66168 | 0.41798 | 0.0162 | 1.1134 | 0.87673
|  | 298 | 1e-06 | 1.2531 | 0.85862 | 0.24785 | 0.19648 | 0.64366 | 0.70664
|  | 299 | 0.000558 | 0.76934 | 0.68785 | 0.64243 | 0.12913 | 0.62599 | 1.3743
|  | 300 | 0.00223 | 1.1526 | 0.76256 | 0.60925 | 0.02861 | 1.0621 | 1.1141
|  | 301 | 1e-06 | 1.7765 | 1.2812 | 0.32148 | 1.6479 | 2.5083 | 1.448
|  | 302 | 1e-06 | 1.4878 | 1.4491 | 0.0588 | 0.57949 | 0.68471 | 1.6286
|  | 303 | 1e-06 | 0.7742 | 0.55987 | 1.0767 | 0.16554 | 0.43655 | 0.53779
|  | 304 | 1e-06 | 1.4595 | 0.92763 | 0.38276 | 0.07167 | 1.8057 | 1.2202
|  | 305 | 1e-06 | 2.1463 | 1.9114 | 0.45305 | 0.53415 | 2.73 | 2.0615
|  | 306 | 0.000779 | 0.23485 | 0.71092 | 0.77332 | 0.09938 | 1.1197 | 0.67656
|  | 307 | 0.00167 | 1.9863 | 1.3482 | 0.68954 | 0.44448 | 1.7323 | 1.6144
|  | 308 | 1e-06 | 0.66693 | 1.0141 | 0.11263 | 0.34023 | 1.3538 | 0.07689
|  | 309 | 1e-06 | 1.9919 | 2.3799 | 1.5481 | 1.3378 | 2.3284 | 3.0732
|  | 310 | 0.00222 | 0.39434 | 1.5366 | 0.24719 | 0.37108 | 1.0684 | 0.66692
|  | 311 | 1e-06 | 1.3676 | 0.63198 | 0.09035 | 0.01168 | 0.9753 | 1.0498
|  | 312 | 1e-06 | 1.9135 | 0.89218 | 0.46972 | 0.17815 | 0.387 | 0.34667
|  | 313 | 1e-06 | 1.0451 | 1.3659 | 0.6021 | 0.6291 | 2.0633 | 0.49982
|  | 314 | 0.00643 | 1.6357 | 0.86807 | 0.60648 | 0.8672 | 1.9625 | 1.3175
|  | 315 | 0.02605 | 1.3348 | 0.36479 | 0.97116 | 0.81594 | 0.60643 | 1.0067
|  | 316 | 0.03968 | 1.8599 | 0.72825 | 0.28915 | 0.39577 | 1.01 | 1.7756
|  | 317 | 0.04729 | 1.8434 | 1.2207 | 0.9724 | 0.69571 | 1.8064 | 1.6576
|  | 318 | 0.10066 | 1.7088 | 0.85087 | 0.45675 | 0.61009 | 1.3578 | 1.5028
|  | 319 | 0.18498 | 0.58807 | 0.25088 | 0.36809 | 0.62429 | 0.70015 | 0.58492
|  | 320 | 0.13548 | 0.42782 | 1.135 | 0.45478 | 0.03111 | 0.12556 | 2.2524
|  | 321 | 0.04396 | 0.17785 | 0.57143 | 0.1155 | 1.1519 | 1.8378 | 1.2048
|  | 322 | 0.38979 | 0.06834 | 0.93688 | 0.59172 | 0.67468 | 0.08746 | 1.2006
|  | 323 | 0.61473 | 0.84465 | 0.80247 | 0.3648 | 1.4597 | 0.76798 | 0.77729
|  | 324 | 0.000329 | 0.43029 | 1.0801 | 0.02795 | 0.72038 | 1.176 | 0.16035
|  | 325 | 0.01525 | 1.37 | 1.3605 | 0.07226 | 0.83372 | 0.05228 | 0.90473
|  | 326 | 0.16052 | 1.1724 | 1.9328 | 0.34141 | 0.54985 | 0.01498 | 0.3879
|  | 327 | 1.3383 | 2.0732 | 2.4737 | 0.42667 | 0.60219 | 1.5648 | 0.64395
|  | 328 | 3.0053 | 1.631 | 1.6458 | 1.6736 | 0.48757 | 0.3491 | 0.31696
|  | 329 | 2.9639 | 2.083 | 2.4188 | 0.90401 | 0.86557 | 1.135 | 1.4246
|  | 330 | 1.7188 | 1.0278 | 2.0535 | 0.28184 | 0.56957 | 0.94493 | 1.4774
|  | 331 | 1.0063 | 1.6198 | 1.5327 | 0.50978 | 0.21488 | 0.77824 | 1.5852
|  | 332 | 0.79391 | 0.88273 | 1.4708 | 0.37732 | 0.03782 | 1.4351 | 1.9423
|  | 333 | 1.1899 | 1.3781 | 1.0271 | 0.37034 | 0.21945 | 0.95575 | 2.1065
|  | 334 | 1.6749 | 1.5955 | 0.83229 | 0.54983 | 0.18173 | 1.42 | 2.4411
|  | 335 | 1.1983 | 1.1428 | 0.66411 | 0.66452 | 0.09719 | 0.51632 | 2.6293
|  | 336 | 0.3541 | 0.17537 | 0.08069 | 0.36131 | 0.34825 | 0.4974 | 2.25
|  | 337 | 0.01553 | 0.56773 | 0.34046 | 0.46471 | 0.91163 | 0.06171 | 2.9789
|  | 338 | 0.01399 | 0.71448 | 0.94923 | 0.58322 | 1.471 | 1.1077 | 2.8329
|  | 339 | 0.01213 | 0.5033 | 0.25547 | 0.16055 | 1.1295 | 0.75627 | 2.5113
|  | 340 | 0.08972 | 1.1117 | 0.43889 | 0.57367 | 1.1135 | 0.31741 | 3.3328
|  | 341 | 0.18608 | 1.1368 | 0.96085 | 0.4517 | 0.8663 | 0.72098 | 4.6224
|  | 342 | 0.18255 | 2.4271 | 1.7975 | 0.30619 | 1.7229 | 1.7977 | 4.7153
|  | 343 | 0.22601 | 1.5853 | 1.5686 | 0.45983 | 1.5274 | 2.0552 | 5.685
|  | 344 | 0.67314 | 1.1467 | 1.0366 | 0.00483 | 1.3333 | 0.67371 | 5.7674
|  | 345 | 1.2639 | 1.1486 | 1.1457 | 0.16124 | 1.556 | 1.4879 | 6.9171
|  | 346 | 1.2503 | 0.70016 | 1.2387 | 0.02509 | 2.0086 | 1.4236 | 7.3528
|  | 347 | 0.62159 | 1.3361 | 0.91572 | 0.93036 | 2.2298 | 1.5039 | 7.9379
|  | 348 | 0.27575 | 1.0413 | 0.83997 | 0.85205 | 2.9601 | 1.1496 | 7.6694
|  | 349 | 0.35407 | 0.39864 | 0.6496 | 0.66614 | 2.7205 | 1.2763 | 7.0291
|  | 350 | 0.32857 | 1.8794 | 1.4213 | 2.0391 | 3.5129 | 1.9242 | 7.0963
|  | 351 | 0.24639 | 1.3851 | 1.6816 | 1.7224 | 3.6238 | 1.4845 | 5.7042
|  | 352 | 0.36754 | 1.7637 | 2.1625 | 1.7971 | 3.9989 | 0.2523 | 4.3163
|  | 353 | 1.1203 | 3.2664 | 2.8967 | 2.3704 | 4.9823 | 1.5017 | 3.3643
|  | 354 | 2.2294 | 3.2571 | 3.3874 | 2.5395 | 4.787 | 0.89287 | 2.168
|  | 355 | 2.9891 | 2.7123 | 3.1273 | 1.9105 | 4.6201 | 0.33507 | 1.1247
|  | 356 | 3.5815 | 3.1236 | 3.3804 | 1.6744 | 3.7904 | 0.53754 | 0.29418
|  | 357 | 3.8175 | 2.7889 | 3.6151 | 1.4322 | 2.9053 | 0.32486 | 0.05673
|  | 358 | 2.9685 | 3.5276 | 4.1569 | 0.5492 | 2.0194 | 0.63178 | 0.18763
|  | 359 | 3.4371 | 3.6276 | 4.1112 | 0.50948 | 1.4103 | 0.50434 | 0.39778
|  | 360 | 5.9109 | 3.2662 | 3.9707 | 0.1178 | 0.80895 | 0.09813 | 0.13021
|  | 361 | 6.5763 | 2.5334 | 3.2648 | 0.22835 | 0.43365 | 0.34134 | 0.47137
|  | 362 | 4.8604 | 2.5657 | 2.7698 | 0.12157 | 0.08646 | 1.0898 | 0.75967
|  | 363 | 3.174 | 1.4226 | 1.7541 | 0.27116 | 0.13115 | 0.3729 | 1.3622
|  | 364 | 2.2922 | 1.3264 | 1.5147 | 0.1158 | 0.02942 | 0.77572 | 2.5255
|  | 365 | 1.7159 | 0.59488 | 0.519 | 0.45045 | 0.18589 | 0.44856 | 3.0896
|  | 366 | 1.0677 | 0.72101 | 0.48109 | 0.23906 | 0.12525 | 0.99052 | 4.1917
|  | 367 | 0.3381 | 0.10637 | 0.15122 | 0.08328 | 0.10548 | 0.922 | 4.9413
|  | 368 | 0.0131 | 0.62275 | 0.27568 | 0.17249 | 0.19306 | 1.5417 | 5.5331
|  | 369 | 0.00335 | 0.40938 | 0.28176 | 0.43851 | 0.2197 | 1.5224 | 5.9296
|  | 370 | 0.00195 | 0.45492 | 0.21815 | 0.12387 | 0.27041 | 0.70323 | 6.3206
|  | 371 | 0.24174 | 0.10474 | 0.36847 | 0.15825 | 0.67724 | 0.92713 | 6.952
|  | 372 | 0.1097 | 0.25318 | 0.18732 | 0.23538 | 1.0946 | 0.7103 | 7.0058
|  | 373 | 0.00151 | 0.32 | 0.13831 | 0.42545 | 2.0403 | 0.47115 | 6.7206
|  | 374 | 0.00717 | 0.18962 | 0.23768 | 1.0153 | 2.6553 | 0.93627 | 6.1849
|  | 375 | 0.000216 | 0.6295 | 0.01867 | 0.84892 | 2.9723 | 0.89066 | 5.9241
|  | 376 | 0.000755 | 0.5905 | 0.21726 | 1.1789 | 3.3428 | 0.7632 | 6.1396
|  | 377 | 0.00151 | 0.15075 | 0.36166 | 0.57599 | 3.5035 | 0.56366 | 6.6954
|  | 378 | 0.31821 | 0.41448 | 0.47698 | 0.53492 | 4.4346 | 0.69808 | 7.4431
|  | 379 | 0.00626 | 0.97923 | 0.92542 | 1.3498 | 5.5679 | 0.93915 | 8.606
|  | 380 | 0.06665 | 1.0429 | 1.0973 | 1.5507 | 6.1648 | 1.3265 | 9.8346
|  | 381 | 0.18714 | 1.0993 | 1.4114 | 1.2419 | 6.1399 | 1.5984 | 11.338
|  | 382 | 0.57179 | 1.0454 | 1.4182 | 1.0603 | 4.9975 | 1.5092 | 12.7201
|  | 383 | 1.3964 | 1.7779 | 2.5089 | 1.6448 | 3.6905 | 2.0065 | 14.2156
|  | 384 | 1.9061 | 2.5748 | 3.9199 | 0.78386 | 2.4461 | 1.9423 | 14.7321
|  | 385 | 1.2883 | 4.0586 | 5.7005 | 0.22166 | 1.7998 | 2.176 | 14.7909
|  | 386 | 0.66658 | 5.2688 | 7.0691 | 0.49534 | 1.6419 | 2.5747 | 14.5822
|  | 387 | 0.96272 | 5.4376 | 7.0574 | 0.34882 | 1.8288 | 2.6494 | 14.5689
|  | 388 | 2.6267 | 4.4844 | 5.8645 | 0.34533 | 2.3494 | 2.8131 | 15.2873
|  | 389 | 5.1178 | 3.4322 | 4.2601 | 0.845 | 3.4848 | 3.7751 | 16.8206
|  | 390 | 6.1824 | 2.2335 | 2.3976 | 0.96162 | 5.0348 | 3.9027 | 17.9257
|  | 391 | 4.6589 | 1.0068 | 1.2679 | 1.5681 | 6.6819 | 3.8165 | 18.0936
|  | 392 | 2.1876 | 0.44344 | 0.93423 | 2.1018 | 8.3549 | 3.3187 | 16.9632
|  | 393 | 0.68966 | 0.68483 | 0.78741 | 3.0644 | 9.7584 | 2.7675 | 14.5932
|  | 394 | 0.32577 | 0.8539 | 0.98975 | 4.0115 | 10.7271 | 1.7553 | 11.3924
|  | 395 | 0.4237 | 0.94116 | 1.3495 | 5.0012 | 11.3353 | 1.2518 | 8.3088
|  | 396 | 0.9879 | 1.2791 | 1.8971 | 6.0759 | 12.048 | 0.87791 | 5.7083
|  | 397 | 1.7987 | 1.9822 | 2.616 | 7.3338 | 13.0696 | 0.73311 | 4.2025
|  | 398 | 1.9145 | 2.2447 | 3.1672 | 8.3742 | 13.8561 | 0.37634 | 3.5802
|  | 399 | 1.308 | 2.6915 | 3.758 | 8.7492 | 14.4079 | 0.42813 | 3.5552
|  | 400 | 1.345 | 3.3426 | 4.2896 | 8.2624 | 14.1986 | 0.25171 | 3.921
|  | 401 | 1.8387 | 4.0324 | 5.2542 | 7.2833 | 12.8668 | 0.37012 | 4.6238
|  | 402 | 1.8514 | 5.099 | 6.4482 | 5.5184 | 10.5663 | 0.47247 | 5.669
|  | 403 | 1.9256 | 6.7046 | 8.2345 | 3.6904 | 7.7633 | 0.58282 | 7.0796
|  | 404 | 3.2507 | 8.9613 | 10.3792 | 2.2636 | 5.1422 | 0.80409 | 8.6604
|  | 405 | 5.7637 | 10.4382 | 12.076 | 1.247 | 3.1036 | 1.1302 | 9.7663
|  | 406 | 7.2621 | 11.6242 | 13.2973 | 0.58954 | 1.8997 | 1.2961 | 10.177
|  | 407 | 7.2971 | 11.8757 | 13.4177 | 0.51941 | 1.782 | 1.6902 | 9.7375
|  | 408 | 10.3228 | 10.3838 | 11.7772 | 0.70021 | 2.3476 | 1.7801 | 8.5882
|  | 409 | 14.098 | 8.1048 | 9.3656 | 1.0716 | 3.2868 | 1.4009 | 7.2999
|  | 410 | 12.2093 | 5.8963 | 6.7807 | 1.7117 | 4.4452 | 1.2934 | 6.4233
|  | 411 | 7.8686 | 3.5336 | 4.1178 | 2.3313 | 5.4817 | 0.95651 | 5.9028
|  | 412 | 5.8614 | 2.1858 | 2.3978 | 2.9892 | 6.8528 | 0.92058 | 5.7825
|  | 413 | 4.3993 | 1.1786 | 1.2613 | 3.5879 | 8.4942 | 0.82518 | 5.8798
|  | 414 | 2.0373 | 0.61689 | 0.72582 | 4.4341 | 10.5354 | 0.64597 | 6.2306
|  | 415 | 0.55401 | 0.70733 | 0.88308 | 5.7742 | 12.2384 | 0.74976 | 6.9095
|  | 416 | 0.23928 | 0.94256 | 1.3021 | 6.6065 | 12.8948 | 0.76202 | 7.8344
|  | 417 | 0.22945 | 1.4352 | 2.0116 | 6.8547 | 12.1527 | 0.98852 | 8.9387
|  | 418 | 0.39738 | 2.1819 | 2.9438 | 6.1316 | 10.2555 | 1.1345 | 10.0076
|  | 419 | 0.94357 | 3.4487 | 4.6646 | 4.9066 | 8.0434 | 1.498 | 10.7531
|  | 420 | 1.7827 | 5.944 | 7.6712 | 3.5056 | 6.1143 | 1.7491 | 10.9732
|  | 421 | 2.3475 | 9.3881 | 11.6172 | 2.5223 | 4.8322 | 1.8756 | 10.739
|  | 422 | 2.9542 | 13.343 | 15.6671 | 1.8564 | 4.0986 | 1.925 | 10.1154
|  | 423 | 5.5175 | 16.1511 | 18.2356 | 1.5395 | 3.6492 | 1.7789 | 9.2808
|  | 424 | 11.7284 | 16.6495 | 18.2342 | 1.3905 | 3.4542 | 1.6034 | 8.3475
|  | 425 | 19.9281 | 14.7301 | 15.845 | 1.2933 | 3.3559 | 1.4428 | 7.3516
|  | 426 | 25.0108 | 11.4907 | 12.295 | 1.3299 | 3.464 | 1.3243 | 6.3744
|  | 427 | 23.6185 | 8.2011 | 8.7731 | 1.3043 | 3.7136 | 1.1017 | 5.5611
|  | 428 | 17.6589 | 5.6127 | 6.2851 | 1.4163 | 4.2015 | 0.89357 | 5.2472
|  | 429 | 11.1309 | 4.1682 | 4.8112 | 1.6182 | 4.7453 | 0.72283 | 5.7093
|  | 430 | 7.0345 | 3.4221 | 3.9646 | 1.9364 | 5.3957 | 0.61573 | 7.0658
|  | 431 | 5.7188 | 2.876 | 3.3413 | 2.1445 | 5.8767 | 0.63509 | 9.007
|  | 432 | 5.5899 | 2.4123 | 2.9299 | 2.3658 | 6.0092 | 0.84756 | 11.2898
|  | 433 | 4.9808 | 2.201 | 2.6617 | 2.3728 | 5.8366 | 1.3252 | 13.8291
|  | 434 | 3.5388 | 2.0894 | 2.5385 | 2.303 | 5.3638 | 1.8383 | 17.0253
|  | 435 | 2.2705 | 2.0483 | 2.5111 | 1.9834 | 4.6751 | 2.7462 | 21.0585
|  | 436 | 2.1223 | 2.115 | 2.6865 | 1.7299 | 3.9968 | 3.9809 | 25.9534
|  | 437 | 2.9553 | 2.5821 | 3.2081 | 1.4332 | 3.2829 | 5.8361 | 31.1471
|  | 438 | 3.4868 | 3.1656 | 3.9709 | 1.1685 | 2.6826 | 7.9939 | 35.6273
|  | 439 | 2.823 | 3.8681 | 4.738 | 0.93596 | 2.27 | 10.048 | 38.5491
|  | 440 | 2.1213 | 4.3061 | 5.1395 | 0.74126 | 2.2537 | 11.5513 | 39.4583
|  | 441 | 2.9587 | 4.0915 | 4.8021 | 0.771 | 2.6838 | 12.1015 | 38.659
|  | 442 | 4.5136 | 3.4525 | 4.0967 | 0.99769 | 3.5704 | 11.7137 | 37.0121
|  | 443 | 4.611 | 2.7342 | 3.2342 | 1.49 | 4.705 | 10.7679 | 35.3152
|  | 444 | 3.1935 | 2.0377 | 2.4438 | 2.0361 | 5.9627 | 9.805 | 34.1958
|  | 445 | 2.3154 | 1.5435 | 1.8932 | 2.725 | 7.5763 | 9.2262 | 33.7566
|  | 446 | 2.5684 | 1.2338 | 1.4654 | 3.7033 | 9.7601 | 9.125 | 33.6816
|  | 447 | 2.6148 | 0.94155 | 1.1556 | 5.1229 | 12.6945 | 9.3507 | 33.3779
|  | 448 | 1.9343 | 0.85667 | 1.1042 | 7.074 | 16.0227 | 9.4266 | 32.6401
|  | 449 | 1.0513 | 0.98011 | 1.3619 | 9.0754 | 19.0742 | 9.1144 | 31.8336
|  | 450 | 0.56607 | 1.408 | 1.9748 | 10.7499 | 21.0933 | 8.3279 | 31.6066
|  | 451 | 0.49434 | 2.1904 | 2.8169 | 11.5982 | 21.8245 | 7.9248 | 32.8147
|  | 452 | 0.78393 | 2.8653 | 3.6888 | 11.4518 | 21.3882 | 8.4055 | 35.4668
|  | 453 | 1.6677 | 3.6476 | 4.6342 | 10.8101 | 20.5878 | 10.4663 | 38.8224
|  | 454 | 3.3686 | 4.7283 | 6.0184 | 10.1383 | 20.1944 | 13.7224 | 41.4723
|  | 455 | 5.3296 | 6.5185 | 8.2642 | 10.0163 | 20.8303 | 17.024 | 42.0242
|  | 456 | 5.9203 | 9.0022 | 11.1324 | 10.9711 | 22.8156 | 18.995 | 39.8752
|  | 457 | 4.9346 | 11.7278 | 14.0281 | 13.2888 | 25.8471 | 18.8481 | 35.4394
|  | 458 | 4.4392 | 13.6582 | 15.8435 | 16.4189 | 28.9609 | 16.5299 | 30.1776
|  | 459 | 5.637 | 13.9947 | 15.9338 | 19.4019 | 30.8922 | 12.9877 | 26.2576
|  | 460 | 7.848 | 12.906 | 14.7425 | 20.7354 | 30.637 | 9.591 | 25.2055
|  | 461 | 9.845 | 11.4416 | 13.2076 | 19.9677 | 28.2739 | 8.283 | 27.958
|  | 462 | 11.0238 | 10.2057 | 12.0884 | 17.2577 | 24.7643 | 9.7066 | 33.8972
|  | 463 | 11.6238 | 9.8196 | 11.9675 | 13.8672 | 21.809 | 13.5162 | 41.1961
|  | 464 | 12.0144 | 10.7332 | 13.2689 | 11.5809 | 20.9768 | 18.6125 | 47.5919
|  | 465 | 12.1529 | 13.2033 | 16.2977 | 11.169 | 22.6726 | 22.8906 | 50.9945
|  | 466 | 11.618 | 17.3801 | 20.8069 | 12.8972 | 26.2093 | 24.7412 | 50.2273
|  | 467 | 10.1625 | 21.9297 | 25.3704 | 15.9729 | 29.9798 | 23.4507 | 45.5973
|  | 468 | 8.7373 | 25.3457 | 28.3617 | 19.2077 | 32.3499 | 19.548 | 38.7369
|  | 469 | 9.3357 | 25.9181 | 28.2392 | 21.1354 | 32.1814 | 14.169 | 31.7273
|  | 470 | 13.51 | 23.283 | 25.1245 | 20.8256 | 29.3528 | 9.0799 | 26.4028
|  | 471 | 20.6898 | 19.2441 | 20.9578 | 18.3949 | 24.8159 | 5.5427 | 23.5519
|  | 472 | 26.065 | 15.6455 | 17.5034 | 14.6163 | 19.9067 | 3.7252 | 22.4302
|  | 473 | 24.7969 | 13.8476 | 16.017 | 10.8968 | 16.2909 | 3.3706 | 21.9476
|  | 474 | 19.0792 | 14.0551 | 16.6459 | 8.5806 | 15.0612 | 3.5434 | 21.2463
|  | 475 | 14.3323 | 15.6807 | 18.7444 | 8.1583 | 16.427 | 3.6621 | 19.9587
|  | 476 | 13.1333 | 18.1498 | 21.5339 | 9.6945 | 20.0131 | 3.5435 | 18.3176
|  | 477 | 14.3403 | 20.8072 | 24.1822 | 12.7792 | 24.7465 | 3.2393 | 16.9373
|  | 478 | 16.349 | 22.6736 | 25.6569 | 16.1192 | 29.0711 | 2.9642 | 15.9294
|  | 479 | 18.6867 | 22.7599 | 25.0885 | 18.847 | 31.8732 | 2.8068 | 15.1808
|  | 480 | 21.6653 | 20.7511 | 22.3991 | 20.0435 | 32.4557 | 2.7364 | 14.6428
|  | 481 | 25.9013 | 17.1597 | 18.4401 | 19.2434 | 31.178 | 2.5991 | 14.0834
|  | 482 | 29.3251 | 13.3139 | 14.4803 | 17.2953 | 29.2334 | 2.4849 | 13.4866
|  | 483 | 26.9544 | 10.4835 | 11.8137 | 15.2174 | 27.7149 | 2.2784 | 12.8317
|  | 484 | 19.5232 | 9.3278 | 10.8995 | 13.9462 | 27.2953 | 2.1186 | 12.0517
|  | 485 | 13.1025 | 9.5881 | 11.4397 | 13.7688 | 27.519 | 1.9075 | 10.9493
|  | 486 | 9.5679 | 10.5372 | 12.6456 | 14.072 | 27.2878 | 1.5826 | 9.4915
|  | 487 | 8.2762 | 11.5771 | 13.8367 | 13.9329 | 25.9361 | 1.2277 | 7.8956
|  | 488 | 9.0163 | 12.5168 | 15.0233 | 12.967 | 23.3134 | 0.88324 | 6.5461
|  | 489 | 11.0545 | 13.7098 | 16.4974 | 11.1248 | 20.0225 | 0.58082 | 5.8193
|  | 490 | 12.8158 | 15.5529 | 18.644 | 9.1979 | 17.1443 | 0.36279 | 5.7839
|  | 491 | 12.6982 | 18.4193 | 21.8372 | 7.7954 | 15.1771 | 0.25664 | 6.0526
|  | 492 | 11.3641 | 22.2202 | 26.0294 | 7.0064 | 13.8315 | 0.21744 | 6.15
|  | 493 | 11.1587 | 26.6845 | 30.8061 | 6.422 | 12.8131 | 0.17187 | 5.6884
|  | 494 | 14.7543 | 30.9926 | 35.2632 | 5.9928 | 11.8115 | 0.16341 | 4.673
|  | 495 | 23.7124 | 33.8797 | 37.9429 | 5.3438 | 10.6679 | 0.07749 | 3.317
|  | 496 | 33.2364 | 34.0476 | 37.5688 | 4.7709 | 9.7285 | 0.08992 | 2.0028
|  | 497 | 39.0854 | 30.8193 | 33.7269 | 4.343 | 8.9863 | 0.0542 | 1.0009
|  | 498 | 45.4387 | 25.2693 | 27.7733 | 3.9287 | 8.1357 | 0.06831 | 0.41498
|  | 499 | 51.448 | 19.6749 | 22.0599 | 3.3846 | 7.0166 | 0.07442 | 0.1359
|  | 500 | 48.6481 | 15.7263 | 18.0925 | 2.6339 | 5.5418 | 0.05267 | 0.04733
|  | 501 | 36.1363 | 13.7527 | 16.0509 | 1.7936 | 3.9606 | 0.03557 | 0.03754
|  | 502 | 23.1057 | 12.8592 | 14.9245 | 1.1191 | 2.7283 | 0.0715 | 0.04827
|  | 503 | 16.7569 | 11.6025 | 13.4092 | 0.63248 | 1.9431 | 0.04094 | 0.03765
|  | 504 | 16.9057 | 9.8857 | 11.4851 | 0.4243 | 1.6035 | 0.0571 | 0.14181
|  | 505 | 19.2253 | 8.4385 | 9.8683 | 0.33693 | 1.4619 | 0.04298 | 0.64653
|  | 506 | 18.0749 | 7.5157 | 8.917 | 0.27681 | 1.2807 | 0.04245 | 1.7081
|  | 507 | 12.6487 | 7.08 | 8.3736 | 0.2249 | 1.0222 | 0.06682 | 3.4866
|  | 508 | 7.8187 | 6.4826 | 7.6059 | 0.12995 | 0.67086 | 0.05258 | 5.9217
|  | 509 | 7.061 | 5.2473 | 6.1472 | 0.08005 | 0.37018 | 0.06622 | 8.7895
|  | 510 | 9.3418 | 3.6064 | 4.253 | 0.02188 | 0.15782 | 0.04548 | 11.8512
|  | 511 | 10.6959 | 2.1309 | 2.5391 | 0.01604 | 0.06501 | 0.13252 | 14.8418
|  | 512 | 8.3087 | 1.096 | 1.3938 | 0.00108 | 0.01416 | 0.26966 | 17.3587
|  | 513 | 4.1588 | 0.683 | 0.90727 | 0.00705 | 0.01385 | 0.5677 | 19.1342
|  | 514 | 1.5492 | 0.59705 | 0.79528 | 0.02989 | 0.01017 | 1.0881 | 20.0905
|  | 515 | 0.69298 | 0.53949 | 0.72879 | 0.01864 | 0.01587 | 1.7487 | 20.3547
|  | 516 | 0.50945 | 0.41551 | 0.57642 | 0.01626 | 0.01157 | 2.4666 | 20.1532
|  | 517 | 0.61293 | 0.26854 | 0.37695 | 0.01971 | 0.01768 | 3.1537 | 19.8441
|  | 518 | 0.82285 | 0.15691 | 0.19755 | 0.01788 | 0.01897 | 3.6038 | 19.6399
|  | 519 | 0.82963 | 0.07237 | 0.07181 | 0.00252 | 0.01197 | 3.8448 | 19.5888
|  | 520 | 0.53001 | 0.04326 | 0.03224 | 0.01431 | 0.10057 | 3.9287 | 19.5659
|  | 521 | 0.19143 | 0.02885 | 0.01222 | 0.02349 | 0.48176 | 3.9516 | 19.3175
|  | 522 | 0.03035 | 0.01595 | 0.01728 | 0.01794 | 1.397 | 3.9852 | 18.6731
|  | 523 | 0.23118 | 0.00281 | 0.01331 | 0.15287 | 3.0047 | 3.9529 | 17.574
|  | 524 | 0.18394 | 4.1972e-05 | 0.01413 | 0.50024 | 5.3559 | 3.8431 | 16.1426
|  | 525 | 0.000831 | 0.01867 | 0.0187 | 1.1913 | 8.1677 | 3.5469 | 14.6865
|  | 526 | 0.05672 | 0.0263 | 0.01464 | 2.2787 | 11.21 | 3.1141 | 13.4764
|  | 527 | 0.01578 | 0.02594 | 0.02525 | 3.6894 | 14.0775 | 2.6251 | 12.7727
|  | 528 | 0.00079331 | 0.04228 | 0.02394 | 5.2623 | 16.3256 | 2.2292 | 12.6212
|  | 529 | 0.07245 | 0.00871 | 0.01636 | 6.7672 | 17.6831 | 1.9966 | 12.67
|  | 530 | 0.13782 | 0.01258 | 0.01918 | 8.0187 | 18.1771 | 1.9465 | 12.6662
|  | 531 | 0.29462 | 0.03421 | 0.0246 | 8.8258 | 17.8224 | 2.0025 | 12.3588
|  | 532 | 0.29469 | 0.02945 | 0.08993 | 9.1064 | 16.9104 | 2.0714 | 11.6912
|  | 533 | 0.00305 | 0.17641 | 0.53874 | 8.8715 | 15.8882 | 2.0035 | 10.9312
|  | 534 | 0.07583 | 0.65751 | 1.6882 | 8.3009 | 15.0463 | 1.7288 | 10.3675
|  | 535 | 0.38093 | 1.9892 | 3.8087 | 7.7509 | 14.5206 | 1.4535 | 10.3754
|  | 536 | 1.081 | 4.2203 | 6.8955 | 7.3876 | 14.2403 | 1.1689 | 11.1356
|  | 537 | 2.2224 | 7.2417 | 10.5107 | 7.201 | 13.8325 | 0.95343 | 12.5539
|  | 538 | 0.00166 | 10.5672 | 14.1292 | 7.0224 | 12.9864 | 0.89699 | 14.3211
|  | 539 | 0.06265 | 13.6137 | 17.1375 | 6.584 | 11.6188 | 0.97853 | 16.1681
|  | 540 | 0.94446 | 15.8226 | 19.0557 | 5.7978 | 9.9594 | 1.1873 | 17.7597
|  | 541 | 3.9628 | 16.9726 | 19.7149 | 4.7738 | 8.29 | 1.4089 | 19.0711
|  | 542 | 9.0972 | 16.8944 | 19.1498 | 3.7257 | 7.0725 | 1.5794 | 20.0994
|  | 543 | 14.8371 | 15.8061 | 17.5964 | 3.0191 | 6.5077 | 1.6877 | 20.9677
|  | 544 | 19.5329 | 14.1147 | 15.6516 | 2.7431 | 6.4248 | 1.733 | 21.6822
|  | 545 | 22.2339 | 12.3559 | 13.9662 | 2.7485 | 6.5711 | 1.6977 | 22.3644
|  | 546 | 22.6198 | 11.2326 | 13.0113 | 2.8759 | 6.5606 | 1.7017 | 23.0346
|  | 547 | 20.5452 | 10.9098 | 12.8008 | 2.8967 | 6.214 | 2.0064 | 23.7752
|  | 548 | 16.6912 | 10.8928 | 12.7379 | 2.7098 | 5.5727 | 2.6623 | 24.6069
|  | 549 | 13.1478 | 10.5642 | 12.0583 | 2.3035 | 4.7031 | 3.8646 | 25.5482
|  | 550 | 11.3743 | 9.4863 | 10.5353 | 1.8334 | 3.9211 | 5.6669 | 26.7234
|  | 551 | 11.4499 | 7.5627 | 8.3249 | 1.3659 | 3.416 | 7.8855 | 28.1219
|  | 552 | 13.1457 | 5.5884 | 6.1829 | 1.0829 | 3.3022 | 10.4212 | 29.7643
|  | 553 | 13.7485 | 4.0712 | 4.7392 | 0.98005 | 3.584 | 12.9544 | 31.5849
|  | 554 | 10.6868 | 3.3508 | 4.1148 | 1.0479 | 4.1222 | 15.1661 | 33.3567
|  | 555 | 6.5784 | 3.328 | 4.2139 | 1.2466 | 4.6978 | 16.7583 | 34.932
|  | 556 | 4.1767 | 3.6049 | 4.5398 | 1.4572 | 5.1282 | 17.5717 | 36.0945
|  | 557 | 3.2959 | 3.8324 | 4.6897 | 1.6647 | 5.3329 | 17.6162 | 36.9488
|  | 558 | 3.3521 | 3.7983 | 4.5173 | 1.7267 | 5.3126 | 17.0332 | 37.5613
|  | 559 | 3.8765 | 3.3374 | 3.9153 | 1.632 | 5.2358 | 16.1523 | 38.2934
|  | 560 | 4.6996 | 2.7018 | 3.1221 | 1.4796 | 5.3898 | 15.2196 | 39.3757
|  | 561 | 5.0098 | 2.0006 | 2.3386 | 1.3408 | 6.0686 | 14.4585 | 41.0663
|  | 562 | 4.3397 | 1.4255 | 1.7251 | 1.3054 | 7.7122 | 14.0326 | 43.4735
|  | 563 | 3.3886 | 1.0988 | 1.4413 | 1.5146 | 10.244 | 14.1082 | 46.4301
|  | 564 | 2.301 | 1.0367 | 1.4506 | 2.2001 | 13.6724 | 14.9151 | 49.9109
|  | 565 | 1.4164 | 1.187 | 1.6886 | 3.8305 | 17.5996 | 16.4857 | 53.6221
|  | 566 | 0.99594 | 1.4704 | 2.0612 | 6.5762 | 21.6011 | 18.9509 | 57.3339
|  | 567 | 0.81847 | 1.7431 | 2.3766 | 10.4476 | 25.1413 | 22.0769 | 60.771
|  | 568 | 0.85936 | 1.9325 | 2.5312 | 15.0893 | 27.8806 | 25.765 | 63.6722
|  | 569 | 1.0775 | 1.9164 | 2.4402 | 19.6212 | 29.4395 | 29.6442 | 66.0871
|  | 570 | 1.5744 | 1.7038 | 2.1806 | 23.0331 | 29.8204 | 33.2512 | 67.8555
|  | 571 | 2.3077 | 1.4559 | 1.8592 | 24.772 | 29.1584 | 36.4061 | 69.1225
|  | 572 | 2.62 | 1.217 | 1.6338 | 24.5816 | 27.9199 | 38.8116 | 70.0639
|  | 573 | 2.329 | 1.0846 | 1.5811 | 23.0144 | 26.3604 | 40.6562 | 70.6889
|  | 574 | 1.7843 | 1.1505 | 1.901 | 20.6302 | 24.8256 | 41.9162 | 71.1611
|  | 575 | 1.2841 | 1.4532 | 2.7574 | 18.1682 | 23.4955 | 42.8043 | 71.5119
|  | 576 | 1.0138 | 2.3116 | 4.8424 | 16.0303 | 22.5805 | 43.4807 | 71.797
|  | 577 | 0.91047 | 4.4367 | 8.7748 | 14.3468 | 22.3656 | 44.0431 | 72.0766
|  | 578 | 0.9345 | 8.4789 | 14.53 | 13.29 | 23.0923 | 44.5573 | 72.3574
|  | 579 | 1.1317 | 14.4258 | 21.3757 | 12.9453 | 25.1071 | 45.0794 | 72.6702
|  | 580 | 1.543 | 21.3116 | 27.519 | 13.4942 | 28.3353 | 45.5711 | 72.9838
|  | 581 | 2.4179 | 27.3352 | 31.5885 | 15.1796 | 32.781 | 46.0692 | 73.3292
|  | 582 | 4.578 | 30.6177 | 32.491 | 18.1603 | 37.9157 | 46.6051 | 73.6829
|  | 583 | 9.6128 | 30.6548 | 30.8208 | 22.24 | 43.2445 | 47.1319 | 74.0507
|  | 584 | 19.0589 | 28.0663 | 27.5604 | 27.1946 | 48.2747 | 47.6664 | 74.4335
|  | 585 | 30.2274 | 24.3356 | 23.9419 | 32.4091 | 52.5564 | 48.2106 | 74.8079
|  | 586 | 35.872 | 20.6739 | 20.6885 | 37.2671 | 55.7294 | 48.7811 | 75.1628
|  | 587 | 34.9375 | 17.5836 | 18.078 | 41.2084 | 57.8643 | 49.3255 | 75.5214
|  | 588 | 31.5238 | 15.2035 | 15.9693 | 44.0906 | 59.1903 | 49.8838 | 75.8718
|  | 589 | 27.0989 | 13.3596 | 14.5523 | 45.9873 | 59.9669 | 50.435 | 76.2221
|  | 590 | 22.7857 | 12.2166 | 13.7944 | 47.0488 | 60.5008 | 51.0153 | 76.5579
|  | 591 | 18.852 | 11.698 | 13.9674 | 47.7166 | 60.9062 | 51.5669 | 76.8689
|  | 592 | 15.4134 | 12.3097 | 15.5486 | 48.1609 | 61.2796 | 52.1244 | 77.156
|  | 593 | 12.9884 | 14.1833 | 18.664 | 48.5681 | 61.6346 | 52.6426 | 77.442
|  | 594 | 11.13 | 17.7998 | 23.6229 | 48.9516 | 61.9701 | 53.1769 | 77.701
|  | 595 | 10.1884 | 23.0372 | 29.766 | 49.3369 | 62.2989 | 53.6711 | 77.9604
|  | 596 | 10.1148 | 29.4708 | 36.5237 | 49.7213 | 62.6501 | 54.1986 | 78.2268
|  | 597 | 11.0232 | 36.1373 | 42.6464 | 50.1307 | 62.9985 | 54.7036 | 78.4703
|  | 598 | 13.7794 | 41.767 | 47.3831 | 50.5411 | 63.3654 | 55.2316 | 78.7254
|  | 599 | 18.4203 | 45.9616 | 50.5705 | 50.9674 | 63.7371 | 55.7745 | 78.9683
|  | 600 | 26.584 | 48.5334 | 52.3472 | 51.411 | 64.1157 | 56.3211 | 79.2502
|  | 601 | 36.4203 | 49.8734 | 53.2902 | 51.8422 | 64.5191 | 56.9115 | 79.57
|  | 602 | 43.9206 | 50.5558 | 53.7835 | 52.2927 | 64.9143 | 57.5268 | 79.8988
|  | 603 | 48.3419 | 50.9587 | 54.15 | 52.7428 | 65.2998 | 58.186 | 80.2436
|  | 604 | 50.0981 | 51.3381 | 54.5145 | 53.2023 | 65.7025 | 58.8843 | 80.6026
|  | 605 | 50.6157 | 51.7146 | 54.8764 | 53.6874 | 66.1111 | 59.5722 | 80.9919
|  | 606 | 51.0065 | 52.0792 | 55.2336 | 54.1581 | 66.5194 | 60.2553 | 81.3628
|  | 607 | 51.4004 | 52.4421 | 55.5894 | 54.6524 | 66.9471 | 60.928 | 81.7218
|  | 608 | 51.761 | 52.7983 | 55.9307 | 55.1542 | 67.37 | 61.5479 | 82.0369
|  | 609 | 52.0977 | 53.154 | 56.2736 | 55.6524 | 67.7858 | 62.1194 | 82.3171
|  | 610 | 52.4905 | 53.5123 | 56.6289 | 56.1799 | 68.1961 | 62.637 | 82.5642
|  | 611 | 52.9094 | 53.8877 | 56.9972 | 56.691 | 68.6008 | 63.11 | 82.799
|  | 612 | 53.3063 | 54.2817 | 57.3719 | 57.1987 | 69.0075 | 63.6065 | 83.0135
|  | 613 | 53.6014 | 54.6461 | 57.7455 | 57.7006 | 69.3861 | 64.1056 | 83.2204
|  | 614 | 53.8783 | 55.0411 | 58.1053 | 58.1979 | 69.7609 | 64.5986 | 83.4253
|  | 615 | 54.2088 | 55.3942 | 58.4759 | 58.6707 | 70.1208 | 65.1584 | 83.6172
|  | 616 | 54.6173 | 55.7995 | 58.8683 | 59.1383 | 70.4873 | 65.7129 | 83.816
|  | 617 | 54.9857 | 56.2171 | 59.2713 | 59.6168 | 70.8329 | 66.2791 | 84.0157
|  | 618 | 55.3143 | 56.6288 | 59.6635 | 60.036 | 71.1744 | 66.8427 | 84.2269
|  | 619 | 55.6168 | 57.0319 | 60.0706 | 60.5003 | 71.535 | 67.4269 | 84.4626
|  | 620 | 55.973 | 57.4296 | 60.4632 | 60.9728 | 71.9161 | 68.0573 | 84.7488
|  | 621 | 56.3398 | 57.8473 | 60.8663 | 61.4584 | 72.3408 | 68.7462 | 85.0651
|  | 622 | 56.7779 | 58.2921 | 61.3021 | 62.0017 | 72.7803 | 69.469 | 85.3904
|  | 623 | 57.2371 | 58.7689 | 61.7758 | 62.5814 | 73.2743 | 70.1951 | 85.7351
|  | 624 | 57.5707 | 59.2697 | 62.2722 | 63.1791 | 73.7903 | 70.9614 | 86.0903
|  | 625 | 57.786 | 59.7734 | 62.7611 | 63.7911 | 74.3109 | 71.6851 | 86.4166
|  | 626 | 58.148 | 60.2693 | 63.2124 | 64.4158 | 74.8021 | 72.381 | 86.7152
|  | 627 | 58.5879 | 60.7503 | 63.6474 | 65.0272 | 75.2858 | 73.0514 | 86.9809
|  | 628 | 59.1293 | 61.1949 | 64.0613 | 65.5661 | 75.7192 | 73.6221 | 87.198
|  | 629 | 59.7309 | 61.6244 | 64.481 | 66.1141 | 76.1148 | 74.1787 | 87.3782
|  | 630 | 60.2666 | 62.06 | 64.8889 | 66.5982 | 76.493 | 74.6573 | 87.538
|  | 631 | 60.6964 | 62.499 | 65.2964 | 67.0855 | 76.8638 | 75.1518 | 87.6959
|  | 632 | 61.0542 | 62.9091 | 65.6843 | 67.5539 | 77.2244 | 75.6673 | 87.8715
|  | 633 | 61.3712 | 63.3153 | 66.0462 | 68.0646 | 77.5835 | 76.227 | 88.0566
|  | 634 | 61.8051 | 63.6722 | 66.4191 | 68.5336 | 77.9459 | 76.8015 | 88.2701
|  | 635 | 62.2709 | 64.1035 | 66.8348 | 69.0372 | 78.2747 | 77.4654 | 88.48
|  | 636 | 62.7551 | 64.6019 | 67.3135 | 69.5371 | 78.6075 | 78.1502 | 88.7027
|  | 637 | 63.1325 | 65.1309 | 67.8439 | 70.0363 | 78.9434 | 78.8079 | 88.9037
|  | 638 | 63.3999 | 65.7197 | 68.4117 | 70.5121 | 79.2749 | 79.5259 | 89.0973
|  | 639 | 63.7015 | 66.3013 | 68.9701 | 70.9884 | 79.6381 | 80.2046 | 89.3205
|  | 640 | 64.0953 | 66.8298 | 69.492 | 71.4869 | 80.0111 | 80.814 | 89.5121
|  | 641 | 64.5967 | 67.3569 | 69.9887 | 72.0293 | 80.4217 | 81.4682 | 89.7016
|  | 642 | 65.2197 | 67.8694 | 70.4657 | 72.6062 | 80.8527 | 82.0972 | 89.9046
|  | 643 | 65.7953 | 68.3585 | 70.924 | 73.178 | 81.2994 | 82.7369 | 90.1406
|  | 644 | 66.3616 | 68.8134 | 71.3584 | 73.7975 | 81.7277 | 83.3534 | 90.3841
|  | 645 | 66.819 | 69.2875 | 71.7826 | 74.4012 | 82.1396 | 83.9631 | 90.6475
|  | 646 | 67.2688 | 69.7159 | 72.2051 | 74.9129 | 82.538 | 84.5607 | 90.9262
|  | 647 | 67.7526 | 70.183 | 72.6376 | 75.4357 | 82.8927 | 85.1375 | 91.1993
|  | 648 | 68.2519 | 70.648 | 73.0804 | 75.8993 | 83.2167 | 85.6636 | 91.4675
|  | 649 | 68.7176 | 71.149 | 73.5347 | 76.3173 | 83.5141 | 86.1227 | 91.7124
|  | 650 | 69.1792 | 71.6668 | 73.9713 | 76.7615 | 83.8011 | 86.603 | 91.9163
|  | 651 | 69.5474 | 72.0961 | 74.386 | 77.1585 | 84.0788 | 86.9663 | 92.1017
|  | 652 | 69.9478 | 72.5423 | 74.7624 | 77.5897 | 84.3738 | 87.3863 | 92.274
|  | 653 | 70.4266 | 72.9524 | 75.1515 | 78.0245 | 84.6753 | 87.7644 | 92.4321
|  | 654 | 70.9652 | 73.3817 | 75.5577 | 78.4843 | 85.0078 | 88.1785 | 92.5888
|  | 655 | 71.4656 | 73.8474 | 76.0134 | 78.9874 | 85.357 | 88.6105 | 92.7673
|  | 656 | 71.9466 | 74.3977 | 76.4975 | 79.5249 | 85.6965 | 89.0804 | 92.9224
|  | 657 | 72.3239 | 74.9564 | 77.023 | 80.0233 | 86.0497 | 89.5113 | 93.0957
|  | 658 | 72.6764 | 75.5116 | 77.5455 | 80.542 | 86.3875 | 89.9287 | 93.2688
|  | 659 | 73.0515 | 76.0488 | 78.0384 | 81.0615 | 86.7045 | 90.3935 | 93.4572
|  | 660 | 73.5049 | 76.566 | 78.4985 | 81.5501 | 87.0249 | 90.8025 | 93.6317
|  | 661 | 74.0452 | 76.9877 | 78.9099 | 82.0419 | 87.3209 | 91.1818 | 93.7946
|  | 662 | 74.6653 | 77.4106 | 79.2982 | 82.5139 | 87.6309 | 91.5238 | 93.9626
|  | 663 | 75.225 | 77.8051 | 79.6599 | 83.0067 | 87.9431 | 91.8724 | 94.1112
|  | 664 | 75.7245 | 78.1755 | 80.0136 | 83.4953 | 88.2862 | 92.1952 | 94.2516
|  | 665 | 76.1876 | 78.5901 | 80.3687 | 84.0437 | 88.6475 | 92.5182 | 94.4112
|  | 666 | 76.6273 | 78.9489 | 80.7126 | 84.5761 | 89.0043 | 92.8121 | 94.5422
|  | 667 | 76.9929 | 79.33 | 81.077 | 85.0918 | 89.3664 | 93.0735 | 94.6794
|  | 668 | 77.387 | 79.7343 | 81.4244 | 85.5836 | 89.6968 | 93.3571 | 94.8075
|  | 669 | 77.7493 | 80.1441 | 81.8271 | 86.0224 | 90.0092 | 93.6364 | 94.9518
|  | 670 | 78.1612 | 80.5863 | 82.2244 | 86.4212 | 90.2964 | 93.8586 | 95.0996
|  | 671 | 78.5637 | 81.0418 | 82.6526 | 86.7515 | 90.5446 | 94.0753 | 95.2485
|  | 672 | 78.8594 | 81.5269 | 83.0724 | 87.0994 | 90.7815 | 94.2681 | 95.3968
|  | 673 | 79.1241 | 81.9632 | 83.4758 | 87.3995 | 91.0242 | 94.4326 | 95.5522
|  | 674 | 79.6161 | 82.4175 | 83.8537 | 87.7352 | 91.2571 | 94.5512 | 95.7005
|  | 675 | 80.0332 | 82.7789 | 84.2044 | 88.0693 | 91.4916 | 94.6371 | 95.8411
|  | 676 | 80.5012 | 83.1526 | 84.5491 | 88.401 | 91.7377 | 94.6954 | 95.9862
|  | 677 | 81.034 | 83.5477 | 84.9048 | 88.7451 | 91.9725 | 94.6891 | 96.1015
|  | 678 | 81.4891 | 83.9675 | 85.3066 | 89.0985 | 92.2192 | 94.7331 | 96.224
|  | 679 | 81.8769 | 84.4491 | 85.7261 | 89.5011 | 92.4586 | 94.7509 | 96.319
|  | 680 | 82.2526 | 84.9554 | 86.1864 | 89.8154 | 92.6921 | 94.7306 | 96.4241
|  | 681 | 82.5854 | 85.4506 | 86.6239 | 90.1976 | 92.9158 | 94.728 | 96.5049
|  | 682 | 82.9333 | 85.9194 | 87.0846 | 90.5239 | 93.1471 | 94.7268 | 96.6047
|  | 683 | 83.33 | 86.3044 | 87.4741 | 90.8386 | 93.3633 | 94.7054 | 96.6754
|  | 684 | 83.8349 | 86.7021 | 87.7914 | 91.1534 | 93.5719 | 94.7313 | 96.7512
|  | 685 | 84.3266 | 87.0153 | 88.0865 | 91.4593 | 93.7722 | 94.777 | 96.8275
|  | 686 | 84.8441 | 87.3112 | 88.3367 | 91.7654 | 93.96 | 94.7947 | 96.876
|  | 687 | 85.2924 | 87.5269 | 88.6048 | 92.0263 | 94.1685 | 94.8191 | 96.9377
|  | 688 | 85.7257 | 87.8534 | 88.8736 | 92.3356 | 94.359 | 94.8775 | 97.0003
|  | 689 | 86.0885 | 88.1592 | 89.1457 | 92.6622 | 94.5511 | 95.0112 | 97.0775
|  | 690 | 86.3458 | 88.4677 | 89.4073 | 92.9056 | 94.7213 | 95.0823 | 97.1041
|  | 691 | 86.527 | 88.7763 | 89.6857 | 93.2578 | 94.9146 | 95.2675 | 97.1703
|  | 692 | 86.8067 | 89.0124 | 89.9511 | 93.5347 | 95.0983 | 95.4234 | 97.2274
|  | 693 | 87.0935 | 89.3247 | 90.2163 | 93.8021 | 95.3041 | 95.6368 | 97.3167
|  | 694 | 87.2944 | 89.6026 | 90.4564 | 94.0701 | 95.4719 | 95.8675 | 97.381
|  | 695 | 87.6814 | 89.8687 | 90.7362 | 94.291 | 95.6342 | 96.0684 | 97.4571
|  | 696 | 88.0087 | 90.1849 | 91.0084 | 94.4704 | 95.7946 | 96.2472 | 97.5343
|  | 697 | 88.3056 | 90.4789 | 91.2835 | 94.6366 | 95.94 | 96.4258 | 97.5998
|  | 698 | 88.5866 | 90.7895 | 91.553 | 94.8832 | 96.0709 | 96.6291 | 97.6654
|  | 699 | 88.7666 | 91.0898 | 91.7963 | 95.0182 | 96.181 | 96.7499 | 97.7346
|  | 700 | 89.0824 | 91.3651 | 92.0451 | 95.1633 | 96.285 | 96.8299 | 97.7925
|  | 701 | 89.3795 | 91.5831 | 92.2634 | 95.2657 | 96.3626 | 96.8996 | 97.849
|  | 702 | 89.6867 | 91.8153 | 92.4773 | 95.3523 | 96.4595 | 96.894 | 97.9069
|  | 703 | 90.0609 | 92.0605 | 92.7151 | 95.412 | 96.5408 | 96.8671 | 97.9565
|  | 704 | 90.3412 | 92.377 | 92.9533 | 95.5376 | 96.617 | 96.8497 | 98.0048
|  | 705 | 90.5656 | 92.6467 | 93.2178 | 95.6312 | 96.6809 | 96.7857 | 98.0481
|  | 706 | 90.8228 | 92.904 | 93.492 | 95.6816 | 96.7649 | 96.7002 | 98.0828
|  | 707 | 91.0911 | 93.2525 | 93.7627 | 95.7639 | 96.8417 | 96.7163 | 98.123
|  | 708 | 91.2138 | 93.5168 | 94.0387 | 95.8656 | 96.9089 | 96.6615 | 98.1556
|  | 709 | 91.4091 | 93.8076 | 94.261 | 95.9365 | 96.9684 | 96.7389 | 98.1828
|  | 710 | 91.7797 | 93.9728 | 94.4851 | 95.9444 | 97.02 | 96.7311 | 98.2103
|  | 711 | 92.0312 | 94.253 | 94.6928 | 96.0704 | 97.1054 | 96.9189 | 98.2725
|  | 712 | 92.3303 | 94.481 | 94.8726 | 96.1513 | 97.1733 | 97.0332 | 98.305
|  | 713 | 92.7212 | 94.6224 | 95.0618 | 96.2492 | 97.2716 | 97.1271 | 98.3585
|  | 714 | 92.9203 | 94.8228 | 95.2262 | 96.3417 | 97.3713 | 97.2266 | 98.402
|  | 715 | 93.199 | 95.0249 | 95.3797 | 96.5308 | 97.4741 | 97.3472 | 98.4051
|  | 716 | 93.4622 | 95.1634 | 95.5279 | 96.6569 | 97.5861 | 97.3387 | 98.4292
|  | 717 | 93.6132 | 95.3059 | 95.6426 | 96.8638 | 97.6928 | 97.3635 | 98.4538
|  | 718 | 93.7935 | 95.38 | 95.7382 | 96.989 | 97.7989 | 97.2874 | 98.4659
|  | 719 | 94.021 | 95.4599 | 95.8332 | 97.1314 | 97.8995 | 97.2754 | 98.4973
|  | 720 | 94.2339 | 95.5037 | 95.9106 | 97.1621 | 97.9061 | 97.2067 | 98.467
|  | 721 | 94.4722 | 95.6139 | 96.0236 | 97.2814 | 98.0157 | 97.2009 | 98.4855
|  | 722 | 94.6759 | 95.7599 | 96.1166 | 97.3783 | 98.0313 | 97.2051 | 98.5214
|  | 723 | 94.7615 | 95.8702 | 96.2005 | 97.4283 | 98.0879 | 97.1595 | 98.5478
|  | 724 | 94.8879 | 95.9964 | 96.3644 | 97.4985 | 98.204 | 97.1586 | 98.5834
|  | 725 | 94.9869 | 96.0722 | 96.44 | 97.5298 | 98.2209 | 97.1338 | 98.6626
|  | 726 | 95.0135 | 96.1553 | 96.4528 | 97.5349 | 98.2049 | 97.1322 | 98.6619
|  | 727 | 95.0909 | 96.224 | 96.5462 | 97.5243 | 98.2489 | 97.0959 | 98.689
|  | 728 | 95.3672 | 96.3071 | 96.6574 | 97.4982 | 98.2891 | 97.0536 | 98.7363
|  | 729 | 95.5523 | 96.4181 | 96.7369 | 97.4768 | 98.296 | 97.0029 | 98.7589
|  | 730 | 95.6727 | 96.5448 | 96.8721 | 97.4672 | 98.3597 | 96.8995 | 98.7737
|  | 731 | 95.8814 | 96.7081 | 97.001 | 97.4809 | 98.3373 | 96.8186 | 98.8142
|  | 732 | 95.8183 | 96.8579 | 97.1502 | 97.5276 | 98.4102 | 96.7181 | 98.8351
|  | 733 | 95.7356 | 97.0184 | 97.2815 | 97.6184 | 98.4712 | 96.6275 | 98.8546
|  | 734 | 95.9068 | 97.1477 | 97.3837 | 97.7276 | 98.5175 | 96.5345 | 98.8206
|  | 735 | 95.9431 | 97.2667 | 97.4913 | 97.838 | 98.5618 | 96.4738 | 98.8021
|  | 736 | 96.0721 | 97.3628 | 97.5657 | 97.9546 | 98.6154 | 96.4432 | 98.8039
|  | 737 | 96.4652 | 97.4717 | 97.7069 | 98.0451 | 98.751 | 96.4559 | 98.8119
|  | 738 | 96.6541 | 97.5376 | 97.8179 | 98.1095 | 98.7957 | 96.4827 | 98.7998
|  | 739 | 96.7706 | 97.6357 | 97.8688 | 98.1431 | 98.7727 | 96.5456 | 98.7766
|  | 740 | 96.9393 | 97.7132 | 97.939 | 98.1679 | 98.8331 | 96.635 | 98.8074
|  | 741 | 97.0364 | 97.7785 | 98.0302 | 98.1671 | 98.8307 | 96.725 | 98.7653
|  | 742 | 97.0957 | 97.8274 | 98.0492 | 98.2188 | 98.8756 | 96.8505 | 98.7868
|  | 743 | 97.1632 | 97.8304 | 98.0287 | 98.2485 | 98.8959 | 96.9604 | 98.7676
|  | 744 | 97.228 | 97.7915 | 98.0089 | 98.287 | 98.9334 | 97.0266 | 98.7206
|  | 745 | 97.3131 | 97.7602 | 98.0092 | 98.3198 | 98.9644 | 97.0942 | 98.7973
|  | 746 | 97.4945 | 97.7153 | 97.9776 | 98.3514 | 98.9822 | 97.1552 | 98.779
|  | 747 | 97.643 | 97.7043 | 98.0033 | 98.362 | 99.0125 | 97.1672 | 98.7786
|  | 748 | 97.6849 | 97.7328 | 97.997 | 98.3627 | 99.0697 | 97.1705 | 98.8085
|  | 749 | 97.7083 | 97.8033 | 98.0803 | 98.343 | 99.0733 | 97.1292 | 98.8065
|  | 750 | 97.7174 | 97.9172 | 98.2102 | 98.3205 | 99.0917 | 97.0622 | 98.8741
|  | 751 | 97.5429 | 98.0459 | 98.3207 | 98.29 | 99.1145 | 96.9596 | 98.9125
|  | 752 | 97.3506 | 98.1931 | 98.4092 | 98.2687 | 99.0614 | 96.8603 | 98.9065
|  | 753 | 97.4219 | 98.3047 | 98.5086 | 98.2313 | 99.1022 | 96.7288 | 98.926
|  | 754 | 97.4737 | 98.3932 | 98.5592 | 98.1897 | 99.0637 | 96.6147 | 98.9455
|  | 755 | 97.4623 | 98.424 | 98.6534 | 98.1218 | 99.0704 | 96.5119 | 98.9718
|  | 756 | 97.5863 | 98.4406 | 98.644 | 98.0233 | 99.046 | 96.3916 | 99.0096
|  | 757 | 97.8718 | 98.4459 | 98.6597 | 97.9225 | 99.0502 | 96.2981 | 99.0437
|  | 758 | 98.0599 | 98.4504 | 98.645 | 97.7948 | 98.9822 | 96.1968 | 99.0252
|  | 759 | 98.174 | 98.4906 | 98.6912 | 97.706 | 98.9499 | 96.1054 | 99.0815
|  | 760 | 98.3106 | 98.5427 | 98.786 | 97.6315 | 98.9618 | 95.9654 | 99.1022
|  | 761 | 98.2565 | 98.6174 | 98.8257 | 97.5861 | 98.9476 | 95.8149 | 99.108
|  | 762 | 98.1856 | 98.7012 | 98.9013 | 97.597 | 98.97 | 95.6475 | 99.1235
|  | 763 | 98.2991 | 98.7564 | 98.9241 | 97.6404 | 98.9462 | 95.473 | 99.0623
|  | 764 | 98.4054 | 98.7701 | 98.9747 | 97.7143 | 99.0149 | 95.3046 | 99.1027
|  | 765 | 98.258 | 98.7434 | 98.9122 | 97.7911 | 99.0431 | 95.1393 | 99.0612
|  | 766 | 98.2188 | 98.7201 | 98.9061 | 97.8885 | 99.0667 | 95.045 | 99.0587
|  | 767 | 98.4033 | 98.6943 | 98.9101 | 97.9478 | 99.1004 | 95.0077 | 99.0706
|  | 768 | 98.6614 | 98.6851 | 98.8902 | 98.0131 | 99.132 | 95.0139 | 99.0791
|  | 769 | 98.7514 | 98.6916 | 98.8994 | 98.0699 | 99.1626 | 95.0702 | 99.0587
|  | 770 | 98.7515 | 98.6899 | 98.8923 | 98.1187 | 99.1497 | 95.1491 | 99.0703
|  | 771 | 98.6388 | 98.657 | 98.8778 | 98.1775 | 99.1963 | 95.22 | 99.1008
|  | 772 | 98.5018 | 98.5831 | 98.8286 | 98.2312 | 99.2081 | 95.2869 | 99.1196
|  | 773 | 98.4286 | 98.4805 | 98.7452 | 98.2785 | 99.2102 | 95.3384 | 99.1031
|  | 774 | 98.4684 | 98.3573 | 98.6596 | 98.3486 | 99.2501 | 95.3853 | 99.1418
|  | 775 | 98.5418 | 98.2095 | 98.502 | 98.3736 | 99.2192 | 95.411 | 99.1451
|  | 776 | 98.654 | 98.0763 | 98.4038 | 98.3824 | 99.2455 | 95.4049 | 99.1693
|  | 777 | 98.6451 | 97.9833 | 98.3524 | 98.3729 | 99.2597 | 95.3892 | 99.1623
|  | 778 | 98.5436 | 97.9309 | 98.3141 | 98.3391 | 99.2265 | 95.3681 | 99.1873
|  | 779 | 98.4043 | 97.9542 | 98.3038 | 98.295 | 99.2274 | 95.3866 | 99.1571
|  | 780 | 98.342 | 97.9942 | 98.374 | 98.238 | 99.21 | 95.3842 | 99.1885
|  | 781 | 98.1201 | 98.0935 | 98.4447 | 98.21 | 99.2424 | 95.43 | 99.1854
|  | 782 | 97.8676 | 98.1627 | 98.5276 | 98.1619 | 99.242 | 95.4519 | 99.2169
|  | 783 | 97.6468 | 98.2161 | 98.5794 | 98.1087 | 99.2121 | 95.474 | 99.1872
|  | 784 | 97.6247 | 98.2541 | 98.6016 | 98.063 | 99.1917 | 95.5075 | 99.1911
|  | 785 | 97.6975 | 98.2496 | 98.6098 | 97.9884 | 99.1425 | 95.5296 | 99.1774
|  | 786 | 97.7258 | 98.2613 | 98.6314 | 97.899 | 99.1017 | 95.5773 | 99.1966
|  | 787 | 97.8614 | 98.2635 | 98.6646 | 97.7508 | 99.0196 | 95.6213 | 99.1438
|  | 788 | 98.2061 | 98.2985 | 98.6848 | 97.5794 | 98.9692 | 95.6709 | 99.1594
|  | 789 | 98.2642 | 98.3536 | 98.7204 | 97.4028 | 98.8912 | 95.7196 | 99.1369
|  | 790 | 98.0852 | 98.4532 | 98.8086 | 97.2309 | 98.8313 | 95.7779 | 99.0922
|  | 791 | 98.0084 | 98.5847 | 98.8657 | 97.1201 | 98.798 | 95.8479 | 99.078
|  | 792 | 98.138 | 98.6939 | 98.9811 | 97.0423 | 98.7912 | 95.9011 | 99.1108
|  | 793 | 98.0451 | 98.7807 | 99.0449 | 97.0244 | 98.8171 | 95.9219 | 99.1263
|  | 794 | 97.9543 | 98.8275 | 99.0684 | 97.0652 | 98.8102 | 95.9256 | 99.0802
|  | 795 | 98.0398 | 98.8098 | 99.0515 | 97.1241 | 98.8491 | 95.8905 | 99.1317
|  | 796 | 98.2455 | 98.772 | 99.0308 | 97.2164 | 98.8942 | 95.829 | 99.1235
|  | 797 | 98.3139 | 98.7081 | 98.9928 | 97.2783 | 98.9338 | 95.7366 | 99.1312
|  | 798 | 98.4267 | 98.685 | 98.9778 | 97.3448 | 98.9518 | 95.6586 | 99.1368
|  | 799 | 98.6876 | 98.6623 | 98.9821 | 97.3389 | 98.979 | 95.5761 | 99.1507
|  | 800 | 98.8205 | 98.6786 | 98.9599 | 97.3144 | 98.9351 | 95.5075 | 99.1079
|  | 801 | 98.7452 | 98.7055 | 99.0012 | 97.2869 | 98.963 | 95.4957 | 99.1466
|  | 802 | 98.6855 | 98.684 | 98.9957 | 97.2313 | 98.9104 | 95.4667 | 99.1094
|  | 803 | 98.5453 | 98.6539 | 98.9273 | 97.2028 | 98.8924 | 95.4835 | 99.1081
|  | 804 | 98.2418 | 98.5596 | 98.8238 | 97.1915 | 98.8785 | 95.4914 | 99.1055
|  | 805 | 98.1774 | 98.4199 | 98.7193 | 97.216 | 98.9309 | 95.502 | 99.142
|  | 806 | 98.5053 | 98.2339 | 98.5824 | 97.2473 | 98.9524 | 95.503 | 99.1159
|  | 807 | 98.6345 | 98.0033 | 98.3968 | 97.2716 | 98.9491 | 95.4909 | 99.1456
|  | 808 | 98.6152 | 97.8174 | 98.217 | 97.3067 | 98.9637 | 95.4572 | 99.1297
|  | 809 | 98.6469 | 97.6697 | 98.1518 | 97.3212 | 98.9646 | 95.4054 | 99.1795
|  | 810 | 98.6154 | 97.606 | 98.0663 | 97.3176 | 98.9338 | 95.3331 | 99.14
|  | 811 | 98.4262 | 97.6184 | 98.1033 | 97.3073 | 98.9333 | 95.2737 | 99.15
|  | 812 | 98.2321 | 97.7166 | 98.1629 | 97.3135 | 98.9298 | 95.233 | 99.1558
|  | 813 | 98.0325 | 97.8369 | 98.3201 | 97.2987 | 98.9524 | 95.1842 | 99.1992
|  | 814 | 97.7799 | 97.957 | 98.3875 | 97.3131 | 98.966 | 95.1527 | 99.1919
|  | 815 | 97.491 | 98.0246 | 98.4168 | 97.3417 | 98.9218 | 95.1204 | 99.1746
|  | 816 | 97.2292 | 98.0503 | 98.4758 | 97.3803 | 98.9536 | 95.0702 | 99.2175
|  | 817 | 97.1962 | 98.0528 | 98.4176 | 97.4719 | 99.0177 | 95.0541 | 99.2168
|  | 818 | 97.465 | 97.9797 | 98.3667 | 97.5313 | 99.0332 | 94.9936 | 99.2129
|  | 819 | 97.735 | 97.8909 | 98.3324 | 97.5805 | 99.084 | 94.9435 | 99.2316
|  | 820 | 97.8551 | 97.8168 | 98.2773 | 97.5949 | 99.0655 | 94.912 | 99.2278
|  | 821 | 98.0698 | 97.763 | 98.2112 | 97.5835 | 99.1042 | 94.8757 | 99.2311
|  | 822 | 98.2679 | 97.7345 | 98.2201 | 97.5202 | 99.1064 | 94.8589 | 99.2369
|  | 823 | 98.0905 | 97.7634 | 98.2168 | 97.4498 | 99.0369 | 94.8646 | 99.1995
|  | 824 | 97.7976 | 97.8127 | 98.322 | 97.364 | 99.0239 | 94.8648 | 99.2354
|  | 825 | 97.7446 | 97.9095 | 98.3703 | 97.2828 | 99.0444 | 94.921 | 99.2739
|  | 826 | 97.8255 | 97.9772 | 98.3743 | 97.216 | 98.9701 | 94.9712 | 99.2078
|  | 827 | 97.5913 | 98.0079 | 98.413 | 97.1976 | 98.9776 | 95.0455 | 99.2493
|  | 828 | 97.3461 | 97.9984 | 98.4078 | 97.2166 | 99.0009 | 95.1314 | 99.2199
|  | 829 | 97.4166 | 97.9638 | 98.3688 | 97.2541 | 98.9987 | 95.2009 | 99.237
|  | 830 | 97.655 | 97.8929 | 98.3261 | 97.3108 | 99.0604 | 95.2341 | 99.2786
|  | 831 | 97.6917 | 97.8348 | 98.2511 | 97.3675 | 99.0545 | 95.2487 | 99.2579
|  | 832 | 97.7386 | 97.8163 | 98.2608 | 97.4404 | 99.0845 | 95.2374 | 99.2747
|  | 833 | 97.979 | 97.8458 | 98.2792 | 97.4871 | 99.1255 | 95.244 | 99.2792
|  | 834 | 98.0653 | 97.9072 | 98.3069 | 97.4885 | 99.0738 | 95.2411 | 99.2155
|  | 835 | 97.9543 | 98.0036 | 98.3952 | 97.5023 | 99.0801 | 95.2685 | 99.2297
|  | 836 | 97.912 | 98.0841 | 98.4665 | 97.4616 | 99.086 | 95.2926 | 99.2274
|  | 837 | 97.706 | 98.1537 | 98.5722 | 97.4032 | 99.0982 | 95.3491 | 99.218
|  | 838 | 97.4211 | 98.223 | 98.5869 | 97.3786 | 99.0399 | 95.3867 | 99.2005
|  | 839 | 97.4531 | 98.2216 | 98.589 | 97.3547 | 99.078 | 95.4593 | 99.1964
|  | 840 | 97.7341 | 98.1687 | 98.5418 | 97.3583 | 99.0456 | 95.5372 | 99.1614
|  | 841 | 97.7988 | 98.0891 | 98.5001 | 97.3697 | 99.0707 | 95.6157 | 99.176
|  | 842 | 97.7682 | 97.969 | 98.3734 | 97.3983 | 99.0534 | 95.6972 | 99.1466
|  | 843 | 97.8542 | 97.8231 | 98.2443 | 97.4117 | 99.0376 | 95.7688 | 99.1239
|  | 844 | 98.1564 | 97.7021 | 98.1245 | 97.4434 | 99.0215 | 95.8337 | 99.1069
|  | 845 | 98.1763 | 97.6121 | 98.0652 | 97.422 | 99.02 | 95.872 | 99.086
|  | 846 | 98.0797 | 97.6112 | 98.0894 | 97.4045 | 99.0045 | 95.8843 | 99.0854
|  | 847 | 98.1632 | 97.6498 | 98.139 | 97.358 | 98.9913 | 95.8836 | 99.0782
|  | 848 | 98.1769 | 97.7535 | 98.2089 | 97.3222 | 98.9524 | 95.9056 | 99.028
|  | 849 | 97.7455 | 97.8728 | 98.294 | 97.2938 | 98.9594 | 95.9588 | 99.0076
|  | 850 | 97.486 | 97.9593 | 98.3803 | 97.2559 | 98.9404 | 95.9899 | 98.9661
|  | 851 | 97.5539 | 98.0223 | 98.4337 | 97.2261 | 98.9689 | 96.0333 | 98.9307
|  | 852 | 97.4269 | 98.0589 | 98.4664 | 97.2375 | 98.9547 | 96.0603 | 98.9005
|  | 853 | 97.0596 | 98.0622 | 98.4672 | 97.2685 | 98.9752 | 96.0638 | 98.89
|  | 854 | 97.1249 | 98.0298 | 98.4428 | 97.3177 | 98.9988 | 96.0605 | 98.8595
|  | 855 | 97.6394 | 97.9728 | 98.4027 | 97.3766 | 99.0285 | 96.0359 | 98.8561
|  | 856 | 97.9098 | 97.9206 | 98.3571 | 97.4274 | 99.0707 | 96.001 | 98.8734
|  | 857 | 97.8134 | 97.8524 | 98.2927 | 97.4447 | 99.0627 | 95.9318 | 98.8635
|  | 858 | 97.7453 | 97.8171 | 98.2481 | 97.4539 | 99.051 | 95.8556 | 98.8681
|  | 859 | 97.9345 | 97.8287 | 98.2682 | 97.4366 | 99.0456 | 95.7863 | 98.8753
|  | 860 | 97.9921 | 97.8721 | 98.3044 | 97.3883 | 99.0443 | 95.7115 | 98.8728
|  | 861 | 97.8419 | 97.9443 | 98.3793 | 97.3485 | 99.0373 | 95.6432 | 98.9187
|  | 862 | 97.8229 | 98.0371 | 98.45 | 97.3082 | 99.0033 | 95.5804 | 98.9529
|  | 863 | 97.838 | 98.11 | 98.4973 | 97.2706 | 98.998 | 95.5356 | 98.9537
|  | 864 | 97.8387 | 98.1612 | 98.5315 | 97.265 | 98.9896 | 95.5206 | 98.974
|  | 865 | 97.8414 | 98.1731 | 98.5163 | 97.2948 | 98.9981 | 95.5226 | 98.9906
|  | 866 | 97.8478 | 98.115 | 98.505 | 97.3317 | 99.0225 | 95.518 | 98.9769
|  | 867 | 97.8701 | 98.05 | 98.4373 | 97.4105 | 99.065 | 95.5031 | 98.9746
|  | 868 | 97.8958 | 97.9835 | 98.3647 | 97.4716 | 99.0757 | 95.4611 | 98.9533
|  | 869 | 97.9254 | 97.9308 | 98.3426 | 97.5645 | 99.1034 | 95.3897 | 98.9452
|  | 870 | 97.971 | 97.9114 | 98.3288 | 97.6428 | 99.1322 | 95.2853 | 98.9608
|  | 871 | 98.0089 | 97.922 | 98.3372 | 97.7106 | 99.1449 | 95.1977 | 98.9582
|  | 872 | 97.9819 | 97.9578 | 98.3787 | 97.7593 | 99.1633 | 95.1048 | 98.9687
|  | 873 | 97.9548 | 97.9932 | 98.4019 | 97.766 | 99.166 | 95.0329 | 98.9659
|  | 874 | 97.9323 | 98.036 | 98.4393 | 97.7547 | 99.15 | 94.9506 | 98.9456
|  | 875 | 97.9038 | 98.0899 | 98.4892 | 97.7631 | 99.1549 | 94.918 | 98.9301
|  | 876 | 97.8881 | 98.1347 | 98.5235 | 97.7649 | 99.1499 | 94.9035 | 98.9178
|  | 877 | 97.8982 | 98.1806 | 98.5463 | 97.794 | 99.1247 | 94.9312 | 98.8999
|  | 878 | 97.9197 | 98.1572 | 98.5458 | 97.8156 | 99.1256 | 94.9629 | 98.8997
|  | 879 | 97.9212 | 98.1145 | 98.4971 | 97.8594 | 99.0929 | 95.0312 | 98.8668
|  | 880 | 97.9266 | 98.04 | 98.4275 | 97.913 | 99.0897 | 95.1206 | 98.8727
|  | 881 | 97.9735 | 97.9447 | 98.3515 | 97.9651 | 99.1056 | 95.2076 | 98.8737
|  | 882 | 98.0367 | 97.8467 | 98.2675 | 98.0376 | 99.1021 | 95.2893 | 98.845
|  | 883 | 98.041 | 97.7784 | 98.2238 | 98.0942 | 99.1271 | 95.3367 | 98.8329
|  | 884 | 98.0555 | 97.7574 | 98.2077 | 98.1313 | 99.1192 | 95.3671 | 98.8234
|  | 885 | 98.0376 | 97.7926 | 98.2306 | 98.154 | 99.1307 | 95.3607 | 98.8256
|  | 886 | 97.975 | 97.8606 | 98.2992 | 98.1612 | 99.1506 | 95.3345 | 98.8194
|  | 887 | 97.9324 | 97.9549 | 98.3778 | 98.1659 | 99.1569 | 95.3059 | 98.8182
|  | 888 | 97.8672 | 98.0339 | 98.4484 | 98.161 | 99.1734 | 95.2862 | 98.8071
|  | 889 | 97.7941 | 98.1077 | 98.5168 | 98.1423 | 99.1966 | 95.2955 | 98.8021
|  | 890 | 97.7555 | 98.171 | 98.5614 | 98.121 | 99.19 | 95.3548 | 98.7707
|  | 891 | 97.7461 | 98.2176 | 98.5685 | 98.118 | 99.1823 | 95.4307 | 98.7134
|  | 892 | 97.74 | 98.2384 | 98.5821 | 98.1047 | 99.1874 | 95.5139 | 98.6594
|  | 893 | 97.7957 | 98.2244 | 98.584 | 98.1108 | 99.1935 | 95.5778 | 98.5922
|  | 894 | 97.8749 | 98.2065 | 98.5646 | 98.1348 | 99.1918 | 95.6353 | 98.5298
|  | 895 | 97.9464 | 98.1617 | 98.5362 | 98.1325 | 99.2051 | 95.6621 | 98.476
|  | 896 | 98.0158 | 98.1305 | 98.4968 | 98.1272 | 99.163 | 95.6897 | 98.4092
|  | 897 | 98.0522 | 98.1197 | 98.479 | 98.1104 | 99.1333 | 95.6936 | 98.3303
|  | 898 | 98.104 | 98.1115 | 98.4792 | 98.0495 | 99.1084 | 95.6648 | 98.2651
|  | 899 | 98.155 | 98.1326 | 98.4842 | 97.9783 | 99.0762 | 95.5902 | 98.1957
|  | 900 | 98.1399 | 98.1833 | 98.5101 | 97.8986 | 99.0455 | 95.4671 | 98.1261
|  | 901 | 98.1113 | 98.2644 | 98.5549 | 97.8029 | 99.0129 | 95.3009 | 98.0569
|  | 902 | 98.0747 | 98.3881 | 98.6513 | 97.7451 | 98.9773 | 95.1402 | 98.0206
|  | 903 | 98.053 | 98.5083 | 98.7409 | 97.6602 | 98.9685 | 94.9683 | 97.9787
|  | 904 | 98.0128 | 98.612 | 98.8543 | 97.6026 | 98.9711 | 94.78 | 97.9674
|  | 905 | 97.9832 | 98.7021 | 98.9335 | 97.5819 | 98.9778 | 94.6141 | 97.9407
|  | 906 | 98.0081 | 98.7638 | 98.9741 | 97.5759 | 98.9969 | 94.4732 | 97.924
|  | 907 | 98.0733 | 98.7836 | 98.9812 | 97.6086 | 99.0064 | 94.3392 | 97.8648
|  | 908 | 98.1587 | 98.7798 | 98.987 | 97.6618 | 99.0358 | 94.2156 | 97.8372
|  | 909 | 98.2447 | 98.7642 | 98.9888 | 97.7161 | 99.0568 | 94.0805 | 97.8022
|  | 910 | 98.3501 | 98.7425 | 98.9781 | 97.7623 | 99.0729 | 93.91 | 97.7503
|  | 911 | 98.4587 | 98.7402 | 98.9652 | 97.8058 | 99.0756 | 93.6994 | 97.6961
|  | 912 | 98.5845 | 98.7463 | 98.9651 | 97.8362 | 99.0691 | 93.4776 | 97.6553
|  | 913 | 98.6724 | 98.749 | 98.9766 | 97.845 | 99.0649 | 93.2644 | 97.6223
|  | 914 | 98.7119 | 98.7656 | 99.0133 | 97.8264 | 99.0694 | 93.0717 | 97.6338
|  | 915 | 98.753 | 98.8036 | 99.0293 | 97.7819 | 99.0459 | 92.9339 | 97.6172
|  | 916 | 98.7211 | 98.8284 | 99.0472 | 97.7281 | 99.0259 | 92.8168 | 97.608
|  | 917 | 98.6586 | 98.855 | 99.0442 | 97.682 | 99.017 | 92.7334 | 97.6033
|  | 918 | 98.6509 | 98.8555 | 99.038 | 97.6431 | 99.0161 | 92.663 | 97.5636
|  | 919 | 98.699 | 98.8117 | 98.9921 | 97.6491 | 99.0152 | 92.6141 | 97.5106
|  | 920 | 98.7259 | 98.7409 | 98.952 | 97.659 | 99.0255 | 92.587 | 97.4796
|  | 921 | 98.7019 | 98.6648 | 98.8728 | 97.6983 | 99.0076 | 92.5847 | 97.4224
|  | 922 | 98.7045 | 98.5681 | 98.8071 | 97.7355 | 99.0023 | 92.5685 | 97.3488
|  | 923 | 98.7451 | 98.5089 | 98.7611 | 97.8117 | 99.0077 | 92.5315 | 97.2426
|  | 924 | 98.7864 | 98.4735 | 98.7275 | 97.9053 | 99.0055 | 92.4519 | 97.0835
|  | 925 | 98.8286 | 98.4416 | 98.7135 | 97.9868 | 99.0132 | 92.2971 | 96.9022
|  | 926 | 98.8599 | 98.4268 | 98.7225 | 98.0566 | 99.0164 | 92.0487 | 96.7292
|  | 927 | 98.8424 | 98.4347 | 98.7497 | 98.086 | 99.0063 | 91.7652 | 96.5478
|  | 928 | 98.7808 | 98.4657 | 98.7549 | 98.0875 | 98.9606 | 91.4754 | 96.3827
|  | 929 | 98.6959 | 98.5038 | 98.781 | 98.0622 | 98.9128 | 91.1721 | 96.2512
|  | 930 | 98.5859 | 98.5451 | 98.826 | 98.0362 | 98.8966 | 90.9115 | 96.1494
|  | 931 | 98.4951 | 98.5637 | 98.8548 | 97.9896 | 98.8729 | 90.7114 | 96.0686
|  | 932 | 98.4328 | 98.5923 | 98.8679 | 97.9236 | 98.8423 | 90.5509 | 96.0137
|  | 933 | 98.4224 | 98.616 | 98.876 | 97.8576 | 98.8066 | 90.4457 | 95.93
|  | 934 | 98.4727 | 98.6209 | 98.8602 | 97.7874 | 98.7535 | 90.3155 | 95.8186
|  | 935 | 98.5071 | 98.603 | 98.8412 | 97.7326 | 98.7133 | 90.0116 | 95.6406
|  | 936 | 98.5344 | 98.55 | 98.7957 | 97.6984 | 98.6876 | 89.2545 | 95.35
|  | 937 | 98.5951 | 98.4527 | 98.7304 | 97.6788 | 98.6716 | 87.7954 | 94.9584
|  | 938 | 98.6227 | 98.3536 | 98.6374 | 97.6579 | 98.6376 | 85.1534 | 94.4169
|  | 939 | 98.6238 | 98.2528 | 98.5637 | 97.6284 | 98.5909 | 81.0931 | 93.7286
|  | 940 | 98.6336 | 98.2119 | 98.5165 | 97.5794 | 98.4984 | 75.9206 | 92.8946
|  | 941 | 98.6494 | 98.2009 | 98.5188 | 97.494 | 98.4285 | 69.6086 | 91.8704
|  | 942 | 98.6568 | 98.2298 | 98.5531 | 97.36 | 98.3489 | 62.4007 | 90.3924
|  | 943 | 98.6243 | 98.287 | 98.6046 | 97.2362 | 98.2714 | 54.7816 | 88.0063
|  | 944 | 98.5547 | 98.3667 | 98.6541 | 97.1292 | 98.2107 | 47.1737 | 84.4291
|  | 945 | 98.5004 | 98.4566 | 98.706 | 97.0115 | 98.168 | 39.1517 | 79.12
|  | 946 | 98.4566 | 98.5407 | 98.7851 | 96.92 | 98.1559 | 31.4501 | 72.5145
|  | 947 | 98.3777 | 98.611 | 98.8314 | 96.8313 | 98.1222 | 24.2752 | 65.1524
|  | 948 | 98.2565 | 98.6668 | 98.8722 | 96.7668 | 98.1018 | 17.3851 | 57.004
|  | 949 | 98.1744 | 98.723 | 98.9086 | 96.7384 | 98.1188 | 11.4742 | 48.7686
|  | 950 | 98.1993 | 98.7455 | 98.8842 | 96.7478 | 98.1267 | 6.8988 | 40.7727
|  | 951 | 98.3402 | 98.7395 | 98.8778 | 96.7883 | 98.147 | 3.5987 | 32.7462
|  | 952 | 98.5257 | 98.7011 | 98.8724 | 96.8254 | 98.1745 | 1.573 | 24.8407
|  | 953 | 98.6716 | 98.6586 | 98.8405 | 96.8452 | 98.1631 | 0.59989 | 17.88
|  | 954 | 98.7282 | 98.6249 | 98.8082 | 96.8267 | 98.1054 | 0.18777 | 11.6376
|  | 955 | 98.7472 | 98.5831 | 98.788 | 96.7712 | 98.0204 | 0.06287 | 6.6422
|  | 956 | 98.7699 | 98.572 | 98.7703 | 96.7223 | 97.9213 | 0.03896 | 3.346
|  | 957 | 98.8043 | 98.5525 | 98.7551 | 96.6158 | 97.8192 | 0.03533 | 1.3325
|  | 958 | 98.8173 | 98.5551 | 98.7701 | 96.4923 | 97.7265 | 0.03441 | 0.39469
|  | 959 | 98.8213 | 98.566 | 98.7682 | 96.342 | 97.6198 | 0.0336 | 0.09906
|  | 960 | 98.7843 | 98.6041 | 98.784 | 96.1903 | 97.5236 | 0.03324 | 0.04822
|  | 961 | 98.7179 | 98.6445 | 98.8154 | 96.055 | 97.4334 | 0.03379 | 0.04285
|  | 962 | 98.6182 | 98.668 | 98.8063 | 95.9292 | 97.3949 | 0.03363 | 0.0421
|  | 963 | 98.5771 | 98.6262 | 98.7629 | 95.819 | 97.3662 | 0.03322 | 0.04112
|  | 964 | 98.6336 | 98.5337 | 98.6835 | 95.7114 | 97.3206 | 0.03368 | 0.04143
|  | 965 | 98.6996 | 98.4096 | 98.563 | 95.6109 | 97.2182 | 0.03389 | 0.04218
|  | 966 | 98.6905 | 98.3052 | 98.4495 | 95.4606 | 97.0441 | 0.03329 | 0.04225
|  | 967 | 98.6756 | 98.2033 | 98.3725 | 95.0846 | 96.7884 | 0.03335 | 0.04155
|  | 968 | 98.6861 | 98.1421 | 98.3258 | 94.1751 | 96.4309 | 0.03371 | 0.04511
|  | 969 | 98.72 | 98.1015 | 98.3181 | 92.3021 | 95.928 | 0.03327 | 0.05776
|  | 970 | 98.749 | 98.0754 | 98.3277 | 88.8801 | 95.0916 | 0.03378 | 0.11481
|  | 971 | 98.7923 | 98.0874 | 98.3469 | 83.6357 | 93.5477 | 0.03403 | 0.37634
|  | 972 | 98.8075 | 98.0935 | 98.347 | 77.0488 | 90.9839 | 0.03379 | 1.0229
|  | 973 | 98.7481 | 98.0967 | 98.3683 | 68.8757 | 86.795 | 0.03466 | 2.3078
|  | 974 | 98.602 | 98.1175 | 98.3778 | 59.7172 | 80.7444 | 0.03543 | 4.5038
|  | 975 | 98.3661 | 98.1129 | 98.3788 | 50.4765 | 73.3332 | 0.03662 | 7.5758
|  | 976 | 98.1845 | 98.1034 | 98.3514 | 40.6475 | 64.2689 | 0.03831 | 11.8159
|  | 977 | 98.1355 | 98.0714 | 98.304 | 30.9862 | 54.3781 | 0.04014 | 17.0561
|  | 978 | 98.2839 | 98.0252 | 98.2442 | 22.3528 | 44.5709 | 0.04309 | 22.8114
|  | 979 | 98.4137 | 97.9594 | 98.1862 | 14.7035 | 34.6606 | 0.04964 | 29.1819
|  | 980 | 98.3971 | 97.8909 | 98.1233 | 8.586 | 25.2001 | 0.07699 | 35.9591
|  | 981 | 98.3262 | 97.8147 | 98.0411 | 4.3725 | 16.8661 | 0.19938 | 42.9231
|  | 982 | 98.3512 | 97.7218 | 97.9807 | 1.8818 | 10.1477 | 0.59718 | 49.9808
|  | 983 | 98.4512 | 97.6169 | 97.8973 | 0.60653 | 5.1794 | 1.5983 | 57.404
|  | 984 | 98.5361 | 97.4902 | 97.7953 | 0.14986 | 2.2354 | 3.5481 | 64.5551
|  | 985 | 98.4858 | 97.3443 | 97.7069 | 0.03875 | 0.76406 | 6.702 | 71.3257
|  | 986 | 98.4092 | 97.1748 | 97.5854 | 0.01991 | 0.18199 | 11.3857 | 77.8234
|  | 987 | 98.3459 | 96.9453 | 97.4046 | 0.01726 | 0.04339 | 17.3694 | 83.4232
|  | 988 | 98.2261 | 96.7241 | 97.1781 | 0.01677 | 0.02468 | 24.1545 | 87.9011
|  | 989 | 98.0126 | 96.4587 | 96.9021 | 0.01633 | 0.02302 | 31.8573 | 91.5447
|  | 990 | 97.8722 | 96.138 | 96.5632 | 0.01619 | 0.02062 | 40.0355 | 94.1428
|  | 991 | 97.9498 | 95.5717 | 96.1578 | 0.01605 | 0.02082 | 47.9216 | 95.7817
|  | 992 | 98.0738 | 94.1552 | 95.358 | 0.01642 | 0.02096 | 56.0861 | 96.8827
|  | 993 | 98.0246 | 90.9856 | 93.3995 | 0.01612 | 0.02039 | 64.1102 | 97.5386
|  | 994 | 97.8555 | 85.5091 | 89.5944 | 0.01625 | 0.02023 | 71.3742 | 97.9178
|  | 995 | 97.7628 | 76.5895 | 82.7333 | 0.01652 | 0.02107 | 78.1653 | 98.1569
|  | 996 | 97.9506 | 64.346 | 72.2773 | 0.01596 | 0.02006 | 83.8125 | 98.2856
|  | 997 | 98.1895 | 50.7641 | 59.5204 | 0.01621 | 0.01977 | 87.809 | 98.3367
|  | 998 | 98.0702 | 36.5344 | 45.0265 | 0.01598 | 0.01972 | 90.5392 | 98.3786
|  | 999 | 97.5345 | 23.4835 | 30.7323 | 0.01611 | 0.02044 | 92.1492 | 98.4341
|  | 1000 | 96.9473 | 13.4296 | 18.7741 | 0.01604 | 0.02005 | 92.9714 | 98.5127
|  | 1001 | 96.6204 | 6.54 | 9.8946 | 0.01626 | 0.02083 | 93.3652 | 98.5747
|  | 1002 | 96.3205 | 2.5109 | 4.2485 | 0.0166 | 0.02138 | 93.5543 | 98.6437
|  | 1003 | 95.3996 | 0.72226 | 1.4278 | 0.01665 | 0.02168 | 93.6993 | 98.7106
|  | 1004 | 93.4956 | 0.15416 | 0.35287 | 0.01634 | 0.02553 | 93.7884 | 98.7643
|  | 1005 | 88.5994 | 0.03392 | 0.06847 | 0.0167 | 0.04606 | 93.8382 | 98.8247
|  | 1006 | 77.0045 | 0.01638 | 0.02405 | 0.01652 | 0.14826 | 93.8367 | 98.8702
|  | 1007 | 55.3862 | 0.01353 | 0.01781 | 0.01713 | 0.50325 | 93.7913 | 98.9189
|  | 1008 | 31.4527 | 0.01228 | 0.01611 | 0.01781 | 1.3425 | 93.7276 | 98.9395
|  | 1009 | 12.8308 | 0.01166 | 0.01536 | 0.01968 | 2.9823 | 93.6533 | 98.9413
|  | 1010 | 6.0521 | 0.01153 | 0.01492 | 0.02926 | 5.6144 | 93.5964 | 98.946
|  | 1011 | 1.2888 | 0.01152 | 0.01474 | 0.08007 | 9.5595 | 93.5363 | 98.9488
|  | 1012 | 0.2646 | 0.01123 | 0.01438 | 0.30009 | 14.8751 | 93.5221 | 98.9645
|  | 1013 | 0.09759 | 0.01161 | 0.0146 | 0.86425 | 20.9603 | 93.5389 | 98.9809
|  | 1014 | 0.05623 | 0.01146 | 0.01457 | 2.242 | 28.3196 | 93.588 | 98.9911
|  | 1015 | 0.05808 | 0.01175 | 0.01482 | 4.8821 | 36.3043 | 93.6339 | 99.0081
|  | 1016 | 0.02136 | 0.01153 | 0.01501 | 8.8607 | 44.2411 | 93.6878 | 99.0097
|  | 1017 | 0.00766 | 0.01153 | 0.01494 | 14.6496 | 52.623 | 93.7461 | 99.0216
|  | 1018 | 0.00595 | 0.01107 | 0.01389 | 22.068 | 61.1093 | 93.8172 | 99.0346
|  | 1019 | 0.000545 | 0.01207 | 0.01506 | 30.4221 | 69.0147 | 93.8685 | 99.0551
|  | 1020 | 0.000458 | 0.01141 | 0.01486 | 39.6636 | 76.3479 | 93.8866 | 99.0775
|  | 1021 | 0.0004127 | 0.0119 | 0.01502 | 49.709 | 82.8787 | 93.8586 | 99.0955
|  | 1022 | 0.00042992 | 0.01198 | 0.01482 | 59.2884 | 87.9103 | 93.8239 | 99.1181
|  | 1023 | 0.00042826 | 0.01184 | 0.01514 | 68.2151 | 91.5469 | 93.7727 | 99.1148
|  | 1024 | 0.00026297 | 0.01174 | 0.01504 | 76.4696 | 94.0528 | 93.7355 | 99.1123
|  | 1025 | 0.00019267 | 0.01206 | 0.01446 | 83.1677 | 95.6034 | 93.6782 | 99.0983
|  | 1026 | 0.00017105 | 0.0119 | 0.01504 | 88.1937 | 96.4468 | 93.5853 | 99.0972
|  | 1027 | 9.253e-05 | 0.01155 | 0.01503 | 91.6935 | 96.851 | 93.4669 | 99.0816
|  | 1028 | 6.0313e-05 | 0.01159 | 0.01586 | 93.7507 | 97.0417 | 93.3256 | 99.094
|  | 1029 | 6.8022e-05 | 0.01198 | 0.01544 | 94.7478 | 97.093 | 93.2186 | 99.0958
|  | 1030 | 6.1941e-05 | 0.01229 | 0.01676 | 95.1289 | 97.118 | 93.1362 | 99.0868
|  | 1031 | 6.6363e-05 | 0.01355 | 0.02024 | 95.2332 | 97.1747 | 93.0853 | 99.0627
|  | 1032 | 8.2367e-05 | 0.01417 | 0.04116 | 95.2648 | 97.323 | 93.0553 | 99.0703
|  | 1033 | 9.8351e-05 | 0.02035 | 0.19267 | 95.3334 | 97.5012 | 93.0488 | 99.0589
|  | 1034 | 0.00017026 | 0.0724 | 0.70808 | 95.4975 | 97.6715 | 93.0747 | 99.0647
|  | 1035 | 0.00017598 | 0.31633 | 1.8444 | 95.7169 | 97.813 | 93.1325 | 99.0638
|  | 1036 | 0.00019734 | 1.0347 | 4.2725 | 95.9567 | 97.9464 | 93.203 | 99.0655
|  | 1037 | 0.00023331 | 2.7457 | 8.5241 | 96.1872 | 98.0725 | 93.2627 | 99.0554
|  | 1038 | 0.00027756 | 6.0948 | 14.7474 | 96.3586 | 98.1859 | 93.3145 | 99.063
|  | 1039 | 0.00039522 | 11.7492 | 23.3076 | 96.5114 | 98.2941 | 93.382 | 99.0635
|  | 1040 | 0.000477 | 20.2838 | 34.0917 | 96.6515 | 98.3535 | 93.4625 | 99.0601
|  | 1041 | 0.00294 | 31.0315 | 45.6751 | 96.7582 | 98.3745 | 93.544 | 99.0665
|  | 1042 | 0.00677 | 43.2421 | 57.324 | 96.8282 | 98.3579 | 93.5925 | 99.037
|  | 1043 | 0.02766 | 56.2511 | 68.5099 | 96.8349 | 98.3351 | 93.6069 | 99.031
|  | 1044 | 0.0668 | 68.1448 | 77.9004 | 96.7968 | 98.3349 | 93.6073 | 99.0387
|  | 1045 | 0.52292 | 78.1648 | 85.1065 | 96.7347 | 98.3562 | 93.6104 | 99.0438
|  | 1046 | 0.76111 | 85.77 | 90.1198 | 96.7017 | 98.3652 | 93.6324 | 99.0301
|  | 1047 | 1.2246 | 90.7185 | 93.163 | 96.6895 | 98.3959 | 93.6752 | 99.0342
|  | 1048 | 4.5225 | 93.422 | 94.5759 | 96.7241 | 98.4216 | 93.7152 | 99.0056
|  | 1049 | 17.9319 | 94.5346 | 95.0529 | 96.785 | 98.4485 | 93.7501 | 98.9868
|  | 1050 | 40.749 | 89.9864 | 92.0126 | 96.7533 | 98.5563 | 93.5106 | 99.0791
|  | 1051 | 61.1876 | 91.7751 | 93.319 | 96.7897 | 98.5877 | 93.573 | 99.0933
|  | 1052 | 78.5547 | 93.0887 | 94.2559 | 96.8426 | 98.6175 | 93.6341 | 99.091
|  | 1053 | 87.776 | 93.9147 | 94.848 | 96.8875 | 98.6591 | 93.7123 | 99.1021
|  | 1054 | 92.6184 | 94.4027 | 95.2146 | 96.9152 | 98.691 | 93.7687 | 99.1058
|  | 1055 | 94.3011 | 94.7029 | 95.4612 | 96.9412 | 98.7063 | 93.8292 | 99.1064
|  | 1056 | 94.5426 | 94.94 | 95.6876 | 96.9619 | 98.7249 | 93.8913 | 99.1117
|  | 1057 | 94.2643 | 95.1386 | 95.8831 | 96.9641 | 98.7485 | 93.9279 | 99.1201
|  | 1058 | 94.2875 | 95.3628 | 96.0912 | 96.9807 | 98.7637 | 93.9939 | 99.13
|  | 1059 | 94.1061 | 95.6171 | 96.3287 | 96.9703 | 98.7691 | 94.0261 | 99.1401
|  | 1060 | 93.294 | 95.8807 | 96.5674 | 96.9527 | 98.7793 | 94.0596 | 99.1676
|  | 1061 | 90.8027 | 96.152 | 96.7715 | 96.9482 | 98.7599 | 94.0876 | 99.1491
|  | 1062 | 91.0686 | 96.3786 | 96.9415 | 96.9243 | 98.7433 | 94.0858 | 99.145
|  | 1063 | 94.057 | 96.5623 | 97.1073 | 96.892 | 98.7519 | 94.081 | 99.1626
|  | 1064 | 96.3891 | 96.7043 | 97.2211 | 96.8807 | 98.7579 | 94.0822 | 99.164
|  | 1065 | 95.935 | 96.8151 | 97.3179 | 96.8598 | 98.7539 | 94.0738 | 99.1736
|  | 1066 | 94.2545 | 96.9023 | 97.3822 | 96.8614 | 98.7585 | 94.068 | 99.1821
|  | 1067 | 94.319 | 96.9642 | 97.4226 | 96.8619 | 98.7552 | 94.0666 | 99.1766
|  | 1068 | 96.322 | 97.0019 | 97.4507 | 96.8572 | 98.7551 | 94.0555 | 99.1793
|  | 1069 | 97.726 | 97.0281 | 97.495 | 96.9022 | 98.7876 | 94.0664 | 99.1922
|  | 1070 | 97.2131 | 97.0422 | 97.5214 | 96.9227 | 98.8147 | 94.0547 | 99.204
|  | 1071 | 95.9527 | 97.0839 | 97.5519 | 96.9482 | 98.8037 | 94.0785 | 99.1869
|  | 1072 | 95.8659 | 97.1371 | 97.6051 | 96.9923 | 98.8107 | 94.1079 | 99.1921
|  | 1073 | 97.1116 | 97.1999 | 97.6587 | 97.0229 | 98.8094 | 94.1271 | 99.1835
|  | 1074 | 98.0769 | 97.26 | 97.7386 | 97.0435 | 98.8367 | 94.1454 | 99.209
|  | 1075 | 97.631 | 97.3619 | 97.8256 | 97.0754 | 98.8576 | 94.1776 | 99.2248
|  | 1076 | 96.3946 | 97.4756 | 97.9036 | 97.1005 | 98.8515 | 94.1952 | 99.225
|  | 1077 | 95.967 | 97.5542 | 97.997 | 97.1023 | 98.8643 | 94.1922 | 99.2293
|  | 1078 | 96.7969 | 97.6692 | 98.0936 | 97.1395 | 98.8582 | 94.2141 | 99.2324
|  | 1079 | 97.947 | 97.7438 | 98.138 | 97.1548 | 98.8698 | 94.2135 | 99.2477
|  | 1080 | 98.0189 | 97.8248 | 98.2017 | 97.1618 | 98.8722 | 94.1943 | 99.2651
|  | 1081 | 96.8031 | 97.8499 | 98.2634 | 97.1386 | 98.8959 | 94.1364 | 99.2824
|  | 1082 | 95.9959 | 97.8982 | 98.2966 | 97.1617 | 98.888 | 94.1212 | 99.2837
|  | 1083 | 96.1113 | 97.9188 | 98.3198 | 97.166 | 98.8701 | 94.0824 | 99.2935
|  | 1084 | 97.1195 | 97.94 | 98.3369 | 97.1952 | 98.8941 | 94.0449 | 99.3132
|  | 1085 | 98.1223 | 97.9044 | 98.3186 | 97.1935 | 98.8883 | 93.9784 | 99.308
|  | 1086 | 98.3709 | 97.9333 | 98.3307 | 97.2518 | 98.9055 | 93.956 | 99.3478
|  | 1087 | 97.9608 | 97.8936 | 98.3116 | 97.2562 | 98.9225 | 93.8983 | 99.3336
|  | 1088 | 97.6749 | 97.9247 | 98.2906 | 97.3323 | 98.9157 | 93.8965 | 99.3272
|  | 1089 | 97.9153 | 97.8728 | 98.2953 | 97.3115 | 98.9184 | 93.8225 | 99.318
|  | 1090 | 98.4128 | 97.8692 | 98.2952 | 97.3851 | 98.9651 | 93.8341 | 99.3461
|  | 1091 | 98.5991 | 97.8623 | 98.2785 | 97.4241 | 98.9785 | 93.8138 | 99.3376
|  | 1092 | 98.2493 | 97.8762 | 98.3071 | 97.4474 | 98.9894 | 93.8256 | 99.3579
|  | 1093 | 97.6321 | 97.8844 | 98.3089 | 97.4718 | 98.9843 | 93.8188 | 99.3329
|  | 1094 | 97.4012 | 97.9376 | 98.3532 | 97.509 | 99.0073 | 93.8738 | 99.3568
|  | 1095 | 97.7006 | 97.9948 | 98.41 | 97.5629 | 99.0291 | 93.9207 | 99.3616
|  | 1096 | 98.2998 | 97.9886 | 98.4146 | 97.5531 | 99.0332 | 93.9445 | 99.3416
|  | 1097 | 98.581 | 98.0785 | 98.4972 | 97.5827 | 99.0655 | 94.0092 | 99.3961
|  | 1098 | 98.3068 | 98.07 | 98.4944 | 97.5481 | 99.0701 | 94.0205 | 99.362
|  | 1099 | 97.6387 | 98.1774 | 98.5743 | 97.6029 | 99.0776 | 94.1324 | 99.394
|  | 1100 | 97.3119 | 98.1377 | 98.5673 | 97.5128 | 99.0841 | 94.1193 | 99.3671
|  | 1101 | 97.4945 | 98.2475 | 98.6138 | 97.5983 | 99.0828 | 94.2281 | 99.4067
|  | 1102 | 98.0821 | 98.204 | 98.6282 | 97.5298 | 99.1215 | 94.2118 | 99.4317
|  | 1103 | 98.5679 | 98.2658 | 98.621 | 97.6007 | 99.1065 | 94.3226 | 99.3827
|  | 1104 | 98.5862 | 98.2611 | 98.6255 | 97.5779 | 99.1079 | 94.3386 | 99.3849
|  | 1105 | 98.262 | 98.2656 | 98.6036 | 97.6041 | 99.1079 | 94.3898 | 99.3657
|  | 1106 | 97.9348 | 98.2242 | 98.6114 | 97.5575 | 99.1239 | 94.3718 | 99.3711
|  | 1107 | 97.9619 | 98.2379 | 98.5982 | 97.6098 | 99.1318 | 94.4267 | 99.3798
|  | 1108 | 98.3114 | 98.1901 | 98.5907 | 97.574 | 99.1274 | 94.4065 | 99.3751
|  | 1109 | 98.7444 | 98.234 | 98.5844 | 97.6377 | 99.1363 | 94.4896 | 99.3731
|  | 1110 | 98.8424 | 98.2217 | 98.5722 | 97.6419 | 99.1183 | 94.4958 | 99.3533
|  | 1111 | 98.5632 | 98.2001 | 98.5951 | 97.6122 | 99.1442 | 94.4731 | 99.3486
|  | 1112 | 98.3237 | 98.2752 | 98.6307 | 97.6899 | 99.1521 | 94.5798 | 99.3787
|  | 1113 | 98.3066 | 98.2457 | 98.5804 | 97.6174 | 99.1211 | 94.5635 | 99.3144
|  | 1114 | 98.5938 | 98.2899 | 98.6597 | 97.635 | 99.1625 | 94.583 | 99.3736
|  | 1115 | 98.8366 | 98.3026 | 98.6715 | 97.6646 | 99.1325 | 94.6764 | 99.358
|  | 1116 | 98.7706 | 98.3553 | 98.6318 | 97.5801 | 99.1175 | 94.6898 | 99.3054
|  | 1117 | 98.4389 | 98.4041 | 98.7223 | 97.5994 | 99.1538 | 94.7179 | 99.3672
|  | 1118 | 98.0648 | 98.4055 | 98.7262 | 97.5961 | 99.1199 | 94.8304 | 99.3443
|  | 1119 | 97.928 | 98.4324 | 98.7732 | 97.4332 | 99.1361 | 94.7602 | 99.3587
|  | 1120 | 98.1549 | 98.4917 | 98.7729 | 97.4761 | 99.1035 | 94.8749 | 99.321
|  | 1121 | 98.5791 | 98.5224 | 98.8056 | 97.4258 | 99.0998 | 94.9099 | 99.3247
|  | 1122 | 98.8641 | 98.5142 | 98.798 | 97.3642 | 99.0667 | 94.9371 | 99.3289
|  | 1123 | 98.798 | 98.5648 | 98.8472 | 97.3151 | 99.119 | 94.9408 | 99.3435
|  | 1124 | 98.5712 | 98.529 | 98.8424 | 97.2771 | 99.067 | 94.958 | 99.3495
|  | 1125 | 98.3053 | 98.5547 | 98.8469 | 97.2478 | 99.1296 | 94.9629 | 99.3369
|  | 1126 | 98.2888 | 98.593 | 98.8676 | 97.2432 | 99.0632 | 94.9911 | 99.3583
|  | 1127 | 98.5376 | 98.5588 | 98.8546 | 97.2419 | 99.086 | 94.9692 | 99.3172
|  | 1128 | 98.8106 | 98.5931 | 98.8651 | 97.2175 | 99.1248 | 94.966 | 99.3752
|  | 1129 | 98.9345 | 98.5825 | 98.8968 | 97.2488 | 99.0828 | 94.9495 | 99.3627
|  | 1130 | 98.9054 | 98.5733 | 98.867 | 97.2583 | 99.1302 | 94.9138 | 99.3457
|  | 1131 | 98.7275 | 98.619 | 98.8713 | 97.2368 | 99.1617 | 94.9647 | 99.3881
|  | 1132 | 98.7339 | 98.5624 | 98.9092 | 97.2649 | 99.1031 | 94.8738 | 99.3547
|  | 1133 | 98.7572 | 98.5849 | 98.8982 | 97.2812 | 99.1501 | 94.908 | 99.3557
|  | 1134 | 98.8333 | 98.6534 | 98.8745 | 97.2851 | 99.1899 | 94.9422 | 99.3809
|  | 1135 | 98.8362 | 98.5528 | 98.9468 | 97.318 | 99.1463 | 94.8319 | 99.3481
|  | 1136 | 98.7681 | 98.6865 | 98.9243 | 97.3892 | 99.153 | 94.9484 | 99.3627
|  | 1137 | 98.7411 | 98.6327 | 98.9315 | 97.3219 | 99.2483 | 94.9538 | 99.4309
|  | 1138 | 98.7095 | 98.6671 | 98.9476 | 97.3645 | 99.1128 | 94.8756 | 99.2933
|  | 1139 | 98.7671 | 98.6683 | 98.9463 | 97.3757 | 99.1949 | 94.9647 | 99.3548
|  | 1140 | 98.8297 | 98.6975 | 98.9377 | 97.3973 | 99.2087 | 95.0224 | 99.3619
|  | 1141 | 98.9217 | 98.638 | 98.948 | 97.378 | 99.2138 | 95.0315 | 99.3759
|  | 1142 | 98.9438 | 98.6369 | 98.9015 | 97.3795 | 99.1824 | 95.0666 | 99.3183
|  | 1143 | 98.8648 | 98.6167 | 98.8774 | 97.3559 | 99.1841 | 95.1385 | 99.3133
|  | 1144 | 98.8217 | 98.5611 | 98.8814 | 97.3972 | 99.2172 | 95.1454 | 99.3482
|  | 1145 | 98.7863 | 98.5186 | 98.8329 | 97.3645 | 99.1717 | 95.1847 | 99.3238
|  | 1146 | 98.8116 | 98.4858 | 98.8124 | 97.3243 | 99.2022 | 95.2089 | 99.3313
|  | 1147 | 98.8189 | 98.4695 | 98.8588 | 97.4043 | 99.2453 | 95.2561 | 99.3658
|  | 1148 | 98.8132 | 98.4185 | 98.7666 | 97.36 | 99.1936 | 95.2312 | 99.361
|  | 1149 | 98.777 | 98.3807 | 98.7681 | 97.3008 | 99.222 | 95.2319 | 99.3477
|  | 1150 | 98.7127 | 98.4553 | 98.837 | 97.4399 | 99.2757 | 95.2912 | 99.3641
|  | 1151 | 98.7182 | 98.4018 | 98.7565 | 97.428 | 99.2148 | 95.2417 | 99.3795
|  | 1152 | 98.8628 | 98.3733 | 98.7759 | 97.3662 | 99.2452 | 95.2427 | 99.3645
|  | 1153 | 98.9926 | 98.4402 | 98.8605 | 97.5085 | 99.2886 | 95.2641 | 99.3761
|  | 1154 | 98.9702 | 98.4122 | 98.8065 | 97.5386 | 99.2248 | 95.2218 | 99.3747
|  | 1155 | 98.782 | 98.3903 | 98.753 | 97.5217 | 99.2809 | 95.2074 | 99.3573
|  | 1156 | 98.4603 | 98.4107 | 98.8607 | 97.5852 | 99.349 | 95.1888 | 99.4051
|  | 1157 | 98.273 | 98.4205 | 98.7983 | 97.675 | 99.2334 | 95.1987 | 99.3942
|  | 1158 | 98.2921 | 98.4253 | 98.7928 | 97.6312 | 99.2953 | 95.186 | 99.3874
|  | 1159 | 98.5218 | 98.423 | 98.8036 | 97.6696 | 99.2948 | 95.1868 | 99.3156
|  | 1160 | 98.8133 | 98.4835 | 98.8135 | 97.7297 | 99.2899 | 95.2351 | 99.3608
|  | 1161 | 98.9568 | 98.4849 | 98.7575 | 97.7111 | 99.2175 | 95.2336 | 99.3653
|  | 1162 | 98.8714 | 98.3615 | 98.9063 | 97.6319 | 99.3678 | 95.1254 | 99.4069
|  | 1163 | 98.5861 | 98.4692 | 98.8367 | 97.6961 | 99.29 | 95.2326 | 99.3628
|  | 1164 | 98.3609 | 98.4691 | 98.8297 | 97.7072 | 99.2968 | 95.2733 | 99.3402
|  | 1165 | 98.3654 | 98.4558 | 98.8525 | 97.6751 | 99.2578 | 95.3064 | 99.3657
|  | 1166 | 98.5461 | 98.4484 | 98.7833 | 97.641 | 99.2834 | 95.3494 | 99.3691
|  | 1167 | 98.7936 | 98.4419 | 98.8177 | 97.6608 | 99.294 | 95.3865 | 99.3514
|  | 1168 | 98.9547 | 98.4449 | 98.8223 | 97.6451 | 99.2775 | 95.4053 | 99.2473
|  | 1169 | 98.8698 | 98.424 | 98.7902 | 97.6005 | 99.2069 | 95.4886 | 99.3001
|  | 1170 | 98.6727 | 98.3986 | 98.7106 | 97.6089 | 99.2562 | 95.5402 | 99.3082
|  | 1171 | 98.4234 | 98.3681 | 98.7526 | 97.6183 | 99.2568 | 95.5608 | 99.271
|  | 1172 | 98.3499 | 98.3333 | 98.7356 | 97.5613 | 99.261 | 95.5923 | 99.2494
|  | 1173 | 98.4685 | 98.3065 | 98.7356 | 97.5354 | 99.2269 | 95.6374 | 99.276
|  | 1174 | 98.711 | 98.2905 | 98.6513 | 97.5734 | 99.2665 | 95.6772 | 99.2609
|  | 1175 | 98.9302 | 98.3311 | 98.7051 | 97.5923 | 99.2663 | 95.6974 | 99.209
|  | 1176 | 98.9434 | 98.3228 | 98.7294 | 97.5759 | 99.2745 | 95.7095 | 99.1979
|  | 1177 | 98.7445 | 98.3437 | 98.7621 | 97.5552 | 99.291 | 95.7221 | 99.2215
|  | 1178 | 98.4806 | 98.3686 | 98.8047 | 97.6291 | 99.2464 | 95.7652 | 99.2343
|  | 1179 | 98.3321 | 98.407 | 98.8056 | 97.66 | 99.293 | 95.7459 | 99.2138
|  | 1180 | 98.3112 | 98.4558 | 98.7597 | 97.6629 | 99.3022 | 95.7455 | 99.197
|  | 1181 | 98.4663 | 98.4818 | 98.8621 | 97.6889 | 99.3121 | 95.7687 | 99.1207
|  | 1182 | 98.6775 | 98.505 | 98.913 | 97.7366 | 99.3282 | 95.7742 | 99.2047
|  | 1183 | 98.7911 | 98.5149 | 98.9193 | 97.7545 | 99.2891 | 95.765 | 99.1892
|  | 1184 | 98.6784 | 98.5441 | 98.8718 | 97.7635 | 99.302 | 95.7598 | 99.1264
|  | 1185 | 98.4386 | 98.5632 | 98.9049 | 97.7999 | 99.3166 | 95.8033 | 99.0832
|  | 1186 | 98.2258 | 98.578 | 98.9288 | 97.8187 | 99.3119 | 95.8185 | 99.1037
|  | 1187 | 98.1781 | 98.5702 | 98.9283 | 97.8262 | 99.3076 | 95.8031 | 99.1227
|  | 1188 | 98.3837 | 98.5692 | 98.9008 | 97.8059 | 99.3119 | 95.7926 | 99.1081
|  | 1189 | 98.6447 | 98.5588 | 98.9067 | 97.7811 | 99.3193 | 95.8233 | 99.0813
|  | 1190 | 98.8708 | 98.5597 | 98.9132 | 97.7861 | 99.31 | 95.8518 | 99.0754
|  | 1191 | 98.9256 | 98.5609 | 98.9202 | 97.7788 | 99.3195 | 95.8601 | 99.0986
|  | 1192 | 98.7939 | 98.534 | 98.8569 | 97.7418 | 99.2588 | 95.835 | 99.0334
|  | 1193 | 98.6116 | 98.5236 | 98.8662 | 97.7017 | 99.276 | 95.8602 | 99.0244
|  | 1194 | 98.4949 | 98.5234 | 98.8431 | 97.7267 | 99.2652 | 95.8866 | 99.0215
|  | 1195 | 98.5521 | 98.4668 | 98.8766 | 97.7028 | 99.3161 | 95.8501 | 99.0879
|  | 1196 | 98.7502 | 98.4251 | 98.8138 | 97.6095 | 99.2551 | 95.8231 | 98.9966
|  | 1197 | 98.9219 | 98.4381 | 98.7998 | 97.664 | 99.2757 | 95.8501 | 99.0202
|  | 1198 | 98.9585 | 98.403 | 98.7872 | 97.6609 | 99.2754 | 95.8304 | 99.0138
|  | 1199 | 98.8157 | 98.3908 | 98.7947 | 97.6336 | 99.289 | 95.8007 | 99.0251
|  | 1200 | 98.6052 | 98.4165 | 98.7653 | 97.6828 | 99.2937 | 95.829 | 99.0426
|  | 1201 | 98.4322 | 98.381 | 98.7694 | 97.6175 | 99.2318 | 95.7348 | 99.0463
|  | 1202 | 98.4111 | 98.3793 | 98.7482 | 97.577 | 99.3623 | 95.5827 | 99.0815
|  | 1203 | 98.5705 | 98.3878 | 98.7842 | 97.6262 | 99.304 | 95.6603 | 98.9702
|  | 1204 | 98.7871 | 98.4293 | 98.7965 | 97.6886 | 99.3182 | 95.6436 | 99.0384
|  | 1205 | 98.8985 | 98.4648 | 98.8057 | 97.7283 | 99.3193 | 95.6178 | 99.0322
|  | 1206 | 98.8296 | 98.4488 | 98.8239 | 97.6853 | 99.3272 | 95.5474 | 99.0488
|  | 1207 | 98.6022 | 98.474 | 98.8452 | 97.6955 | 99.3378 | 95.4727 | 99.1134
|  | 1208 | 98.3473 | 98.4132 | 98.8906 | 97.7684 | 99.337 | 95.4115 | 99.0264
|  | 1209 | 98.2363 | 98.5586 | 98.9019 | 97.8092 | 99.343 | 95.4268 | 99.0815
|  | 1210 | 98.2834 | 98.5867 | 98.9303 | 97.8276 | 99.3552 | 95.3824 | 99.0878
|  | 1211 | 98.4983 | 98.6037 | 98.9429 | 97.8228 | 99.3736 | 95.3341 | 99.0992
|  | 1212 | 98.7313 | 98.6214 | 98.9423 | 97.8628 | 99.3516 | 95.3177 | 99.0866
|  | 1213 | 98.8656 | 98.657 | 98.965 | 97.9153 | 99.3638 | 95.3101 | 99.1092
|  | 1214 | 98.8307 | 98.6567 | 98.9624 | 97.9505 | 99.3766 | 95.3161 | 99.1103
|  | 1215 | 98.6389 | 98.6073 | 98.973 | 97.9302 | 99.3419 | 95.2872 | 99.0842
|  | 1216 | 98.4709 | 98.5836 | 98.9309 | 97.9176 | 99.4279 | 95.2773 | 99.1635
|  | 1217 | 98.3879 | 98.5716 | 98.9217 | 97.8628 | 99.3885 | 95.2781 | 99.1269
|  | 1218 | 98.4378 | 98.5652 | 98.895 | 97.9493 | 99.3892 | 95.3191 | 99.1308
|  | 1219 | 98.6403 | 98.5559 | 98.8875 | 97.9765 | 99.3816 | 95.3598 | 99.1227
|  | 1220 | 98.8809 | 98.4855 | 98.8764 | 97.9366 | 99.3543 | 95.343 | 99.087
|  | 1221 | 99.0518 | 98.4695 | 98.8636 | 97.9317 | 99.4094 | 95.3507 | 99.1764
|  | 1222 | 99.0101 | 98.4456 | 98.809 | 97.8871 | 99.3845 | 95.3635 | 99.1206
|  | 1223 | 98.8701 | 98.4246 | 98.8197 | 97.9167 | 99.3857 | 95.4055 | 99.1273
|  | 1224 | 98.6719 | 98.4273 | 98.8086 | 97.952 | 99.3878 | 95.4554 | 99.1065
|  | 1225 | 98.5647 | 98.4419 | 98.8079 | 98.0103 | 99.3923 | 95.4995 | 99.0821
|  | 1226 | 98.5695 | 98.4041 | 98.8015 | 97.9849 | 99.362 | 95.4824 | 99.1189
|  | 1227 | 98.6648 | 98.405 | 98.7922 | 97.9997 | 99.4259 | 95.4364 | 99.1429
|  | 1228 | 98.787 | 98.3966 | 98.7793 | 97.9738 | 99.3972 | 95.4699 | 99.1137
|  | 1229 | 98.8429 | 98.3952 | 98.7709 | 98.0287 | 99.3796 | 95.4951 | 99.0918
|  | 1230 | 98.7439 | 98.3919 | 98.7803 | 98.0813 | 99.3939 | 95.5054 | 99.1001
|  | 1231 | 98.5836 | 98.3929 | 98.7958 | 98.0726 | 99.3843 | 95.4732 | 99.0433
|  | 1232 | 98.4317 | 98.4023 | 98.8068 | 98.0737 | 99.3661 | 95.4422 | 99.1176
|  | 1233 | 98.3315 | 98.4209 | 98.802 | 98.087 | 99.387 | 95.3897 | 99.1116
|  | 1234 | 98.3691 | 98.4261 | 98.8205 | 98.053 | 99.3755 | 95.4313 | 99.0925
|  | 1235 | 98.4871 | 98.4513 | 98.8343 | 98.143 | 99.3512 | 95.4526 | 99.0771
|  | 1236 | 98.6212 | 98.479 | 98.85 | 98.1373 | 99.3459 | 95.434 | 99.0501
|  | 1237 | 98.6979 | 98.4696 | 98.8414 | 98.1051 | 99.3148 | 95.4159 | 98.9979
|  | 1238 | 98.6564 | 98.5082 | 98.8137 | 98.112 | 99.2496 | 95.4247 | 99.032
|  | 1239 | 98.5114 | 98.506 | 98.9148 | 98.0407 | 99.3597 | 95.4274 | 99.0988
|  | 1240 | 98.3754 | 98.4519 | 98.876 | 98.0798 | 99.293 | 95.2885 | 99.0281
|  | 1241 | 98.3341 | 98.5199 | 98.8751 | 98.08 | 99.2698 | 95.4519 | 99.0119
|  | 1242 | 98.3754 | 98.6128 | 98.8729 | 98.1457 | 99.2508 | 95.5528 | 98.9954
|  | 1243 | 98.4689 | 98.5337 | 98.8744 | 98.0464 | 99.2418 | 95.5123 | 98.9081
|  | 1244 | 98.5976 | 98.5363 | 98.8272 | 98.0364 | 99.2143 | 95.5488 | 98.9648
|  | 1245 | 98.6997 | 98.5239 | 98.8486 | 98.0088 | 99.1685 | 95.5902 | 98.9942
|  | 1246 | 98.7218 | 98.5041 | 98.867 | 97.973 | 99.2092 | 95.6333 | 98.9636
|  | 1247 | 98.6475 | 98.4896 | 98.8336 | 97.946 | 99.1927 | 95.6791 | 98.9219
|  | 1248 | 98.5659 | 98.4792 | 98.8178 | 97.9232 | 99.1755 | 95.7393 | 98.9084
|  | 1249 | 98.5069 | 98.4756 | 98.8285 | 97.9033 | 99.198 | 95.8075 | 98.9001
|  | 1250 | 98.537 | 98.4609 | 98.8307 | 97.8709 | 99.1781 | 95.8533 | 98.8795
|  | 1251 | 98.6676 | 98.4539 | 98.8211 | 97.8479 | 99.1523 | 95.9111 | 98.8019
|  | 1252 | 98.8256 | 98.2636 | 98.8337 | 97.8296 | 99.1594 | 95.9816 | 98.7844
|  | 1253 | 98.9055 | 98.4963 | 98.9389 | 97.7168 | 99.2579 | 96.035 | 98.895
|  | 1254 | 98.8744 | 98.5165 | 98.8742 | 97.8088 | 99.167 | 96.0842 | 98.7893
|  | 1255 | 98.7799 | 98.5464 | 98.8854 | 97.7986 | 99.1647 | 96.1372 | 98.7603
|  | 1256 | 98.6522 | 98.5759 | 98.922 | 97.8033 | 99.1893 | 96.1793 | 98.7711
|  | 1257 | 98.5483 | 98.8514 | 98.9489 | 98.0553 | 99.212 | 96.4451 | 98.7421
|  | 1258 | 98.5138 | 98.6378 | 98.9755 | 97.8243 | 99.2228 | 96.1862 | 98.7248
|  | 1259 | 98.5627 | 98.6673 | 99.0343 | 97.8468 | 99.2437 | 96.2787 | 98.7386
|  | 1260 | 98.597 | 98.6987 | 99.0278 | 97.8674 | 99.2595 | 96.3161 | 98.6918
|  | 1261 | 98.6418 | 98.6412 | 98.8511 | 97.8396 | 99.0876 | 96.3388 | 98.5904
|  | 1262 | 98.6714 | 98.7215 | 99.0567 | 97.9017 | 99.2401 | 96.3548 | 98.6548
|  | 1263 | 98.6708 | 98.7485 | 99.0609 | 97.9227 | 99.248 | 96.3674 | 98.6169
|  | 1264 | 98.6171 | 98.768 | 99.069 | 97.9411 | 99.2607 | 96.3878 | 98.5932
|  | 1265 | 98.5768 | 98.8057 | 99.0733 | 97.989 | 99.2592 | 96.4003 | 98.5524
|  | 1266 | 98.6104 | 98.8176 | 99.09 | 98.0035 | 99.258 | 96.424 | 98.5405
|  | 1267 | 98.6959 | 98.8128 | 99.0888 | 97.9956 | 99.2511 | 96.4414 | 98.5013
|  | 1268 | 98.8061 | 98.826 | 99.0973 | 98.0101 | 99.2405 | 96.4519 | 98.4623
|  | 1269 | 98.9289 | 98.8338 | 99.1299 | 98.016 | 99.2814 | 96.4624 | 98.4602
|  | 1270 | 98.9862 | 98.8489 | 99.1367 | 98.0295 | 99.2881 | 96.486 | 98.4124
|  | 1271 | 98.9671 | 98.8314 | 99.0946 | 97.9888 | 99.2624 | 96.4914 | 98.3194
|  | 1272 | 98.8637 | 98.8203 | 99.0775 | 97.9959 | 99.2532 | 96.484 | 98.3308
|  | 1273 | 98.7792 | 98.8076 | 99.0486 | 97.9895 | 99.2505 | 96.4222 | 98.3065
|  | 1274 | 98.7803 | 98.7974 | 99.0547 | 97.9889 | 99.2274 | 96.4423 | 98.278
|  | 1275 | 98.8221 | 98.7767 | 99.0593 | 97.9784 | 99.2391 | 96.4215 | 98.2416
|  | 1276 | 98.9107 | 98.7583 | 99.0339 | 97.9796 | 99.2429 | 96.3984 | 98.2147
|  | 1277 | 99.0331 | 98.7475 | 99.0334 | 97.983 | 99.2744 | 96.3555 | 98.2078
|  | 1278 | 99.1226 | 98.706 | 99.0214 | 97.9733 | 99.2849 | 96.3062 | 98.1711
|  | 1279 | 99.1301 | 98.6782 | 98.9636 | 97.9513 | 99.2537 | 96.2443 | 98.1238
|  | 1280 | 99.0705 | 98.6608 | 98.9279 | 97.9722 | 99.241 | 96.1635 | 98.1083
|  | 1281 | 98.9629 | 98.6423 | 98.9286 | 97.9792 | 99.2626 | 96.063 | 98.1103
|  | 1282 | 98.8546 | 98.6266 | 98.9051 | 97.9776 | 99.229 | 95.998 | 98.0839
|  | 1283 | 98.8149 | 98.6075 | 98.9021 | 97.9822 | 99.2523 | 95.9173 | 98.0769
|  | 1284 | 98.8424 | 98.6068 | 98.9318 | 97.9974 | 99.268 | 95.8323 | 98.0963
|  | 1285 | 98.891 | 98.6104 | 98.9152 | 98.0197 | 99.2688 | 95.7569 | 98.0799
|  | 1286 | 98.9558 | 98.6224 | 98.9279 | 98.0458 | 99.2941 | 95.6687 | 98.0921
|  | 1287 | 98.9848 | 98.6278 | 98.9321 | 98.0641 | 99.3021 | 95.5841 | 98.0981
|  | 1288 | 98.9487 | 98.6338 | 98.9224 | 98.0719 | 99.2795 | 95.4838 | 98.1043
|  | 1289 | 98.8672 | 98.6491 | 98.9398 | 98.1032 | 99.294 | 95.3719 | 98.1192
|  | 1290 | 98.7623 | 98.6605 | 98.9648 | 98.1236 | 99.3006 | 95.2564 | 98.1695
|  | 1291 | 98.6754 | 98.6887 | 98.9817 | 98.166 | 99.3108 | 95.1704 | 98.1676
|  | 1292 | 98.6252 | 98.7215 | 98.993 | 98.2101 | 99.3199 | 95.0999 | 98.1924
|  | 1293 | 98.6274 | 98.7411 | 98.9979 | 98.2355 | 99.313 | 95.0313 | 98.1877
|  | 1294 | 98.6927 | 98.746 | 99.0142 | 98.2594 | 99.3156 | 94.9964 | 98.1887
|  | 1295 | 98.7696 | 98.7665 | 99.0157 | 98.2992 | 99.3162 | 94.9858 | 98.1957
|  | 1296 | 98.7926 | 98.772 | 99.0272 | 98.3261 | 99.3188 | 94.9775 | 98.2154
|  | 1297 | 98.8019 | 98.7652 | 99.0121 | 98.342 | 99.3103 | 95.0011 | 98.1999
|  | 1298 | 98.7765 | 98.7672 | 99.0288 | 98.3663 | 99.3197 | 95.0269 | 98.223
|  | 1299 | 98.7241 | 98.7641 | 99.0292 | 98.391 | 99.3208 | 95.0439 | 98.2554
|  | 1300 | 98.7127 | 98.7589 | 99.035 | 98.4155 | 99.3403 | 95.0748 | 98.2726
|  | 1301 | 98.725 | 98.7577 | 99.0288 | 98.4407 | 99.3246 | 95.1033 | 98.2792
|  | 1302 | 98.7521 | 98.7674 | 98.9956 | 98.454 | 99.3 | 95.1448 | 98.2504
|  | 1303 | 98.8224 | 98.7636 | 98.9836 | 98.4685 | 99.2942 | 95.1981 | 98.2376
|  | 1304 | 98.889 | 98.7361 | 98.9934 | 98.4877 | 99.3106 | 95.2596 | 98.2451
|  | 1305 | 98.9637 | 98.7165 | 98.9872 | 98.4757 | 99.2987 | 95.3172 | 98.2301
|  | 1306 | 98.9981 | 98.7033 | 98.9772 | 98.4874 | 99.2722 | 95.3943 | 98.195
|  | 1307 | 98.9788 | 98.7022 | 98.9731 | 98.5037 | 99.2567 | 95.444 | 98.1787
|  | 1308 | 98.9472 | 98.6809 | 98.9426 | 98.5131 | 99.2215 | 95.4863 | 98.143
|  | 1309 | 98.8956 | 98.6613 | 98.9334 | 98.5332 | 99.2354 | 95.5658 | 98.0929
|  | 1310 | 98.8251 | 98.6766 | 98.9566 | 98.5386 | 99.2197 | 95.5717 | 98.0945
|  | 1311 | 98.7722 | 98.6782 | 98.9599 | 98.5441 | 99.2244 | 95.5753 | 98.0905
|  | 1312 | 98.8 | 98.6756 | 98.9454 | 98.5563 | 99.1894 | 95.5584 | 98.0612
|  | 1313 | 98.8621 | 98.6635 | 98.9252 | 98.5729 | 99.1413 | 95.5429 | 98.0291
|  | 1314 | 98.8884 | 98.7321 | 98.9909 | 98.6683 | 99.1639 | 95.6114 | 98.0587
|  | 1315 | 98.8945 | 98.6879 | 98.983 | 98.5717 | 99.122 | 95.4919 | 98.0334
|  | 1316 | 98.8736 | 98.7017 | 98.9965 | 98.5759 | 99.1086 | 95.4693 | 98.028
|  | 1317 | 98.8318 | 98.7162 | 99.0025 | 98.5897 | 99.0655 | 95.4365 | 98.0062
|  | 1318 | 98.794 | 98.7369 | 99.0045 | 98.5811 | 99.0314 | 95.3988 | 97.9932
|  | 1319 | 98.797 | 98.75 | 99.0008 | 98.5749 | 98.9969 | 95.3464 | 97.9846
|  | 1320 | 98.7922 | 98.7577 | 99.0057 | 98.5437 | 98.9625 | 95.2806 | 97.9962
|  | 1321 | 98.7897 | 98.7785 | 99.0328 | 98.5195 | 98.9424 | 95.2314 | 98.0104
|  | 1322 | 98.7956 | 98.7789 | 99.0313 | 98.4738 | 98.8987 | 95.1747 | 97.9952
|  | 1323 | 98.7935 | 98.8102 | 99.057 | 98.4247 | 98.8841 | 95.126 | 98.0157
|  | 1324 | 98.8414 | 98.8465 | 99.0897 | 98.3864 | 98.8681 | 95.0954 | 98.0255
|  | 1325 | 98.8662 | 98.8609 | 99.0759 | 98.3572 | 98.8256 | 95.0696 | 98.0153
|  | 1326 | 98.8343 | 98.8852 | 99.1067 | 98.307 | 98.8073 | 95.057 | 98.0323
|  | 1327 | 98.8386 | 98.8836 | 99.1327 | 98.2383 | 98.768 | 95.0386 | 98.0343
|  | 1328 | 98.8529 | 98.9185 | 99.1248 | 98.2084 | 98.7315 | 95.0389 | 98.0391
|  | 1329 | 98.824 | 98.9235 | 99.1492 | 98.147 | 98.7243 | 95.0201 | 98.047
|  | 1330 | 98.802 | 98.9242 | 99.1284 | 98.0779 | 98.6631 | 95.0108 | 98.0312
|  | 1331 | 98.8296 | 98.9406 | 99.1425 | 98.0211 | 98.6269 | 95.0249 | 98.0263
|  | 1332 | 98.8774 | 98.936 | 99.1425 | 97.9478 | 98.621 | 95.0318 | 98.0236
|  | 1333 | 98.9059 | 98.9484 | 99.1459 | 97.8861 | 98.6169 | 95.0552 | 98.0203
|  | 1334 | 98.9236 | 98.9539 | 99.1272 | 97.8326 | 98.5925 | 95.0962 | 97.9875
|  | 1335 | 98.9664 | 98.9526 | 99.1186 | 97.7641 | 98.5837 | 95.1317 | 97.9706
|  | 1336 | 99.0026 | 98.9551 | 99.1118 | 97.7077 | 98.5764 | 95.1705 | 97.9544
|  | 1337 | 99.0049 | 98.9418 | 99.1112 | 97.6562 | 98.5786 | 95.2083 | 97.9429
|  | 1338 | 99.0235 | 98.9262 | 99.0976 | 97.6185 | 98.5571 | 95.2392 | 97.901
|  | 1339 | 99.0346 | 98.9204 | 99.0895 | 97.6082 | 98.5677 | 95.2679 | 97.8831
|  | 1340 | 99.0494 | 98.944 | 99.0859 | 97.6143 | 98.5627 | 95.299 | 97.8589
|  | 1341 | 99.0808 | 98.9288 | 99.1019 | 97.6236 | 98.5943 | 95.3048 | 97.8316
|  | 1342 | 99.0643 | 98.9111 | 99.1122 | 97.602 | 98.6203 | 95.3392 | 97.802
|  | 1343 | 99.0358 | 98.946 | 99.1096 | 97.6238 | 98.605 | 95.3588 | 97.7597
|  | 1344 | 99.0348 | 98.9403 | 99.0845 | 97.6809 | 98.6435 | 95.3888 | 97.683
|  | 1345 | 99.0497 | 98.9331 | 99.1093 | 97.6426 | 98.6577 | 95.4135 | 97.6477
|  | 1346 | 99.0799 | 98.9862 | 99.0625 | 97.7693 | 98.6537 | 95.4421 | 97.605
|  | 1347 | 99.0638 | 98.9588 | 99.0736 | 97.7469 | 98.6782 | 95.4552 | 97.5733
|  | 1348 | 99.0859 | 98.9864 | 99.0124 | 97.8263 | 98.6507 | 95.4599 | 97.5348
|  | 1349 | 99.099 | 98.979 | 99.0449 | 97.8159 | 98.6515 | 95.4281 | 97.542
|  | 1350 | 99.1448 | 98.9505 | 99.0043 | 97.8624 | 98.6322 | 95.3918 | 97.5015
|  | 1351 | 99.0568 | 98.9093 | 98.9943 | 97.8603 | 98.6101 | 95.2966 | 97.4779
|  | 1352 | 99.046 | 98.8995 | 98.9652 | 97.8678 | 98.5823 | 95.2684 | 97.456
|  | 1353 | 99.0573 | 98.8683 | 98.9351 | 97.8577 | 98.5651 | 95.2236 | 97.4234
|  | 1354 | 99.0636 | 98.8352 | 98.9204 | 97.8367 | 98.5514 | 95.1776 | 97.3987
|  | 1355 | 99.0817 | 98.8003 | 98.8792 | 97.8161 | 98.5117 | 95.1407 | 97.3763
|  | 1356 | 99.1105 | 98.763 | 98.8484 | 97.8046 | 98.4793 | 95.0978 | 97.344
|  | 1357 | 99.125 | 98.7265 | 98.838 | 97.7634 | 98.4372 | 95.0533 | 97.326
|  | 1358 | 99.1392 | 98.709 | 98.7933 | 97.7464 | 98.4046 | 94.9922 | 97.3254
|  | 1359 | 99.1579 | 98.6804 | 98.7912 | 97.7268 | 98.3585 | 94.9796 | 97.3061
|  | 1360 | 99.1312 | 98.6435 | 98.7377 | 97.6715 | 98.3374 | 94.9097 | 97.316
|  | 1361 | 99.0974 | 98.5988 | 98.6565 | 97.6351 | 98.2728 | 94.8573 | 97.2823
|  | 1362 | 99.105 | 98.5443 | 98.6188 | 97.5809 | 98.233 | 94.8043 | 97.286
|  | 1363 | 99.1001 | 98.4761 | 98.5453 | 97.5153 | 98.1775 | 94.7572 | 97.2696
|  | 1364 | 99.0167 | 98.3876 | 98.5039 | 97.4348 | 98.1749 | 94.7111 | 97.2952
|  | 1365 | 98.9893 | 98.3078 | 98.4044 | 97.3721 | 98.1407 | 94.6544 | 97.2282
|  | 1366 | 98.9614 | 98.2005 | 98.3601 | 97.3121 | 98.0699 | 94.6776 | 97.2259
|  | 1367 | 98.8992 | 98.1247 | 98.2089 | 97.2518 | 98.01 | 94.5789 | 97.1373
|  | 1368 | 98.8595 | 98.0306 | 98.1688 | 97.1709 | 97.9469 | 94.5628 | 97.0586
|  | 1369 | 98.8077 | 97.9246 | 98.0846 | 97.0468 | 97.865 | 94.483 | 96.9366
|  | 1370 | 98.7293 | 97.8308 | 97.9992 | 96.9473 | 97.7317 | 94.4174 | 96.8323
|  | 1371 | 98.6884 | 97.7211 | 97.9107 | 96.7917 | 97.6151 | 94.2914 | 96.6887
|  | 1372 | 98.634 | 97.6175 | 97.7986 | 96.6406 | 97.4677 | 94.1692 | 96.5071
|  | 1373 | 98.5759 | 97.519 | 97.6702 | 96.4655 | 97.2941 | 94.0153 | 96.3192
|  | 1374 | 98.5129 | 97.3923 | 97.5483 | 96.2701 | 97.1446 | 93.857 | 96.1067
|  | 1375 | 98.3934 | 97.237 | 97.374 | 96.0635 | 96.9323 | 93.6518 | 95.8544
|  | 1376 | 98.2298 | 97.099 | 97.2593 | 95.9021 | 96.8216 | 93.4965 | 95.6765
|  | 1377 | 98.1257 | 96.9631 | 97.0601 | 95.7581 | 96.6231 | 93.3599 | 95.4414
|  | 1378 | 97.8837 | 96.8006 | 96.9361 | 95.5935 | 96.4728 | 93.2007 | 95.2198
|  | 1379 | 97.6737 | 96.6445 | 96.778 | 95.421 | 96.2907 | 93.0512 | 95.0154
|  | 1380 | 97.5196 | 96.5232 | 96.6554 | 95.303 | 96.1659 | 92.9334 | 94.8363
|  | 1381 | 97.4108 | 96.4335 | 96.5399 | 95.228 | 96.0468 | 92.8398 | 94.6805
|  | 1382 | 97.3745 | 96.3493 | 96.4749 | 95.1543 | 95.9675 | 92.7669 | 94.542
|  | 1383 | 97.3757 | 96.3304 | 96.4313 | 95.1437 | 95.9121 | 92.7335 | 94.4295
|  | 1384 | 97.4523 | 96.3042 | 96.4029 | 95.1315 | 95.8957 | 92.7096 | 94.3528
|  | 1385 | 97.5844 | 96.3096 | 96.4076 | 95.1615 | 95.9123 | 92.7162 | 94.3075
|  | 1386 | 97.7262 | 96.345 | 96.4517 | 95.2112 | 95.9584 | 92.7515 | 94.3122
|  | 1387 | 97.8781 | 96.4827 | 96.4834 | 95.3606 | 95.9527 | 92.8768 | 94.3094
|  | 1388 | 97.9671 | 96.4433 | 96.5226 | 95.3554 | 96.0618 | 92.8152 | 94.3534
|  | 1389 | 97.989 | 96.5014 | 96.5906 | 95.4473 | 96.1174 | 92.8696 | 94.4097
|  | 1390 | 97.9876 | 96.5725 | 96.6474 | 95.5476 | 96.1866 | 92.9061 | 94.4779
|  | 1391 | 97.9566 | 96.6344 | 96.7299 | 95.6293 | 96.2582 | 92.9573 | 94.5623
|  | 1392 | 97.9734 | 96.7035 | 96.8021 | 95.7158 | 96.3053 | 93.0083 | 94.6257
|  | 1393 | 98.0422 | 96.7921 | 96.8517 | 95.8156 | 96.373 | 93.0649 | 94.6808
|  | 1394 | 98.0291 | 96.8824 | 96.9382 | 95.9022 | 96.4609 | 93.1276 | 94.7586
|  | 1395 | 98.1415 | 96.9614 | 97.0351 | 95.9901 | 96.5391 | 93.2001 | 94.8463
|  | 1396 | 98.2747 | 96.9099 | 97.0225 | 95.909 | 96.5404 | 93.1563 | 94.8322
|  | 1397 | 98.3778 | 97.0371 | 97.1467 | 96.0486 | 96.6729 | 93.2466 | 94.931
|  | 1398 | 98.4636 | 97.0975 | 97.2008 | 96.1176 | 96.7194 | 93.2985 | 94.9599
|  | 1399 | 98.4777 | 97.1189 | 97.2749 | 96.0795 | 96.7859 | 93.2901 | 95.0929
|  | 1400 | 98.3824 | 97.2246 | 97.2717 | 96.211 | 96.8455 | 93.3233 | 95.1203
|  | 1401 | 98.3317 | 97.3173 | 97.423 | 96.2872 | 96.9029 | 93.4125 | 95.2137
|  | 1402 | 98.3067 | 97.3666 | 97.4913 | 96.3017 | 96.9505 | 93.407 | 95.2953
|  | 1403 | 98.2987 | 97.4273 | 97.5456 | 96.3227 | 96.9917 | 93.4179 | 95.3394
|  | 1404 | 98.2884 | 97.4275 | 97.5915 | 96.2657 | 97.0662 | 93.3555 | 95.4319
|  | 1405 | 98.3464 | 97.5461 | 97.6527 | 96.374 | 97.082 | 93.4672 | 95.4476
|  | 1406 | 98.3941 | 97.6136 | 97.7318 | 96.4141 | 97.1495 | 93.5079 | 95.5229
|  | 1407 | 98.4022 | 97.6205 | 97.7668 | 96.4114 | 97.2155 | 93.4985 | 95.5017
|  | 1408 | 98.4454 | 97.6913 | 97.7904 | 96.4698 | 97.2582 | 93.5513 | 95.5272
|  | 1409 | 98.4305 | 97.6745 | 97.8622 | 96.4497 | 97.293 | 93.5566 | 95.5969
|  | 1410 | 98.3955 | 97.6901 | 97.899 | 96.4671 | 97.3484 | 93.5241 | 95.55
|  | 1411 | 98.3294 | 97.7713 | 97.9316 | 96.5434 | 97.3667 | 93.587 | 95.6168
|  | 1412 | 98.2834 | 97.8149 | 97.9823 | 96.5698 | 97.4063 | 93.5841 | 95.6606
|  | 1413 | 98.2623 | 97.8538 | 98.0027 | 96.5913 | 97.455 | 93.562 | 95.6717
|  | 1414 | 98.289 | 98.0344 | 98.0658 | 96.7673 | 97.5131 | 93.6909 | 95.7591
|  | 1415 | 98.3352 | 97.9668 | 98.0864 | 96.6774 | 97.5341 | 93.5717 | 95.6004
|  | 1416 | 98.4096 | 98.0097 | 98.1133 | 96.7231 | 97.5606 | 93.5731 | 95.7326
|  | 1417 | 98.4858 | 98.0323 | 98.14 | 96.7447 | 97.5993 | 93.5862 | 95.7394
|  | 1418 | 98.5334 | 98.046 | 98.157 | 96.7785 | 97.6365 | 93.6001 | 95.7455
|  | 1419 | 98.5217 | 98.0616 | 98.1668 | 96.8221 | 97.6526 | 93.6087 | 95.7337
|  | 1420 | 98.481 | 98.0844 | 98.1827 | 96.8686 | 97.6668 | 93.6156 | 95.7422
|  | 1421 | 98.454 | 98.0923 | 98.1649 | 96.9093 | 97.6819 | 93.6125 | 95.7307
|  | 1422 | 98.4057 | 98.0959 | 98.1882 | 96.9363 | 97.6812 | 93.6037 | 95.7466
|  | 1423 | 98.4146 | 98.1098 | 98.1971 | 96.9744 | 97.7069 | 93.5848 | 95.7723
|  | 1424 | 98.4291 | 98.1118 | 98.1869 | 97.001 | 97.7183 | 93.5774 | 95.7737
|  | 1425 | 98.4335 | 98.1039 | 98.1681 | 97.0187 | 97.7194 | 93.5542 | 95.7729
|  | 1426 | 98.4796 | 98.0926 | 98.1592 | 97.0425 | 97.7223 | 93.5387 | 95.774
|  | 1427 | 98.5748 | 98.069 | 98.1222 | 97.0328 | 97.7168 | 93.5255 | 95.7555
|  | 1428 | 98.6103 | 98.0274 | 98.0863 | 97.0447 | 97.714 | 93.5174 | 95.752
|  | 1429 | 98.6415 | 97.9814 | 98.0582 | 97.0525 | 97.7031 | 93.5235 | 95.7456
|  | 1430 | 98.6315 | 97.9339 | 98.0121 | 97.0469 | 97.6683 | 93.5148 | 95.7201
|  | 1431 | 98.5935 | 97.8983 | 97.9684 | 97.0512 | 97.6363 | 93.5144 | 95.679
|  | 1432 | 98.5442 | 97.868 | 97.9608 | 97.0418 | 97.6309 | 93.5016 | 95.6774
|  | 1433 | 98.4673 | 97.8306 | 97.9369 | 97.0221 | 97.5759 | 93.4718 | 95.6462
|  | 1434 | 98.4095 | 97.8172 | 97.9282 | 96.9995 | 97.5376 | 93.4537 | 95.6467
|  | 1435 | 98.4312 | 97.8131 | 97.9182 | 96.9547 | 97.4955 | 93.4149 | 95.6291
|  | 1436 | 98.4888 | 97.8068 | 97.9151 | 96.918 | 97.4677 | 93.3977 | 95.6234
|  | 1437 | 98.548 | 97.8141 | 97.9031 | 96.8848 | 97.4292 | 93.3734 | 95.6046
|  | 1438 | 98.5797 | 97.8098 | 97.9085 | 96.8346 | 97.399 | 93.3395 | 95.5882
|  | 1439 | 98.6022 | 97.7952 | 97.9012 | 96.7979 | 97.3734 | 93.3345 | 95.5392
|  | 1440 | 98.5918 | 97.7758 | 97.8835 | 96.7463 | 97.3431 | 93.3208 | 95.4825
|  | 1441 | 98.4688 | 97.7729 | 97.8648 | 96.713 | 97.304 | 93.3044 | 95.4124
|  | 1442 | 98.3482 | 97.7511 | 97.8813 | 96.6936 | 97.2966 | 93.2951 | 95.4309
|  | 1443 | 98.1804 | 97.7464 | 97.8716 | 96.637 | 97.2589 | 93.2582 | 95.3209
|  | 1444 | 98.0367 | 97.733 | 97.8747 | 96.5898 | 97.2294 | 93.2081 | 95.281
|  | 1445 | 97.9503 | 97.7307 | 97.8809 | 96.5404 | 97.1935 | 93.1426 | 95.2421
|  | 1446 | 97.9344 | 97.7391 | 97.8863 | 96.5049 | 97.1756 | 93.0834 | 95.2039
|  | 1447 | 97.9077 | 97.763 | 97.9111 | 96.4679 | 97.1521 | 93.0229 | 95.1607
|  | 1448 | 98.0128 | 97.7939 | 97.9213 | 96.4415 | 97.1395 | 92.945 | 95.1168
|  | 1449 | 98.1259 | 97.8155 | 97.9367 | 96.4214 | 97.1432 | 92.893 | 95.0754
|  | 1450 | 98.1788 | 97.8265 | 97.9791 | 96.385 | 97.1536 | 92.8212 | 95.0203
|  | 1451 | 98.1896 | 97.8436 | 97.9745 | 96.3698 | 97.1315 | 92.767 | 94.9377
|  | 1452 | 98.2222 | 97.8593 | 97.9895 | 96.3407 | 97.1181 | 92.714 | 94.8552
|  | 1453 | 98.1589 | 97.888 | 97.9922 | 96.3328 | 97.0899 | 92.6413 | 94.7812
|  | 1454 | 98.1242 | 97.8937 | 98.0194 | 96.3208 | 97.0713 | 92.5642 | 94.7243
|  | 1455 | 98.0344 | 97.9076 | 98.0391 | 96.3082 | 97.0727 | 92.4871 | 94.6681
|  | 1456 | 97.9918 | 97.9381 | 98.0514 | 96.2615 | 97.0385 | 92.3711 | 94.592
|  | 1457 | 97.9887 | 97.931 | 98.0493 | 96.2369 | 97.0278 | 92.267 | 94.5397
|  | 1458 | 97.9764 | 97.9405 | 98.0293 | 96.2278 | 97.0165 | 92.169 | 94.4607
|  | 1459 | 97.96 | 97.9412 | 98.0521 | 96.2099 | 96.9962 | 92.0626 | 94.3978
|  | 1460 | 98.0219 | 97.9148 | 97.9805 | 96.1729 | 96.9843 | 91.9556 | 94.3215
|  | 1461 | 98.0709 | 97.8806 | 98.0068 | 96.1869 | 97.0351 | 91.8746 | 94.3669
|  | 1462 | 98.1007 | 97.9476 | 97.9911 | 96.1355 | 97.0159 | 91.7552 | 94.275
|  | 1463 | 98.1372 | 97.8937 | 97.966 | 96.1606 | 96.996 | 91.6685 | 94.2009
|  | 1464 | 98.2229 | 97.8681 | 97.9622 | 96.1333 | 97.0061 | 91.5647 | 94.1633
|  | 1465 | 98.2199 | 97.8524 | 97.9382 | 96.1306 | 96.9887 | 91.4667 | 94.1032
|  | 1466 | 98.2398 | 97.7818 | 98.0172 | 96.0791 | 97.0307 | 91.3165 | 94.1344
|  | 1467 | 98.2212 | 97.8466 | 97.8047 | 96.1389 | 96.8821 | 91.2416 | 93.9499
|  | 1468 | 98.2246 | 97.7916 | 97.8423 | 96.1264 | 96.9389 | 91.2504 | 93.9761
|  | 1469 | 98.2191 | 97.7248 | 97.7801 | 96.0683 | 96.9115 | 91.0748 | 93.9143
|  | 1470 | 98.228 | 97.6803 | 97.7188 | 96.0553 | 96.9111 | 90.9785 | 93.8535
|  | 1471 | 98.223 | 97.6115 | 97.6724 | 96.0187 | 96.9205 | 90.8802 | 93.8148
|  | 1472 | 98.2496 | 97.5318 | 97.6158 | 96.0023 | 96.9604 | 90.7815 | 93.783
|  | 1473 | 98.1922 | 97.4784 | 97.5626 | 95.9972 | 96.9431 | 90.6882 | 93.6382
|  | 1474 | 98.173 | 97.437 | 97.5601 | 95.974 | 96.9185 | 90.5723 | 93.5491
|  | 1475 | 98.1086 | 97.3398 | 97.4046 | 95.9773 | 96.8518 | 90.3831 | 93.3956
|  | 1476 | 98.0445 | 97.3217 | 97.4176 | 95.9825 | 96.9028 | 90.2527 | 93.351
|  | 1477 | 98.0014 | 97.2831 | 97.4327 | 95.9679 | 96.8979 | 90.0735 | 93.2884
|  | 1478 | 97.9974 | 97.2639 | 97.4069 | 95.9518 | 96.8766 | 89.886 | 93.2122
|  | 1479 | 97.9581 | 97.2556 | 97.3839 | 95.9372 | 96.8739 | 89.6826 | 93.1028
|  | 1480 | 98.0647 | 97.2574 | 97.4406 | 95.9075 | 96.9195 | 89.4511 | 92.9128
|  | 1481 | 98.0717 | 97.2376 | 97.3203 | 95.9641 | 96.7974 | 89.3285 | 92.6539
|  | 1482 | 98.091 | 97.2058 | 97.3207 | 95.9108 | 96.8302 | 89.0444 | 92.379
|  | 1483 | 98.0182 | 97.1767 | 97.2937 | 95.8952 | 96.8528 | 88.7713 | 92.0147
|  | 1484 | 97.9051 | 97.1272 | 97.2507 | 95.887 | 96.8493 | 88.4351 | 91.5705
|  | 1485 | 97.7917 | 97.0791 | 97.2263 | 95.8867 | 96.8491 | 87.9966 | 91.0762
|  | 1486 | 97.5984 | 97.0025 | 97.1966 | 95.844 | 96.8542 | 87.3935 | 90.5617
|  | 1487 | 97.4453 | 97.0009 | 97.226 | 95.8747 | 96.8804 | 86.7277 | 89.9104
|  | 1488 | 97.3162 | 97.0794 | 97.1417 | 95.9531 | 96.8262 | 85.9577 | 89.3613
|  | 1489 | 97.2675 | 96.9816 | 97.1366 | 95.8871 | 96.8067 | 84.9185 | 88.809
|  | 1490 | 97.2393 | 96.9631 | 97.1356 | 95.8565 | 96.7885 | 83.8596 | 88.2978
|  | 1491 | 97.3194 | 96.9542 | 97.1171 | 95.8397 | 96.7431 | 82.7522 | 87.8156
|  | 1492 | 97.3538 | 96.9869 | 97.0973 | 95.8466 | 96.7689 | 81.6447 | 87.3475
|  | 1493 | 97.4521 | 96.9995 | 97.1901 | 95.8522 | 96.755 | 80.6305 | 86.7878
|  | 1494 | 97.5418 | 96.9303 | 97.1279 | 95.7861 | 96.7138 | 79.5354 | 86.185
|  | 1495 | 97.5676 | 96.896 | 97.0782 | 95.7343 | 96.6809 | 78.4747 | 85.4006
|  | 1496 | 97.5882 | 96.9045 | 97.0544 | 95.7431 | 96.6799 | 77.4977 | 84.5721
|  | 1497 | 97.5089 | 96.883 | 97.038 | 95.7317 | 96.6669 | 76.4482 | 83.5635
|  | 1498 | 97.4084 | 96.8368 | 97.0297 | 95.7072 | 96.6409 | 75.284 | 82.4176
|  | 1499 | 97.3065 | 96.8319 | 97.0265 | 95.7062 | 96.6131 | 74.0472 | 81.2276
|  | 1500 | 97.1915 | 96.864 | 96.9775 | 95.6905 | 96.5397 | 72.6238 | 79.9702
|  | 1501 | 97.1051 | 96.8327 | 96.998 | 95.6525 | 96.5533 | 70.969 | 78.7699
|  | 1502 | 97.0565 | 96.8021 | 97.0121 | 95.6067 | 96.5191 | 69.2411 | 77.6825
|  | 1503 | 97.0974 | 96.8166 | 97.0124 | 95.592 | 96.4572 | 67.4679 | 76.712
|  | 1504 | 97.1572 | 96.8246 | 96.9835 | 95.5516 | 96.3994 | 65.5959 | 75.854
|  | 1505 | 97.2631 | 96.8447 | 96.9857 | 95.5025 | 96.3709 | 63.7678 | 75.1186
|  | 1506 | 97.3147 | 96.7747 | 96.971 | 95.4528 | 96.3567 | 62.0663 | 74.4842
|  | 1507 | 97.3307 | 96.7354 | 96.9415 | 95.4181 | 96.3308 | 60.4573 | 73.8286
|  | 1508 | 97.3458 | 96.7271 | 96.9172 | 95.3855 | 96.2997 | 58.9997 | 73.1263
|  | 1509 | 97.2992 | 96.7321 | 96.8685 | 95.3511 | 96.2336 | 57.7088 | 72.3353
|  | 1510 | 97.1886 | 96.6803 | 96.8933 | 95.3014 | 96.2479 | 56.4673 | 71.3889
|  | 1511 | 97.1433 | 96.6325 | 96.8894 | 95.259 | 96.2109 | 55.2728 | 70.2874
|  | 1512 | 97.0421 | 96.6479 | 96.8738 | 95.2446 | 96.1702 | 54.1407 | 69.0928
|  | 1513 | 96.9635 | 96.6916 | 96.8452 | 95.1937 | 96.1129 | 52.8726 | 67.7853
|  | 1514 | 96.959 | 96.7369 | 96.8639 | 95.1522 | 96.0918 | 51.5169 | 66.4547
|  | 1515 | 97.0187 | 96.7033 | 96.951 | 95.1182 | 96.0906 | 50.1406 | 65.2726
|  | 1516 | 97.0807 | 96.6584 | 96.9067 | 95.0304 | 96.0577 | 48.6659 | 64.1889
|  | 1517 | 97.1511 | 96.7238 | 96.8856 | 95.0192 | 96.0213 | 47.201 | 63.3012
|  | 1518 | 97.245 | 96.8053 | 96.8765 | 94.9972 | 96.0234 | 45.7747 | 62.7031
|  | 1519 | 97.2457 | 96.7183 | 96.9512 | 94.9902 | 96.0229 | 44.4349 | 62.2305
|  | 1520 | 97.205 | 96.6385 | 96.8886 | 94.9029 | 96.0112 | 43.197 | 61.9535
|  | 1521 | 97.1131 | 96.6794 | 96.8229 | 94.9033 | 95.9479 | 42.1561 | 61.7481
|  | 1522 | 96.9923 | 96.7136 | 96.8549 | 94.9041 | 95.9552 | 41.3021 | 61.6441
|  | 1523 | 96.9174 | 96.6521 | 96.8729 | 94.8829 | 95.9187 | 40.598 | 61.3958
|  | 1524 | 96.8152 | 96.6077 | 96.8617 | 94.7627 | 95.8835 | 39.9932 | 61.0487
|  | 1525 | 96.7942 | 96.6274 | 96.8643 | 94.7159 | 95.8339 | 39.4945 | 60.5442
|  | 1526 | 96.8113 | 96.7147 | 96.8569 | 94.7073 | 95.7336 | 39.0272 | 59.8758
|  | 1527 | 96.8487 | 96.668 | 96.8747 | 94.5902 | 95.7527 | 38.5456 | 59.0759
|  | 1528 | 96.9615 | 96.6292 | 96.8731 | 94.4848 | 95.6991 | 37.9835 | 58.2359
|  | 1529 | 97.0765 | 96.6835 | 96.8452 | 94.4691 | 95.6176 | 37.3725 | 57.3879
|  | 1530 | 97.1612 | 96.7417 | 96.8912 | 94.4027 | 95.5351 | 36.6728 | 56.619
|  | 1531 | 97.1903 | 96.6617 | 96.8485 | 94.2606 | 95.4415 | 35.9452 | 56.0643
|  | 1532 | 97.1748 | 96.6475 | 96.8282 | 94.1531 | 95.2646 | 35.1725 | 55.6859
|  | 1533 | 97.198 | 96.6548 | 96.8253 | 94.0051 | 95.0404 | 34.4466 | 55.5587
|  | 1534 | 97.1205 | 96.6443 | 96.8245 | 93.7585 | 94.7165 | 33.837 | 55.654
|  | 1535 | 97.0297 | 96.603 | 96.7857 | 93.4273 | 94.3215 | 33.3216 | 55.9197
|  | 1536 | 96.9233 | 96.5886 | 96.7681 | 93.0088 | 93.8805 | 32.948 | 56.3182
|  | 1537 | 96.8865 | 96.5873 | 96.7708 | 92.4836 | 93.3649 | 32.7333 | 56.693
|  | 1538 | 96.8644 | 96.5247 | 96.7489 | 91.8377 | 92.8338 | 32.6522 | 57.0258
|  | 1539 | 96.8732 | 96.5676 | 96.7377 | 91.1299 | 92.2755 | 32.695 | 57.2389
|  | 1540 | 96.9052 | 96.5504 | 96.72 | 90.3781 | 91.7703 | 32.8014 | 57.257
|  | 1541 | 96.9994 | 96.501 | 96.7042 | 89.5778 | 91.2486 | 32.926 | 57.1009
|  | 1542 | 97.094 | 96.4956 | 96.6978 | 88.7737 | 90.7553 | 33.0443 | 56.8073
|  | 1543 | 97.1654 | 96.5155 | 96.6653 | 88.0606 | 90.3086 | 33.0875 | 56.4116
|  | 1544 | 97.207 | 96.4336 | 96.6145 | 87.2738 | 89.7526 | 33.0357 | 55.9634
|  | 1545 | 97.2119 | 96.4142 | 96.6387 | 86.554 | 89.1802 | 32.9075 | 55.6405
|  | 1546 | 97.1619 | 96.4095 | 96.5974 | 85.8586 | 88.5104 | 32.6623 | 55.4109
|  | 1547 | 97.0693 | 96.3973 | 96.5868 | 85.0863 | 87.8093 | 32.3886 | 55.3565
|  | 1548 | 96.9856 | 96.3447 | 96.5035 | 84.2881 | 86.8182 | 32.1281 | 55.4861
|  | 1549 | 96.9443 | 96.341 | 96.5228 | 83.4031 | 85.8548 | 31.8729 | 55.9135
|  | 1550 | 96.9132 | 96.3196 | 96.5222 | 82.4711 | 84.8054 | 31.7193 | 56.3742
|  | 1551 | 96.9235 | 96.3191 | 96.5306 | 81.2184 | 83.6561 | 31.6678 | 56.9881
|  | 1552 | 96.8934 | 96.2783 | 96.4229 | 79.945 | 82.3504 | 31.8041 | 57.58
|  | 1553 | 96.9236 | 96.257 | 96.4469 | 78.6055 | 81.2479 | 32.0114 | 58.1647
|  | 1554 | 97.0001 | 96.2496 | 96.4851 | 77.0836 | 80.0968 | 32.3358 | 58.5038
|  | 1555 | 97.0239 | 96.1842 | 96.3974 | 75.44 | 78.9391 | 32.7168 | 58.6949
|  | 1556 | 97.0203 | 96.205 | 96.4097 | 73.9016 | 77.9287 | 33.1159 | 58.7331
|  | 1557 | 96.9787 | 96.2022 | 96.4548 | 72.3511 | 76.9557 | 33.4776 | 58.6448
|  | 1558 | 96.8831 | 96.1823 | 96.3851 | 70.6581 | 75.901 | 33.7521 | 58.3391
|  | 1559 | 96.7937 | 96.1421 | 96.3933 | 69.2023 | 74.9835 | 33.8949 | 58.063
|  | 1560 | 96.7385 | 96.155 | 96.3751 | 67.8802 | 74.0908 | 33.9331 | 57.8334
|  | 1561 | 96.7448 | 96.1909 | 96.359 | 66.5776 | 73.0256 | 33.8569 | 57.6111
|  | 1562 | 96.7251 | 96.0681 | 96.3343 | 65.3583 | 72.0529 | 33.6463 | 57.5785
|  | 1563 | 96.7253 | 96.0651 | 96.3024 | 64.2916 | 70.995 | 33.4454 | 57.6695
|  | 1564 | 96.7622 | 96.0388 | 96.2668 | 63.2811 | 69.9323 | 33.246 | 57.8849
|  | 1565 | 96.8132 | 96.0115 | 96.2038 | 62.3158 | 68.8306 | 33.104 | 58.1826
|  | 1566 | 96.8383 | 95.9711 | 96.1695 | 61.3875 | 67.7842 | 33.058 | 58.5083
|  | 1567 | 96.8266 | 95.8937 | 96.1191 | 60.4061 | 66.7557 | 33.0915 | 58.8175
|  | 1568 | 96.7915 | 95.7909 | 96.0313 | 59.4074 | 65.7705 | 33.2288 | 59.0473
|  | 1569 | 96.775 | 95.6985 | 95.904 | 58.4136 | 64.8658 | 33.4243 | 59.1247
|  | 1570 | 96.7067 | 95.5096 | 95.7021 | 57.2864 | 63.9953 | 33.6394 | 59.0681
|  | 1571 | 96.665 | 95.266 | 95.4088 | 56.1336 | 63.1786 | 33.8321 | 58.8632
|  | 1572 | 96.6456 | 94.9383 | 95.0356 | 54.9968 | 62.4171 | 33.9491 | 58.5419
|  | 1573 | 96.6635 | 94.4586 | 94.5556 | 53.743 | 61.7039 | 33.9333 | 58.162
|  | 1574 | 96.709 | 93.8431 | 93.9484 | 52.5518 | 61.0097 | 33.8198 | 57.7827
|  | 1575 | 96.7514 | 93.1207 | 93.2755 | 51.4447 | 60.3059 | 33.5834 | 57.421
|  | 1576 | 96.7629 | 92.3375 | 92.5389 | 50.3585 | 59.6245 | 33.231 | 57.136
|  | 1577 | 96.7375 | 91.4566 | 91.7858 | 49.4124 | 58.9712 | 32.8267 | 56.9827
|  | 1578 | 96.6422 | 90.657 | 91.068 | 48.6664 | 58.2955 | 32.429 | 56.8743
|  | 1579 | 96.5615 | 89.8873 | 90.4678 | 47.998 | 57.6653 | 32.0163 | 56.8377
|  | 1580 | 96.4281 | 89.229 | 89.9702 | 47.498 | 57.091 | 31.6868 | 56.8623
|  | 1581 | 96.2974 | 88.8012 | 89.5746 | 47.1681 | 56.6045 | 31.4643 | 56.8729
|  | 1582 | 96.2384 | 88.5401 | 89.3144 | 46.864 | 56.1283 | 31.2755 | 56.7697
|  | 1583 | 96.2229 | 88.2694 | 89.1187 | 46.6217 | 55.7643 | 31.1624 | 56.6311
|  | 1584 | 96.2347 | 88.156 | 88.8936 | 46.4552 | 55.5034 | 31.1154 | 56.4099
|  | 1585 | 96.2916 | 88.0178 | 88.5521 | 46.2167 | 55.2587 | 31.0241 | 56.0477
|  | 1586 | 96.3355 | 87.5557 | 88.0268 | 45.9135 | 55.0888 | 30.8926 | 55.6463
|  | 1587 | 96.2277 | 86.943 | 87.1724 | 45.6248 | 54.9562 | 30.7332 | 55.2256
|  | 1588 | 95.9001 | 85.9748 | 86.0535 | 45.2282 | 54.8192 | 30.4489 | 54.7904
|  | 1589 | 95.2165 | 84.4295 | 84.5266 | 44.7307 | 54.676 | 30.0679 | 54.4496
|  | 1590 | 94.2002 | 82.5809 | 82.6724 | 44.2613 | 54.5046 | 29.6421 | 54.2065
|  | 1591 | 92.84 | 80.4971 | 80.7181 | 43.7871 | 54.3169 | 29.1836 | 54.0936
|  | 1592 | 91.2224 | 78.1419 | 78.5947 | 43.3411 | 54.095 | 28.6975 | 54.0797
|  | 1593 | 89.553 | 75.7176 | 76.5035 | 42.9427 | 53.8495 | 28.2473 | 54.1692
|  | 1594 | 87.9405 | 73.5852 | 74.7343 | 42.6532 | 53.6306 | 27.8883 | 54.3368
|  | 1595 | 86.7108 | 71.6993 | 73.2475 | 42.4848 | 53.4507 | 27.5935 | 54.4903
|  | 1596 | 85.9788 | 70.2605 | 72.1584 | 42.4234 | 53.3027 | 27.4008 | 54.629
|  | 1597 | 85.8779 | 69.4397 | 71.5638 | 42.4727 | 53.2364 | 27.3262 | 54.6766
|  | 1598 | 86.3845 | 69.0981 | 71.3511 | 42.6122 | 53.2519 | 27.2995 | 54.5978
|  | 1599 | 87.4146 | 69.2055 | 71.4543 | 42.8235 | 53.3548 | 27.3281 | 54.4514
|  | 1600 | 88.7263 | 69.5967 | 71.6665 | 43.0696 | 53.5299 | 27.3754 | 54.2096
|  | 1601 | 89.8869 | 69.9987 | 71.8556 | 43.2944 | 53.8079 | 27.3769 | 53.9217
|  | 1602 | 90.4815 | 70.3038 | 71.8404 | 43.537 | 54.0914 | 27.3459 | 53.639
|  | 1603 | 90.1016 | 70.2393 | 71.4194 | 43.7259 | 54.3571 | 27.251 | 53.4061
|  | 1604 | 88.4536 | 69.6502 | 70.5446 | 43.8282 | 54.6471 | 27.0873 | 53.279
|  | 1605 | 85.6195 | 68.4767 | 69.1895 | 43.8965 | 54.8404 | 26.8704 | 53.3156
|  | 1606 | 81.7555 | 66.6839 | 67.3444 | 43.9229 | 54.9611 | 26.6258 | 53.5429
|  | 1607 | 77.4098 | 64.4214 | 65.1364 | 43.8237 | 54.9865 | 26.3543 | 53.8503
|  | 1608 | 73.0409 | 61.833 | 62.7622 | 43.7647 | 54.9506 | 26.1336 | 54.3935
|  | 1609 | 69.1434 | 59.148 | 60.378 | 43.6852 | 54.8369 | 25.9779 | 55.0251
|  | 1610 | 66.0833 | 56.6402 | 58.3861 | 43.5754 | 54.7037 | 25.906 | 55.6175
|  | 1611 | 64.0677 | 54.5408 | 56.7042 | 43.5207 | 54.5814 | 25.9471 | 56.2402
|  | 1612 | 63.2278 | 53.0086 | 55.6093 | 43.5061 | 54.4864 | 26.1021 | 56.7628
|  | 1613 | 63.6679 | 52.2593 | 55.1369 | 43.5805 | 54.4441 | 26.368 | 57.1315
|  | 1614 | 65.1759 | 52.0574 | 55.2402 | 43.6164 | 54.4955 | 26.6657 | 57.346
|  | 1615 | 67.685 | 52.6165 | 55.8249 | 43.796 | 54.6284 | 27.0882 | 57.4253
|  | 1616 | 70.9904 | 53.623 | 56.7169 | 43.9903 | 54.7973 | 27.482 | 57.3992
|  | 1617 | 74.3204 | 54.7704 | 57.6983 | 44.1375 | 55.0325 | 27.8157 | 57.3392
|  | 1618 | 77.0135 | 56.0278 | 58.5885 | 44.3577 | 55.2689 | 28.1556 | 57.2846
|  | 1619 | 78.2643 | 56.9603 | 59.1565 | 44.5073 | 55.427 | 28.3923 | 57.3183
|  | 1620 | 77.5341 | 57.4854 | 59.2939 | 44.6183 | 55.5296 | 28.5688 | 57.4873
|  | 1621 | 74.7102 | 57.3879 | 58.9184 | 44.6427 | 55.5273 | 28.6684 | 57.8939
|  | 1622 | 70.1712 | 56.6758 | 57.9967 | 44.5821 | 55.3935 | 28.7345 | 58.4637
|  | 1623 | 64.5684 | 55.4188 | 56.6885 | 44.4454 | 55.1594 | 28.7908 | 59.2197
|  | 1624 | 58.96 | 53.6744 | 55.0467 | 44.2077 | 54.8134 | 28.8707 | 60.1503
|  | 1625 | 53.9695 | 51.6833 | 53.2715 | 43.9098 | 54.4293 | 29.0324 | 61.1449
|  | 1626 | 50.0083 | 49.7725 | 51.6621 | 43.5719 | 54.0255 | 29.2809 | 62.1188
|  | 1627 | 47.4512 | 47.9588 | 50.2814 | 43.1808 | 53.6112 | 29.6758 | 63.0757
|  | 1628 | 46.2158 | 46.638 | 49.368 | 42.8172 | 53.2563 | 30.2169 | 63.8505
|  | 1629 | 46.3393 | 45.9452 | 48.9994 | 42.4801 | 52.9947 | 30.8646 | 64.384
|  | 1630 | 47.8192 | 45.8672 | 49.2099 | 42.1651 | 52.7656 | 31.596 | 64.7353
|  | 1631 | 50.7498 | 46.4098 | 49.8948 | 41.9061 | 52.6302 | 32.3998 | 64.8712
|  | 1632 | 54.7441 | 47.4312 | 50.9218 | 41.6796 | 52.5352 | 33.1918 | 64.8576
|  | 1633 | 59.4132 | 48.8477 | 52.2362 | 41.4856 | 52.4505 | 33.927 | 64.79
|  | 1634 | 64.1298 | 50.4163 | 53.525 | 41.3199 | 52.3413 | 34.6025 | 64.6884
|  | 1635 | 67.6842 | 51.8142 | 54.6101 | 41.1607 | 52.1918 | 35.1337 | 64.7068
|  | 1636 | 69.1826 | 52.9358 | 55.4352 | 40.9563 | 51.9689 | 35.5129 | 64.8852
|  | 1637 | 68.105 | 53.6614 | 55.8156 | 40.7424 | 51.6253 | 35.8289 | 65.2514
|  | 1638 | 64.5844 | 53.8254 | 55.7526 | 40.4592 | 51.2418 | 36.0495 | 65.8496
|  | 1639 | 59.3658 | 53.4695 | 55.2953 | 40.1125 | 50.7549 | 36.2265 | 66.6467
|  | 1640 | 53.8162 | 52.6731 | 54.4542 | 39.7392 | 50.2196 | 36.4831 | 67.5723
|  | 1641 | 48.897 | 51.5892 | 53.4874 | 39.2858 | 49.6763 | 36.7923 | 68.5523
|  | 1642 | 44.9915 | 50.3343 | 52.4752 | 38.7947 | 49.1595 | 37.2197 | 69.4608
|  | 1643 | 42.358 | 49.1788 | 51.5815 | 38.306 | 48.6821 | 37.8524 | 70.2909
|  | 1644 | 41.0558 | 48.2444 | 50.9445 | 37.7939 | 48.2807 | 38.6397 | 70.8673
|  | 1645 | 41.0985 | 47.7275 | 50.6687 | 37.3195 | 47.9628 | 39.5087 | 71.192
|  | 1646 | 42.3299 | 47.5943 | 50.7714 | 36.83 | 47.739 | 40.5091 | 71.2564
|  | 1647 | 44.8218 | 47.9588 | 51.2238 | 36.4098 | 47.593 | 41.4792 | 71.06
|  | 1648 | 48.5519 | 48.6509 | 51.9262 | 36.057 | 47.5012 | 42.3462 | 70.6732
|  | 1649 | 53.0841 | 49.6422 | 52.8307 | 35.7422 | 47.4674 | 43.0986 | 70.1874
|  | 1650 | 57.9092 | 50.7377 | 53.7834 | 35.4945 | 47.4388 | 43.6281 | 69.6972
|  | 1651 | 62.209 | 51.7651 | 54.5708 | 35.3346 | 47.3865 | 43.9447 | 69.2758
|  | 1652 | 65.1553 | 52.6111 | 55.199 | 35.2064 | 47.3334 | 44.0384 | 69.0125
|  | 1653 | 65.9696 | 53.1606 | 55.5287 | 35.1238 | 47.1919 | 43.9259 | 68.9334
|  | 1654 | 64.6052 | 53.3443 | 55.5854 | 35.0977 | 47.0386 | 43.7169 | 69.1241
|  | 1655 | 61.5413 | 53.1973 | 55.322 | 35.0665 | 46.8633 | 43.464 | 69.4757
|  | 1656 | 57.395 | 52.7064 | 54.8331 | 35.0608 | 46.6231 | 43.222 | 69.9512
|  | 1657 | 52.9905 | 52.0304 | 54.2339 | 35.0234 | 46.3931 | 43.0852 | 70.4575
|  | 1658 | 49.1432 | 51.2783 | 53.5537 | 34.9578 | 46.2048 | 43.1495 | 70.9679
|  | 1659 | 46.2669 | 50.4643 | 52.9132 | 34.8696 | 46.0231 | 43.3174 | 71.3252
|  | 1660 | 44.4767 | 49.8184 | 52.399 | 34.7401 | 45.9048 | 43.6713 | 71.4595
|  | 1661 | 43.8786 | 49.3683 | 52.0684 | 34.5593 | 45.8919 | 44.1557 | 71.3972
|  | 1662 | 44.4845 | 49.1018 | 51.8779 | 34.3533 | 45.9154 | 44.6475 | 71.0332
|  | 1663 | 46.2542 | 49.05 | 51.8055 | 34.1612 | 46.0172 | 45.1173 | 70.398
|  | 1664 | 48.9877 | 49.1018 | 51.8426 | 33.9183 | 46.2113 | 45.4293 | 69.6759
|  | 1665 | 52.4393 | 49.2271 | 51.8981 | 33.7323 | 46.4563 | 45.5763 | 68.761
|  | 1666 | 56.24 | 49.3706 | 51.9102 | 33.641 | 46.723 | 45.5139 | 67.8445
|  | 1667 | 59.7715 | 49.3562 | 51.8375 | 33.5769 | 47.018 | 45.1764 | 67.0577
|  | 1668 | 62.2624 | 49.2398 | 51.6454 | 33.6437 | 47.3217 | 44.6231 | 66.3703
|  | 1669 | 63.1754 | 48.9712 | 51.3217 | 33.8178 | 47.6042 | 43.916 | 65.8719
|  | 1670 | 62.499 | 48.5506 | 50.9042 | 34.0927 | 47.8704 | 43.122 | 65.5983
|  | 1671 | 60.2053 | 47.9985 | 50.4013 | 34.4837 | 48.1198 | 42.2738 | 65.525
|  | 1672 | 57.0183 | 47.3949 | 49.88 | 34.9435 | 48.3639 | 41.4464 | 65.6006
|  | 1673 | 53.7458 | 46.8268 | 49.3794 | 35.435 | 48.5837 | 40.7676 | 65.7451
|  | 1674 | 50.7776 | 46.3139 | 48.9609 | 35.9515 | 48.8323 | 40.2062 | 65.9196
|  | 1675 | 48.5661 | 45.8901 | 48.6128 | 36.445 | 49.1161 | 39.782 | 66.0178
|  | 1676 | 47.2977 | 45.6211 | 48.3386 | 36.8925 | 49.4229 | 39.5176 | 65.9953
|  | 1677 | 47.0359 | 45.4186 | 48.1352 | 37.2832 | 49.7978 | 39.3528 | 65.8022
|  | 1678 | 47.6625 | 45.285 | 47.9315 | 37.6117 | 50.2495 | 39.2353 | 65.373
|  | 1679 | 49.0409 | 45.1448 | 47.6881 | 37.8386 | 50.7009 | 39.1129 | 64.7796
|  | 1680 | 50.7998 | 44.9207 | 47.3802 | 38.0043 | 51.232 | 38.9278 | 64.0331
|  | 1681 | 52.6476 | 44.5894 | 46.904 | 38.1635 | 51.7949 | 38.6674 | 63.1978
|  | 1682 | 54.2471 | 44.068 | 46.3309 | 38.2872 | 52.3564 | 38.2518 | 62.3566
|  | 1683 | 55.1436 | 43.4096 | 45.644 | 38.4569 | 52.9069 | 37.7423 | 61.5581
|  | 1684 | 55.136 | 42.5775 | 44.8043 | 38.7158 | 53.4564 | 37.1123 | 60.8459
|  | 1685 | 54.1894 | 41.6246 | 43.9912 | 39.0177 | 53.9565 | 36.3648 | 60.3148
|  | 1686 | 52.5028 | 40.7348 | 43.2347 | 39.4338 | 54.4047 | 35.6468 | 59.9997
|  | 1687 | 50.44 | 39.9115 | 42.5731 | 39.9901 | 54.8156 | 34.9272 | 59.8385
|  | 1688 | 48.3708 | 39.2337 | 42.1442 | 40.6337 | 55.218 | 34.2366 | 59.8743
|  | 1689 | 46.5906 | 38.8359 | 41.9386 | 41.3402 | 55.6195 | 33.6555 | 60.041
|  | 1690 | 45.3127 | 38.7605 | 41.9845 | 42.19 | 56.0382 | 33.1915 | 60.2681
|  | 1691 | 44.642 | 38.9326 | 42.2965 | 42.998 | 56.5145 | 32.7968 | 60.5334
|  | 1692 | 44.5851 | 39.3844 | 42.7592 | 43.7922 | 57.0332 | 32.565 | 60.7324
|  | 1693 | 45.1085 | 40.0459 | 43.3285 | 44.5991 | 57.6178 | 32.4189 | 60.8421
|  | 1694 | 46.0733 | 40.7846 | 43.9412 | 45.3491 | 58.3222 | 32.3249 | 60.8325
|  | 1695 | 47.2441 | 41.4507 | 44.3984 | 46.003 | 58.9962 | 32.2678 | 60.6545
|  | 1696 | 48.3341 | 41.9767 | 44.6848 | 46.6087 | 59.7586 | 32.2096 | 60.3602
|  | 1697 | 49.014 | 42.2225 | 44.6966 | 47.1492 | 60.5151 | 32.0953 | 59.9278
|  | 1698 | 49.0419 | 42.1312 | 44.3961 | 47.6121 | 61.1978 | 31.9508 | 59.4772
|  | 1699 | 48.2794 | 41.6694 | 43.7963 | 48.0463 | 61.7978 | 31.7428 | 58.9702
|  | 1700 | 46.7937 | 40.8497 | 42.9393 | 48.4563 | 62.315 | 31.4437 | 58.5297
|  | 1701 | 44.7983 | 39.8032 | 41.9284 | 48.8573 | 62.6769 | 31.1277 | 58.1711
|  | 1702 | 42.5231 | 38.616 | 40.8947 | 49.2326 | 62.9312 | 30.7742 | 57.9778
|  | 1703 | 40.3159 | 37.3507 | 39.9134 | 49.6504 | 63.058 | 30.3737 | 57.9353
|  | 1704 | 38.5435 | 36.3277 | 39.1864 | 50.0733 | 63.0911 | 30.0378 | 58.0439
|  | 1705 | 37.321 | 35.6111 | 38.8278 | 50.4951 | 63.1155 | 29.7684 | 58.3376
|  | 1706 | 36.7478 | 35.2876 | 38.8616 | 50.9225 | 63.0675 | 29.5266 | 58.701
|  | 1707 | 36.9843 | 35.4874 | 39.3247 | 51.3637 | 63.0873 | 29.381 | 59.1779
|  | 1708 | 38.0622 | 36.1561 | 40.2077 | 51.8055 | 63.2078 | 29.3515 | 59.6912
|  | 1709 | 39.9436 | 37.307 | 41.4495 | 52.2011 | 63.34 | 29.3811 | 60.1468
|  | 1710 | 42.4637 | 38.8588 | 42.9597 | 52.6008 | 63.6211 | 29.5203 | 60.5739
|  | 1711 | 45.4208 | 40.5534 | 44.4702 | 52.9662 | 63.9725 | 29.7222 | 60.8962
|  | 1712 | 48.1907 | 42.2639 | 45.9175 | 53.2531 | 64.3362 | 29.9346 | 61.0661
|  | 1713 | 50.2866 | 43.8531 | 47.1435 | 53.5152 | 64.7429 | 30.1755 | 61.1473
|  | 1714 | 51.1599 | 45.0613 | 47.9727 | 53.739 | 65.0973 | 30.4121 | 61.1375
|  | 1715 | 50.4941 | 45.7976 | 48.3964 | 53.8649 | 65.3657 | 30.5764 | 61.0384
|  | 1716 | 48.3986 | 46.0447 | 48.3159 | 54.0025 | 65.541 | 30.7328 | 60.9014
|  | 1717 | 45.2338 | 45.7391 | 47.8738 | 54.0208 | 65.5403 | 30.8201 | 60.8162
|  | 1718 | 41.6969 | 44.9154 | 47.0468 | 53.9757 | 65.403 | 30.8226 | 60.7653
|  | 1719 | 38.2414 | 43.7937 | 46.0255 | 53.9378 | 65.1117 | 30.8257 | 60.8321
|  | 1720 | 35.3927 | 42.5034 | 44.9807 | 53.8395 | 64.7093 | 30.7821 | 61.0239
|  | 1721 | 33.3864 | 41.265 | 44.1107 | 53.7018 | 64.2164 | 30.752 | 61.3099
|  | 1722 | 32.2667 | 40.2238 | 43.5435 | 53.502 | 63.6838 | 30.7256 | 61.7622
|  | 1723 | 32.068 | 39.6718 | 43.4347 | 53.3179 | 63.1328 | 30.7638 | 62.2806
|  | 1724 | 32.8944 | 39.675 | 43.8552 | 53.0885 | 62.6435 | 30.857 | 62.8582
|  | 1725 | 34.8761 | 40.3148 | 44.808 | 52.834 | 62.1802 | 31.0353 | 63.4617
|  | 1726 | 37.9245 | 41.5767 | 46.2575 | 52.5511 | 61.7917 | 31.3054 | 64.0398
|  | 1727 | 42.1034 | 43.3639 | 48.0788 | 52.2425 | 61.4951 | 31.6625 | 64.5425
|  | 1728 | 47.0581 | 45.5776 | 50.1424 | 51.8554 | 61.2161 | 32.0859 | 64.9418
|  | 1729 | 52.2396 | 48.0565 | 52.2859 | 51.4141 | 60.9806 | 32.5671 | 65.2446
|  | 1730 | 56.8683 | 50.3223 | 54.182 | 50.9317 | 60.7617 | 33.0224 | 65.3963
|  | 1731 | 60.0438 | 52.4137 | 55.7757 | 50.3779 | 60.5095 | 33.4975 | 65.4503
|  | 1732 | 60.964 | 54.0606 | 56.9069 | 49.7812 | 60.2149 | 33.9211 | 65.4139
|  | 1733 | 59.4418 | 55.0129 | 57.5192 | 49.182 | 59.8717 | 34.258 | 65.3338
|  | 1734 | 55.9695 | 55.4278 | 57.616 | 48.5253 | 59.446 | 34.5459 | 65.2458
|  | 1735 | 51.2653 | 55.1711 | 57.1894 | 47.8707 | 58.9391 | 34.732 | 65.1958
|  | 1736 | 46.311 | 54.398 | 56.5059 | 47.2634 | 58.4197 | 34.8275 | 65.221
|  | 1737 | 41.8562 | 53.3127 | 55.5951 | 46.7146 | 57.8621 | 34.8763 | 65.3276
|  | 1738 | 38.4028 | 52.0981 | 54.6786 | 46.2391 | 57.2832 | 34.8748 | 65.5391
|  | 1739 | 36.0847 | 50.9447 | 54.0075 | 45.7849 | 56.7347 | 34.8539 | 65.8212
|  | 1740 | 34.9811 | 50.1792 | 53.6484 | 45.4647 | 56.2256 | 34.8594 | 66.1624
|  | 1741 | 35.1202 | 49.917 | 53.7887 | 45.1937 | 55.7567 | 34.931 | 66.5752
|  | 1742 | 36.553 | 50.1943 | 54.4073 | 44.906 | 55.3593 | 35.0171 | 66.9403
|  | 1743 | 39.3877 | 51.1009 | 55.4496 | 44.6941 | 55.0318 | 35.2062 | 67.2484
|  | 1744 | 43.5502 | 52.5703 | 56.9303 | 44.453 | 54.7449 | 35.4636 | 67.4893
|  | 1745 | 49.2919 | 54.4344 | 58.593 | 44.1856 | 54.4918 | 35.767 | 67.6087
|  | 1746 | 56.0411 | 56.4845 | 60.2985 | 43.8546 | 54.26 | 36.1056 | 67.5683
|  | 1747 | 63.2972 | 58.5464 | 61.917 | 43.4399 | 54.0209 | 36.4379 | 67.4301
|  | 1748 | 69.5538 | 60.3822 | 63.227 | 42.976 | 53.7653 | 36.7434 | 67.1411
|  | 1749 | 73.5006 | 61.6796 | 64.0486 | 42.4452 | 53.4994 | 36.9713 | 66.7693
|  | 1750 | 74.2181 | 62.4558 | 64.4126 | 41.8599 | 53.1916 | 37.1137 | 66.3485
|  | 1751 | 71.3985 | 62.6197 | 64.2732 | 41.2565 | 52.8585 | 37.1563 | 65.9107
|  | 1752 | 66.2868 | 62.1906 | 63.7353 | 40.6625 | 52.4997 | 37.0815 | 65.5235
|  | 1753 | 59.9144 | 61.229 | 62.8315 | 40.0806 | 52.1359 | 36.8936 | 65.1708
|  | 1754 | 53.7951 | 59.9331 | 61.7173 | 39.5695 | 51.7641 | 36.6271 | 64.9251
|  | 1755 | 48.7471 | 58.58 | 60.6705 | 39.178 | 51.4344 | 36.2995 | 64.8159
|  | 1756 | 45.2812 | 57.2318 | 59.7579 | 38.8392 | 51.1538 | 35.9199 | 64.7625
|  | 1757 | 43.4145 | 56.2407 | 59.1414 | 38.6465 | 50.9167 | 35.5535 | 64.8326
|  | 1758 | 43.1882 | 55.6949 | 58.9329 | 38.5641 | 50.7501 | 35.2221 | 64.953
|  | 1759 | 44.6531 | 55.5977 | 59.0976 | 38.5263 | 50.6587 | 34.9046 | 65.0605
|  | 1760 | 47.7514 | 56.0835 | 59.6715 | 38.5835 | 50.6324 | 34.6838 | 65.1773
|  | 1761 | 52.4419 | 56.9886 | 60.4976 | 38.6711 | 50.6599 | 34.5362 | 65.2415
|  | 1762 | 58.3993 | 58.1332 | 61.4447 | 38.7648 | 50.7402 | 34.4146 | 65.1565
|  | 1763 | 65.675 | 59.4189 | 62.3862 | 38.8484 | 50.8591 | 34.3498 | 64.9812
|  | 1764 | 72.6627 | 60.6216 | 63.1346 | 38.9259 | 50.9883 | 34.3517 | 64.6861
|  | 1765 | 78.2392 | 61.4094 | 63.5218 | 38.9053 | 51.1152 | 34.2862 | 64.2105
|  | 1766 | 80.9513 | 61.8327 | 63.5131 | 38.875 | 51.2287 | 34.2326 | 63.6649
|  | 1767 | 80.2721 | 61.681 | 63.023 | 38.7953 | 51.3215 | 34.1341 | 63.0599
|  | 1768 | 76.3608 | 60.901 | 62.1174 | 38.6264 | 51.3819 | 33.9316 | 62.4412
|  | 1769 | 70.3178 | 59.6258 | 60.7694 | 38.4855 | 51.4008 | 33.6863 | 61.8144
|  | 1770 | 63.6136 | 57.9156 | 59.1677 | 38.3268 | 51.4055 | 33.3733 | 61.2354
|  | 1771 | 57.2033 | 56.0196 | 57.4909 | 38.1967 | 51.369 | 32.9974 | 60.7593
|  | 1772 | 52.1336 | 53.9643 | 55.7994 | 38.0769 | 51.3417 | 32.5536 | 60.3868
|  | 1773 | 48.5016 | 52.0293 | 54.3151 | 38.0179 | 51.3432 | 32.0716 | 60.1634
|  | 1774 | 46.5044 | 50.5632 | 53.2503 | 38.0389 | 51.3493 | 31.6212 | 60.0488
|  | 1775 | 46.031 | 49.5025 | 52.5425 | 38.1161 | 51.4021 | 31.1498 | 60.0718
|  | 1776 | 47.1407 | 48.956 | 52.3047 | 38.2607 | 51.5202 | 30.7024 | 60.1792
|  | 1777 | 49.8364 | 48.9594 | 52.4788 | 38.4586 | 51.6986 | 30.3168 | 60.3584
|  | 1778 | 53.7614 | 49.4304 | 53.0056 | 38.7195 | 51.9538 | 29.9666 | 60.5685
|  | 1779 | 59.3711 | 50.306 | 53.7674 | 39.0187 | 52.2655 | 29.6726 | 60.744
|  | 1780 | 65.7697 | 51.325 | 54.5814 | 39.3364 | 52.6303 | 29.458 | 60.8649
|  | 1781 | 72.033 | 52.3446 | 55.2904 | 39.664 | 53.0391 | 29.279 | 60.8856
|  | 1782 | 76.8507 | 53.2419 | 55.8196 | 39.9789 | 53.4674 | 29.1466 | 60.8107
|  | 1783 | 79.049 | 53.7722 | 56.0062 | 40.296 | 53.9056 | 29.0631 | 60.6294
|  | 1784 | 78.0717 | 53.8784 | 55.8182 | 40.6067 | 54.3339 | 28.9808 | 60.3708
|  | 1785 | 73.4603 | 53.511 | 55.1772 | 40.8781 | 54.7129 | 28.9261 | 60.0167
|  | 1786 | 66.8945 | 52.6046 | 54.164 | 41.1473 | 55.0628 | 28.8687 | 59.6142
|  | 1787 | 59.3567 | 51.3368 | 52.8858 | 41.4051 | 55.3466 | 28.7985 | 59.2353
|  | 1788 | 52.4612 | 49.6989 | 51.3325 | 41.63 | 55.548 | 28.7182 | 58.8372
|  | 1789 | 46.7566 | 47.8396 | 49.7027 | 41.8642 | 55.7248 | 28.6049 | 58.5174
|  | 1790 | 42.6565 | 46.1082 | 48.2261 | 42.1115 | 55.8294 | 28.4945 | 58.2908
|  | 1791 | 39.9956 | 44.3872 | 46.8861 | 42.3083 | 55.8968 | 28.3632 | 58.1652
|  | 1792 | 38.8553 | 42.9954 | 45.8434 | 42.534 | 55.9645 | 28.218 | 58.1749
|  | 1793 | 39.0675 | 42.0873 | 45.2341 | 42.7628 | 56.0404 | 28.0943 | 58.3249
|  | 1794 | 40.584 | 41.5732 | 44.9798 | 42.9799 | 56.1184 | 27.9564 | 58.5918
|  | 1795 | 43.4274 | 41.5383 | 45.1467 | 43.1815 | 56.2443 | 27.824 | 58.9669
|  | 1796 | 47.3598 | 41.913 | 45.6084 | 43.3859 | 56.4029 | 27.7157 | 59.4124
|  | 1797 | 52.8271 | 42.6509 | 46.3252 | 43.5982 | 56.6093 | 27.6377 | 59.8805
|  | 1798 | 58.552 | 43.6268 | 47.1917 | 43.7724 | 56.8851 | 27.569 | 60.3829
|  | 1799 | 63.8739 | 44.65 | 48.0204 | 43.9528 | 57.1444 | 27.544 | 60.8029
|  | 1800 | 67.5761 | 45.6118 | 48.7659 | 44.1149 | 57.4343 | 27.5534 | 61.1897
|  | 1801 | 68.7465 | 46.4416 | 49.3094 | 44.2843 | 57.7309 | 27.6009 | 61.4674
|  | 1802 | 66.956 | 46.9533 | 49.5878 | 44.4463 | 57.9699 | 27.6808 | 61.6479
|  | 1803 | 62.6653 | 47.1573 | 49.5613 | 44.598 | 58.1682 | 27.7981 | 61.7304
|  | 1804 | 57.0027 | 46.9716 | 49.2478 | 44.7415 | 58.3138 | 27.9444 | 61.7141
|  | 1805 | 50.7405 | 46.4663 | 48.6664 | 44.8943 | 58.376 | 28.131 | 61.6522
|  | 1806 | 45.2527 | 45.685 | 47.9217 | 45.0141 | 58.3671 | 28.2977 | 61.5473
|  | 1807 | 40.5286 | 44.7351 | 47.0707 | 45.1417 | 58.2948 | 28.5298 | 61.4438
|  | 1808 | 37.2271 | 43.6861 | 46.1686 | 45.2514 | 58.1227 | 28.7517 | 61.3724
|  | 1809 | 35.0725 | 42.7079 | 45.4386 | 45.2794 | 57.9104 | 28.9476 | 61.3687
|  | 1810 | 33.9947 | 41.8504 | 44.8283 | 45.3096 | 57.6597 | 29.1669 | 61.4819
|  | 1811 | 33.8531 | 41.2379 | 44.4626 | 45.3095 | 57.3768 | 29.3965 | 61.6841
|  | 1812 | 34.7153 | 40.9326 | 44.3665 | 45.239 | 57.1019 | 29.5988 | 62.0151
|  | 1813 | 36.5381 | 40.9358 | 44.5426 | 45.1048 | 56.8006 | 29.8021 | 62.455
|  | 1814 | 39.3112 | 41.274 | 44.9612 | 44.9321 | 56.5517 | 30.0169 | 63.0192
|  | 1815 | 42.9054 | 41.8509 | 45.571 | 44.688 | 56.3079 | 30.2121 | 63.6474
|  | 1816 | 47.1111 | 42.6541 | 46.3242 | 44.3938 | 56.0959 | 30.4356 | 64.3359
|  | 1817 | 51.5488 | 43.5742 | 47.1458 | 44.0228 | 55.9098 | 30.6688 | 65.0438
|  | 1818 | 55.1427 | 44.4915 | 47.9011 | 43.6784 | 55.7451 | 30.9266 | 65.6874
|  | 1819 | 57.9633 | 45.3194 | 48.5698 | 43.2763 | 55.6007 | 31.1999 | 66.3029
|  | 1820 | 59.2568 | 46.0419 | 49.1118 | 42.8875 | 55.4478 | 31.5286 | 66.8144
|  | 1821 | 58.6384 | 46.5076 | 49.4674 | 42.4931 | 55.2869 | 31.8391 | 67.2219
|  | 1822 | 56.163 | 46.8256 | 49.6734 | 42.1574 | 55.0999 | 32.2089 | 67.5217
|  | 1823 | 52.7901 | 46.8991 | 49.7144 | 41.8248 | 54.8794 | 32.5835 | 67.6798
|  | 1824 | 48.9332 | 46.7846 | 49.6042 | 41.5617 | 54.6424 | 32.9806 | 67.7461
|  | 1825 | 44.8184 | 46.5317 | 49.4257 | 41.3367 | 54.356 | 33.3676 | 67.7375
|  | 1826 | 41.3636 | 46.2125 | 49.2312 | 41.1593 | 54.0499 | 33.7557 | 67.6731
|  | 1827 | 38.4791 | 45.916 | 49.068 | 41.0236 | 53.7088 | 34.1433 | 67.6198
|  | 1828 | 36.6397 | 45.7074 | 49.0179 | 40.9061 | 53.3594 | 34.4837 | 67.5745
|  | 1829 | 35.7688 | 45.6496 | 49.0909 | 40.8081 | 52.9741 | 34.8336 | 67.6128
|  | 1830 | 35.9764 | 45.7559 | 49.3287 | 40.6733 | 52.5639 | 35.134 | 67.6875
|  | 1831 | 37.0598 | 46.0667 | 49.6899 | 40.5499 | 52.1809 | 35.4333 | 67.9056
|  | 1832 | 38.8465 | 46.524 | 50.1974 | 40.3289 | 51.7612 | 35.7124 | 68.2044
|  | 1833 | 41.5187 | 47.1435 | 50.772 | 40.0492 | 51.3513 | 36.0032 | 68.6128
|  | 1834 | 44.6456 | 47.8527 | 51.3612 | 39.6982 | 50.9341 | 36.3073 | 69.1391
|  | 1835 | 48.2565 | 48.5412 | 51.9304 | 39.2215 | 50.5415 | 36.6036 | 69.6915
|  | 1836 | 51.918 | 49.2348 | 52.4365 | 38.6933 | 50.1511 | 36.9404 | 70.3302
|  | 1837 | 55.038 | 49.7527 | 52.8276 | 38.0952 | 49.8468 | 37.2601 | 70.9256
|  | 1838 | 57.0097 | 50.1653 | 53.0749 | 37.5022 | 49.5078 | 37.6213 | 71.4882
|  | 1839 | 57.5401 | 50.3944 | 53.2258 | 36.865 | 49.2622 | 38.0366 | 72.0027
|  | 1840 | 56.7949 | 50.4203 | 53.1846 | 36.2637 | 49.0109 | 38.4453 | 72.4007
|  | 1841 | 54.5998 | 50.2752 | 53.0458 | 35.7072 | 48.7993 | 38.8693 | 72.6707
|  | 1842 | 51.7588 | 49.9965 | 52.8479 | 35.1969 | 48.6333 | 39.2974 | 72.8649
|  | 1843 | 49.0631 | 49.691 | 52.6336 | 34.8091 | 48.5008 | 39.7413 | 72.9416
|  | 1844 | 46.7134 | 49.3753 | 52.4507 | 34.5463 | 48.4101 | 40.1395 | 72.9102
|  | 1845 | 44.7347 | 49.1203 | 52.3444 | 34.4182 | 48.356 | 40.5123 | 72.7955
|  | 1846 | 43.5557 | 48.9791 | 52.3423 | 34.4251 | 48.3278 | 40.8358 | 72.6025
|  | 1847 | 43.056 | 48.9943 | 52.4647 | 34.5406 | 48.3108 | 41.0941 | 72.4009
|  | 1848 | 43.4612 | 49.1861 | 52.7261 | 34.7407 | 48.3109 | 41.3107 | 72.1967
|  | 1849 | 44.6808 | 49.5496 | 53.0815 | 35.012 | 48.31 | 41.467 | 72.0377
|  | 1850 | 46.3489 | 50.0218 | 53.4725 | 35.2874 | 48.3025 | 41.5586 | 71.8984
|  | 1851 | 48.6806 | 50.5952 | 53.9431 | 35.5694 | 48.2638 | 41.6183 | 71.9313
|  | 1852 | 51.4769 | 51.1491 | 54.3008 | 35.7954 | 48.2228 | 41.6307 | 71.9717
|  | 1853 | 54.6292 | 51.6127 | 54.5528 | 35.9532 | 48.1466 | 41.634 | 72.1042
|  | 1854 | 57.5662 | 51.9438 | 54.66 | 36.0283 | 48.0503 | 41.6331 | 72.3193
|  | 1855 | 59.7736 | 52.0431 | 54.5227 | 35.9663 | 47.9305 | 41.6357 | 72.5827
|  | 1856 | 60.9587 | 51.8609 | 54.1792 | 35.7767 | 47.8096 | 41.6557 | 72.8774
|  | 1857 | 60.7691 | 51.4432 | 53.6212 | 35.4838 | 47.6782 | 41.6968 | 73.1715
|  | 1858 | 59.6405 | 50.7405 | 52.8463 | 35.0965 | 47.5745 | 41.7664 | 73.4618
|  | 1859 | 57.5129 | 49.824 | 51.9865 | 34.6505 | 47.4897 | 41.8393 | 73.7222
|  | 1860 | 54.8525 | 48.7833 | 51.0387 | 34.2048 | 47.4344 | 41.9597 | 73.9063
|  | 1861 | 51.8228 | 47.6331 | 50.0632 | 33.746 | 47.4207 | 42.0772 | 74.0374
|  | 1862 | 49.1767 | 46.5449 | 49.1752 | 33.3614 | 47.4603 | 42.1943 | 74.0763
|  | 1863 | 47.2067 | 45.5905 | 48.4642 | 33.0602 | 47.5546 | 42.2956 | 74.0387
|  | 1864 | 45.9777 | 44.8425 | 47.9639 | 32.8946 | 47.7283 | 42.3875 | 73.9159
|  | 1865 | 45.3999 | 44.3601 | 47.6815 | 32.8786 | 47.9648 | 42.4478 | 73.7684
|  | 1866 | 45.6811 | 44.1843 | 47.6704 | 33.0302 | 48.2435 | 42.4593 | 73.5823
|  | 1867 | 46.8133 | 44.3251 | 47.8846 | 33.3779 | 48.5911 | 42.4405 | 73.3875
|  | 1868 | 48.7961 | 44.6557 | 48.2334 | 33.8446 | 48.982 | 42.3734 | 73.213
|  | 1869 | 51.3207 | 45.1469 | 48.6555 | 34.4089 | 49.3643 | 42.2878 | 73.0613
|  | 1870 | 54.4695 | 45.7761 | 49.1351 | 35.0844 | 49.793 | 42.1678 | 72.978
|  | 1871 | 57.6699 | 46.437 | 49.5634 | 35.8329 | 50.2326 | 42.0498 | 72.9325
|  | 1872 | 60.2371 | 46.9626 | 49.8352 | 36.5543 | 50.6506 | 41.9201 | 72.954
|  | 1873 | 61.8398 | 47.3525 | 49.9379 | 37.2746 | 51.0631 | 41.8134 | 73.0476
|  | 1874 | 62.1698 | 47.4854 | 49.8067 | 37.941 | 51.4607 | 41.6859 | 73.2073
|  | 1875 | 60.9106 | 47.305 | 49.3843 | 38.4694 | 51.8046 | 41.6238 | 73.3879
|  | 1876 | 58.338 | 46.7641 | 48.6648 | 38.873 | 52.1127 | 41.5685 | 73.5881
|  | 1877 | 54.7446 | 45.9107 | 47.7109 | 39.1367 | 52.3822 | 41.5366 | 73.8416
|  | 1878 | 50.5975 | 44.7134 | 46.4984 | 39.2316 | 52.6144 | 41.5529 | 74.0513
|  | 1879 | 46.4933 | 43.2549 | 45.1114 | 39.2044 | 52.8155 | 41.5943 | 74.2415
|  | 1880 | 43.3066 | 41.6216 | 43.6446 | 39.0877 | 53.0161 | 41.659 | 74.3953
|  | 1881 | 40.5784 | 40.0059 | 42.2838 | 38.9258 | 53.2015 | 41.7353 | 74.4842
|  | 1882 | 38.7867 | 38.5175 | 41.1047 | 38.7508 | 53.3791 | 41.8094 | 74.513
|  | 1883 | 37.8427 | 37.2115 | 40.1261 | 38.5903 | 53.5822 | 41.8784 | 74.4981
|  | 1884 | 37.8541 | 36.2225 | 39.486 | 38.4805 | 53.8143 | 41.9165 | 74.4506
|  | 1885 | 38.7304 | 35.6307 | 39.2011 | 38.4687 | 54.0626 | 41.9341 | 74.3437
|  | 1886 | 40.3871 | 35.4266 | 39.2912 | 38.5856 | 54.3781 | 41.9248 | 74.2284
|  | 1887 | 43.0136 | 35.6803 | 39.7176 | 38.8522 | 54.7197 | 41.8809 | 74.0866
|  | 1888 | 46.4297 | 36.3058 | 40.4502 | 39.2337 | 55.0719 | 41.7994 | 73.9809
|  | 1889 | 50.3037 | 37.2721 | 41.4333 | 39.7841 | 55.4877 | 41.702 | 73.8967
|  | 1890 | 54.2964 | 38.4862 | 42.5593 | 40.44 | 55.9439 | 41.5752 | 73.8541
|  | 1891 | 57.825 | 39.7814 | 43.6719 | 41.1962 | 56.3892 | 41.4594 | 73.8797
|  | 1892 | 60.0408 | 41.1119 | 44.7442 | 42.0003 | 56.8845 | 41.3302 | 73.9619
|  | 1893 | 60.6792 | 42.3323 | 45.6237 | 42.8759 | 57.388 | 41.2293 | 74.1165
|  | 1894 | 59.5883 | 43.2129 | 46.1892 | 43.6473 | 57.8597 | 41.1419 | 74.2937
|  | 1895 | 56.8652 | 43.7841 | 46.4599 | 44.3843 | 58.3316 | 41.0895 | 74.5426
|  | 1896 | 53.0648 | 44.0076 | 46.3887 | 45.0881 | 58.8073 | 41.088 | 74.8317
|  | 1897 | 48.47 | 43.7725 | 45.9223 | 45.6463 | 59.2209 | 41.1364 | 75.1193
|  | 1898 | 43.628 | 43.1118 | 45.101 | 46.1132 | 59.6245 | 41.2393 | 75.4295
|  | 1899 | 39.1084 | 42.0838 | 44.0195 | 46.4402 | 60.0048 | 41.3845 | 75.7274
|  | 1900 | 35.1897 | 40.7882 | 42.7427 | 46.6872 | 60.3009 | 41.5786 | 75.9904
|  | 1901 | 32.0335 | 39.3055 | 41.4213 | 46.785 | 60.5987 | 41.7962 | 76.2099
|  | 1902 | 29.9715 | 37.7518 | 40.086 | 46.8544 | 60.8318 | 42.047 | 76.4137
|  | 1903 | 28.8313 | 36.2468 | 38.9182 | 46.8499 | 61.0223 | 42.3178 | 76.4941
|  | 1904 | 28.5539 | 34.998 | 38.0149 | 46.8428 | 61.1807 | 42.597 | 76.6273
|  | 1905 | 29.1693 | 33.9753 | 37.3826 | 46.8293 | 61.3136 | 42.8691 | 76.6795
|  | 1906 | 30.6505 | 33.35 | 37.1462 | 46.8531 | 61.442 | 43.128 | 76.6988
|  | 1907 | 32.9564 | 33.1827 | 37.292 | 46.9214 | 61.5465 | 43.3549 | 76.6952
|  | 1908 | 36.0172 | 33.5086 | 37.8625 | 47.0354 | 61.6302 | 43.5275 | 76.6458
|  | 1909 | 39.8882 | 34.2604 | 38.8093 | 47.3351 | 61.7667 | 43.7262 | 76.7185
|  | 1910 | 44.1925 | 35.3608 | 40.0141 | 47.5876 | 61.9468 | 43.8124 | 76.6832
|  | 1911 | 49.201 | 36.8461 | 41.482 | 47.9556 | 62.0395 | 43.8888 | 76.7162
|  | 1912 | 53.8563 | 38.5891 | 43.1004 | 48.3832 | 62.2014 | 43.9421 | 76.7924
|  | 1913 | 57.5593 | 40.3389 | 44.6444 | 48.8187 | 62.3601 | 43.9767 | 76.9035
|  | 1914 | 59.3673 | 42.1097 | 46.1051 | 49.2711 | 62.5312 | 43.989 | 77.0549
|  | 1915 | 59.0804 | 43.7444 | 47.3849 | 49.7286 | 62.718 | 44.0028 | 77.2683
|  | 1916 | 56.761 | 45.0248 | 48.2736 | 50.0632 | 62.8591 | 44.0649 | 77.4402
|  | 1917 | 52.8063 | 45.8978 | 48.8688 | 50.3192 | 63.0266 | 44.0084 | 77.7034
|  | 1918 | 47.8407 | 46.4924 | 49.1152 | 50.5964 | 63.1667 | 44.1106 | 77.9714
|  | 1919 | 42.3491 | 46.6018 | 48.9802 | 50.7224 | 63.2597 | 44.1991 | 78.212
|  | 1920 | 37.4541 | 46.293 | 48.5066 | 50.755 | 63.3318 | 44.3326 | 78.4544
|  | 1921 | 32.8563 | 45.5983 | 47.7641 | 50.6897 | 63.3567 | 44.4963 | 78.6656
|  | 1922 | 29.5838 | 44.5989 | 46.8117 | 50.5507 | 63.3549 | 44.7154 | 78.8461
|  | 1923 | 27.2466 | 43.4089 | 45.7906 | 50.3429 | 63.3243 | 44.9547 | 78.9991
|  | 1924 | 26.0417 | 42.0629 | 44.7203 | 50.078 | 63.2478 | 45.254 | 79.1029
|  | 1925 | 25.711 | 40.8153 | 43.8187 | 49.8095 | 63.1443 | 45.5716 | 79.1604
|  | 1926 | 26.1678 | 39.801 | 43.1756 | 49.526 | 63.0372 | 45.8851 | 79.1818
|  | 1927 | 27.4213 | 39.0478 | 42.8216 | 49.2718 | 62.9367 | 46.2175 | 79.1886
|  | 1928 | 29.5783 | 38.673 | 42.824 | 49.0632 | 62.8346 | 46.5495 | 79.181
|  | 1929 | 32.6347 | 38.7293 | 43.1974 | 48.9247 | 62.7486 | 46.8639 | 79.1649
|  | 1930 | 36.7945 | 39.2582 | 43.97 | 48.8649 | 62.684 | 47.1687 | 79.1451
|  | 1931 | 42.0612 | 40.2644 | 45.1178 | 48.8808 | 62.6587 | 47.4328 | 79.1364
|  | 1932 | 47.6667 | 41.6102 | 46.5007 | 48.9608 | 62.6796 | 47.6753 | 79.1826
|  | 1933 | 53.8638 | 43.2851 | 48.1104 | 49.0901 | 62.7008 | 47.8721 | 79.2324
|  | 1934 | 59.6751 | 45.1988 | 49.8287 | 49.2742 | 62.7466 | 48.0524 | 79.3053
|  | 1935 | 64.1247 | 47.1052 | 51.4661 | 49.4836 | 62.8221 | 48.1955 | 79.4258
|  | 1936 | 66.5439 | 49.0194 | 53.037 | 49.6805 | 62.937 | 48.3213 | 79.5653
|  | 1937 | 66.6024 | 50.7814 | 54.4036 | 49.8776 | 63.0153 | 48.4191 | 79.7158
|  | 1938 | 63.9765 | 52.19 | 55.4168 | 50.0427 | 63.1007 | 48.5003 | 79.8727
|  | 1939 | 59.4025 | 53.2384 | 56.133 | 50.1603 | 63.1825 | 48.579 | 80.0362
|  | 1940 | 53.5452 | 53.8906 | 56.4793 | 50.216 | 63.2528 | 48.6681 | 80.2001
|  | 1941 | 47.4729 | 54.1162 | 56.4833 | 50.2005 | 63.2673 | 48.7606 | 80.3216
|  | 1942 | 41.8933 | 53.9571 | 56.181 | 50.1431 | 63.2593 | 48.856 | 80.4212
|  | 1943 | 37.3312 | 53.3931 | 55.6314 | 50.0014 | 63.2291 | 48.9669 | 80.4951
|  | 1944 | 33.972 | 52.5487 | 54.8776 | 49.7977 | 63.1589 | 49.1041 | 80.5305
|  | 1945 | 31.6066 | 51.582 | 54.0828 | 49.5886 | 63.0487 | 49.2681 | 80.5029
|  | 1946 | 30.3671 | 50.5356 | 53.2797 | 49.3556 | 62.9034 | 49.4188 | 80.4277
|  | 1947 | 30.0069 | 49.5209 | 52.6343 | 49.0741 | 62.8066 | 49.5928 | 80.3966
|  | 1948 | 30.5456 | 48.7313 | 52.1591 | 48.8249 | 62.6538 | 49.7755 | 80.2987
|  | 1949 | 31.9905 | 48.2307 | 51.9451 | 48.6178 | 62.5196 | 49.9738 | 80.1653
|  | 1950 | 34.3081 | 48.0189 | 52.0411 | 48.453 | 62.3764 | 50.1651 | 80.0271
|  | 1951 | 37.6482 | 48.1527 | 52.4319 | 48.2744 | 62.3119 | 50.332 | 79.9888
|  | 1952 | 42.2957 | 48.6858 | 53.0639 | 48.2041 | 62.2214 | 50.5146 | 79.8715
|  | 1953 | 48.4876 | 49.6157 | 53.9774 | 48.1851 | 62.1884 | 50.7005 | 79.811
|  | 1954 | 55.2724 | 50.6272 | 54.9914 | 48.129 | 62.1992 | 50.8051 | 79.7931
|  | 1955 | 62.3564 | 51.9781 | 56.1464 | 48.1949 | 62.216 | 50.9641 | 79.7679
|  | 1956 | 69.0851 | 53.4534 | 57.3683 | 48.2931 | 62.3074 | 51.1085 | 79.8386
|  | 1957 | 73.8752 | 54.7381 | 58.4206 | 48.3354 | 62.4263 | 51.1684 | 79.9143
|  | 1958 | 75.9859 | 56.0314 | 59.3495 | 48.4661 | 62.5675 | 51.284 | 79.9999
|  | 1959 | 74.9499 | 57.0748 | 60.0675 | 48.5721 | 62.7411 | 51.3617 | 80.1144
|  | 1960 | 71.2938 | 57.8352 | 60.5283 | 48.6839 | 62.9286 | 51.4321 | 80.2425
|  | 1961 | 65.4728 | 58.2412 | 60.6849 | 48.7798 | 63.1188 | 51.4893 | 80.3541
|  | 1962 | 58.8213 | 58.3232 | 60.553 | 48.9008 | 63.3381 | 51.5592 | 80.4642
|  | 1963 | 52.6719 | 58.0354 | 60.1808 | 48.9888 | 63.5428 | 51.6127 | 80.5587
|  | 1964 | 47.4853 | 57.4672 | 59.592 | 49.0825 | 63.7427 | 51.6666 | 80.6222
|  | 1965 | 43.4248 | 56.6465 | 58.831 | 49.1823 | 63.9271 | 51.7412 | 80.65
|  | 1966 | 40.571 | 55.6516 | 57.9777 | 49.2796 | 64.0964 | 51.8036 | 80.6468
|  | 1967 | 38.7096 | 54.6283 | 57.147 | 49.3902 | 64.2349 | 51.8759 | 80.5982
|  | 1968 | 37.9093 | 53.5597 | 56.3364 | 49.5208 | 64.3639 | 51.9576 | 80.5133
|  | 1969 | 38.0428 | 52.6132 | 55.6548 | 49.662 | 64.4729 | 52.0347 | 80.3919
|  | 1970 | 39.1102 | 51.8893 | 55.1838 | 49.8031 | 64.5586 | 52.1016 | 80.279
|  | 1971 | 41.099 | 51.3818 | 54.9096 | 49.9741 | 64.63 | 52.1822 | 80.1108
|  | 1972 | 44.0471 | 51.126 | 54.8784 | 50.1405 | 64.6836 | 52.2347 | 79.9597
|  | 1973 | 48.0615 | 51.1632 | 55.0276 | 50.3401 | 64.725 | 52.2954 | 79.8359
|  | 1974 | 52.8417 | 51.4652 | 55.395 | 50.4883 | 64.7728 | 52.3481 | 79.6751
|  | 1975 | 58.365 | 51.9941 | 55.955 | 50.6673 | 64.8334 | 52.3926 | 79.6085
|  | 1976 | 64.2781 | 52.6608 | 56.5287 | 50.8 | 64.8427 | 52.4187 | 79.4807
|  | 1977 | 69.8234 | 53.4867 | 57.2465 | 50.9175 | 64.9113 | 52.4575 | 79.4667
|  | 1978 | 74.1759 | 54.3 | 57.9028 | 50.9841 | 64.9552 | 52.4553 | 79.4427
|  | 1979 | 76.9396 | 55.116 | 58.491 | 51.0463 | 65.0285 | 52.483 | 79.4574
|  | 1980 | 77.0691 | 55.7962 | 58.9638 | 51.0641 | 65.0989 | 52.483 | 79.4866
|  | 1981 | 74.7961 | 56.3573 | 59.3201 | 51.0508 | 65.2176 | 52.4796 | 79.584
|  | 1982 | 70.5537 | 56.6793 | 59.4804 | 51.0214 | 65.3492 | 52.4864 | 79.6781
|  | 1983 | 65.1832 | 56.809 | 59.4676 | 50.9794 | 65.4869 | 52.4642 | 79.7641
|  | 1984 | 59.5569 | 56.6774 | 59.2351 | 50.9452 | 65.635 | 52.4551 | 79.8575
|  | 1985 | 54.2182 | 56.351 | 58.8734 | 50.9203 | 65.8114 | 52.4406 | 79.9795
|  | 1986 | 49.7436 | 55.8635 | 58.401 | 50.9332 | 66.0083 | 52.4289 | 80.0515
|  | 1987 | 46.1395 | 55.1991 | 57.8013 | 50.9812 | 66.2091 | 52.4211 | 80.1039
|  | 1988 | 43.5958 | 54.4576 | 57.1933 | 51.0816 | 66.4418 | 52.4229 | 80.1873
|  | 1989 | 42.0236 | 53.7316 | 56.5978 | 51.2422 | 66.6699 | 52.4132 | 80.1779
|  | 1990 | 41.3531 | 53.025 | 56.0529 | 51.4756 | 66.8997 | 52.4442 | 80.2033
|  | 1991 | 41.5251 | 52.3976 | 55.5932 | 51.765 | 67.1235 | 52.4589 | 80.1559
|  | 1992 | 42.5759 | 51.9203 | 55.2814 | 52.1143 | 67.3589 | 52.4772 | 80.1223
|  | 1993 | 44.4729 | 51.573 | 55.052 | 52.5396 | 67.5817 | 52.5361 | 80.0806
|  | 1994 | 47.163 | 51.3753 | 54.9587 | 52.9915 | 67.797 | 52.5817 | 80.0028
|  | 1995 | 50.4952 | 51.3447 | 54.9878 | 53.4373 | 67.9834 | 52.6362 | 79.943
|  | 1996 | 54.4549 | 51.4542 | 55.1246 | 53.9055 | 68.1694 | 52.6963 | 79.8934
|  | 1997 | 58.9304 | 51.6987 | 55.3562 | 54.3589 | 68.3344 | 52.7721 | 79.8574
|  | 1998 | 63.2053 | 52.0152 | 55.6404 | 54.7578 | 68.4767 | 52.8396 | 79.8308
|  | 1999 | 66.9154 | 52.3822 | 55.9449 | 55.1424 | 68.6145 | 52.9171 | 79.8062
|  | 2000 | 69.4877 | 52.9278 | 56.3899 | 55.3503 | 68.602 | 53.1484 | 79.8426
|  | 2001 | 70.5934 | 53.2744 | 56.6214 | 55.507 | 68.6597 | 53.1656 | 79.8757
|  | 2002 | 70.0086 | 53.5532 | 56.8079 | 55.5416 | 68.7553 | 53.2041 | 79.9495
|  | 2003 | 67.9948 | 53.7341 | 56.9213 | 55.5423 | 68.8117 | 53.2227 | 80.0717
|  | 2004 | 64.8477 | 53.816 | 56.9288 | 55.5064 | 68.8611 | 53.2538 | 80.1795
|  | 2005 | 61.0344 | 53.7864 | 56.9115 | 55.3561 | 68.9754 | 53.262 | 80.3329
|  | 2006 | 57.1196 | 53.6674 | 56.8171 | 55.2346 | 69.0099 | 53.3234 | 80.4928
|  | 2007 | 53.5874 | 53.4861 | 56.6716 | 55.1228 | 69.0809 | 53.3578 | 80.6403
|  | 2008 | 50.5547 | 53.2625 | 56.5708 | 54.9327 | 69.2071 | 53.3718 | 80.8197
|  | 2009 | 48.0506 | 53.0162 | 56.4459 | 54.8305 | 69.2536 | 53.4595 | 80.9582
|  | 2010 | 46.2788 | 52.8279 | 56.3169 | 54.8085 | 69.2693 | 53.5215 | 81.0066
|  | 2011 | 45.2079 | 52.6888 | 56.3478 | 54.742 | 69.4173 | 53.5783 | 81.2074
|  | 2012 | 44.7797 | 52.6231 | 56.3883 | 54.7993 | 69.4764 | 53.6777 | 81.2633
|  | 2013 | 44.9585 | 52.6906 | 56.4831 | 54.9672 | 69.541 | 53.7703 | 81.3126
|  | 2014 | 45.7703 | 52.8266 | 56.7422 | 55.1086 | 69.6409 | 53.8624 | 81.3828
|  | 2015 | 47.1277 | 53.0936 | 56.9988 | 55.395 | 69.7321 | 53.9757 | 81.412
|  | 2016 | 48.9544 | 53.4595 | 57.3491 | 55.7295 | 69.854 | 54.0941 | 81.4627
|  | 2017 | 51.1985 | 53.8711 | 57.698 | 56.0904 | 69.9381 | 54.2054 | 81.4718
|  | 2018 | 53.8109 | 54.3334 | 58.0799 | 56.4988 | 70.0566 | 54.353 | 81.5166
|  | 2019 | 56.4802 | 54.813 | 58.4228 | 56.9297 | 70.1538 | 54.478 | 81.545
|  | 2020 | 58.931 | 55.2307 | 58.7041 | 57.3228 | 70.2424 | 54.6088 | 81.5843
|  | 2021 | 61.0317 | 55.5803 | 58.9138 | 57.6936 | 70.3451 | 54.7786 | 81.6602
|  | 2022 | 62.4574 | 55.8521 | 59.042 | 58.0303 | 70.4492 | 54.927 | 81.7504
|  | 2023 | 63.0438 | 55.9829 | 59.0511 | 58.2936 | 70.518 | 55.1012 | 81.8437
|  | 2024 | 62.7751 | 55.9818 | 58.9773 | 58.4793 | 70.5951 | 55.2778 | 81.9791
|  | 2025 | 61.7746 | 55.8579 | 58.7924 | 58.6145 | 70.6821 | 55.4656 | 82.1287
|  | 2026 | 60.0811 | 55.5794 | 58.5226 | 58.6525 | 70.7214 | 55.6686 | 82.2923
|  | 2027 | 57.905 | 55.2351 | 58.2242 | 58.613 | 70.7702 | 55.8763 | 82.4815
|  | 2028 | 55.685 | 54.8006 | 57.8746 | 58.5187 | 70.7954 | 56.0996 | 82.6643
|  | 2029 | 53.5928 | 54.3288 | 57.548 | 58.3599 | 70.8142 | 56.3338 | 82.8733
|  | 2030 | 51.8076 | 53.8891 | 57.2859 | 58.18 | 70.8118 | 56.5463 | 83.0305
|  | 2031 | 50.449 | 53.5069 | 57.0929 | 57.9756 | 70.8027 | 56.8184 | 83.2671
|  | 2032 | 49.5794 | 53.2203 | 56.9965 | 57.7736 | 70.7756 | 57.0644 | 83.4237
|  | 2033 | 49.258 | 53.0902 | 57.0776 | 57.5661 | 70.7651 | 57.2741 | 83.6135
|  | 2034 | 49.5279 | 53.1299 | 57.2792 | 57.4351 | 70.7429 | 57.544 | 83.7535
|  | 2035 | 50.3461 | 53.3717 | 57.6227 | 57.3345 | 70.7033 | 57.7872 | 83.8727
|  | 2036 | 51.7319 | 53.7666 | 58.1384 | 57.2773 | 70.685 | 58.0082 | 83.9904
|  | 2037 | 53.5869 | 54.3679 | 58.7481 | 57.3084 | 70.6633 | 58.2341 | 84.0826
|  | 2038 | 55.8431 | 55.1498 | 59.4993 | 57.4074 | 70.6743 | 58.4742 | 84.1761
|  | 2039 | 58.26 | 56.0135 | 60.2646 | 57.5633 | 70.6755 | 58.6917 | 84.2525
|  | 2040 | 60.6742 | 56.932 | 61.0386 | 57.7739 | 70.6678 | 58.8914 | 84.2994
|  | 2041 | 62.9497 | 57.9027 | 61.8146 | 58.0337 | 70.7131 | 59.096 | 84.3792
|  | 2042 | 64.7088 | 58.8201 | 62.4959 | 58.3232 | 70.7352 | 59.2752 | 84.4385
|  | 2043 | 65.7378 | 59.6435 | 63.0787 | 58.5995 | 70.7684 | 59.451 | 84.4983
|  | 2044 | 65.9334 | 60.3346 | 63.5083 | 58.8864 | 70.8012 | 59.639 | 84.5701
|  | 2045 | 65.3084 | 60.8422 | 63.7668 | 59.1541 | 70.834 | 59.831 | 84.6581
|  | 2046 | 63.8909 | 61.1058 | 63.862 | 59.3574 | 70.8789 | 60.0003 | 84.7652
|  | 2047 | 61.8791 | 61.1795 | 63.7658 | 59.5196 | 70.9277 | 60.2065 | 84.8551
|  | 2048 | 59.5628 | 61.0043 | 63.494 | 59.6312 | 70.9591 | 60.4138 | 85.0116
|  | 2049 | 57.1875 | 60.633 | 63.129 | 59.6734 | 71.001 | 60.6052 | 85.1648
|  | 2050 | 54.8095 | 60.0958 | 62.605 | 59.6287 | 71.0262 | 60.8684 | 85.2824
|  | 2051 | 52.7107 | 59.3655 | 61.9936 | 59.5328 | 71.0539 | 61.1101 | 85.5057
|  | 2052 | 51.0781 | 58.6209 | 61.3876 | 59.4165 | 71.0171 | 61.3596 | 85.6089
|  | 2053 | 49.8855 | 57.8303 | 60.8264 | 59.1903 | 71.0219 | 61.6723 | 85.7758
|  | 2054 | 49.2519 | 57.0477 | 60.2942 | 58.9663 | 71.0869 | 61.9387 | 86.0154
|  | 2055 | 49.1869 | 56.4343 | 59.8815 | 58.7933 | 70.9894 | 62.2507 | 86.0696
|  | 2056 | 49.6938 | 55.931 | 59.6903 | 58.5211 | 71.0089 | 62.587 | 86.2588
|  | 2057 | 50.8079 | 55.614 | 59.6024 | 58.3347 | 71.0037 | 62.9163 | 86.3926
|  | 2058 | 52.6076 | 55.5827 | 59.7036 | 58.2255 | 71.0074 | 63.2592 | 86.5232
|  | 2059 | 54.889 | 55.7251 | 60.0422 | 58.0575 | 71.0148 | 63.5666 | 86.6109
|  | 2060 | 57.7489 | 56.1336 | 60.5104 | 58.0256 | 71.0402 | 63.8869 | 86.7035
|  | 2061 | 61.1807 | 56.7531 | 61.1288 | 58.0579 | 71.0679 | 64.1991 | 86.7854
|  | 2062 | 64.8496 | 57.559 | 61.871 | 58.16 | 71.1082 | 64.4895 | 86.8314
|  | 2063 | 68.2844 | 58.5286 | 62.6956 | 58.3222 | 71.163 | 64.756 | 86.8842
|  | 2064 | 71.4397 | 59.5808 | 63.5562 | 58.5456 | 71.2445 | 64.9997 | 86.9271
|  | 2065 | 74.0079 | 60.6226 | 64.3658 | 58.8177 | 71.3323 | 65.2183 | 86.9745
|  | 2066 | 75.4351 | 61.6482 | 65.1352 | 59.1137 | 71.4247 | 65.3976 | 87.0074
|  | 2067 | 75.5811 | 62.6103 | 65.8004 | 59.4555 | 71.5112 | 65.5882 | 87.0464
|  | 2068 | 74.4939 | 63.3612 | 66.2881 | 59.7578 | 71.6037 | 65.7167 | 87.0591
|  | 2069 | 72.4148 | 63.9498 | 66.624 | 60.0591 | 71.7104 | 65.8351 | 87.1172
|  | 2070 | 69.192 | 64.338 | 66.7763 | 60.3608 | 71.8092 | 65.9558 | 87.1389
|  | 2071 | 65.4745 | 64.4681 | 66.7308 | 60.5814 | 71.8858 | 66.0457 | 87.1794
|  | 2072 | 61.7807 | 64.3354 | 66.5171 | 60.746 | 71.9791 | 66.1111 | 87.2405
|  | 2073 | 58.2668 | 64.0084 | 66.1214 | 60.8877 | 72.0488 | 66.2073 | 87.2527
|  | 2074 | 55.1604 | 63.4999 | 65.6378 | 60.9412 | 72.1196 | 66.3194 | 87.3304
|  | 2075 | 52.6421 | 62.7616 | 65.0564 | 60.8893 | 72.1657 | 66.352 | 87.3763
|  | 2076 | 50.8081 | 61.9572 | 64.3484 | 60.8687 | 72.1886 | 66.4607 | 87.3867
|  | 2077 | 49.6237 | 61.1547 | 63.7424 | 60.7313 | 72.243 | 66.5877 | 87.4552
|  | 2078 | 49.1357 | 60.2996 | 63.1566 | 60.5574 | 72.2431 | 66.6719 | 87.462
|  | 2079 | 49.4141 | 59.5577 | 62.6255 | 60.4289 | 72.2625 | 66.8066 | 87.4731
|  | 2080 | 50.3274 | 58.963 | 62.3014 | 60.2223 | 72.3019 | 66.9449 | 87.5004
|  | 2081 | 51.9571 | 58.4965 | 62.0869 | 60.0315 | 72.3426 | 67.0449 | 87.5135
|  | 2082 | 54.3861 | 58.2644 | 62.0401 | 59.8958 | 72.3863 | 67.1984 | 87.5103
|  | 2083 | 57.4351 | 58.2428 | 62.1724 | 59.8021 | 72.4321 | 67.3362 | 87.5038
|  | 2084 | 61.1149 | 58.4417 | 62.4427 | 59.7311 | 72.5143 | 67.4485 | 87.4824
|  | 2085 | 65.0446 | 58.8458 | 62.8953 | 59.7474 | 72.5913 | 67.5656 | 87.4475
|  | 2086 | 69.2234 | 59.4538 | 63.4541 | 59.8194 | 72.7201 | 67.6753 | 87.4274
|  | 2087 | 73.2928 | 60.1639 | 64.0822 | 59.9737 | 72.8627 | 67.7572 | 87.3868
|  | 2088 | 76.7473 | 61.0402 | 64.7912 | 60.2047 | 73.0262 | 67.8212 | 87.3601
|  | 2089 | 79.2595 | 61.9569 | 65.4895 | 60.493 | 73.2122 | 67.8625 | 87.308
|  | 2090 | 80.5996 | 62.8095 | 66.1238 | 60.8528 | 73.4303 | 67.8937 | 87.3103
|  | 2091 | 80.6478 | 63.6542 | 66.6971 | 61.2254 | 73.6459 | 67.877 | 87.2664
|  | 2092 | 79.3229 | 64.395 | 67.1793 | 61.6689 | 73.8952 | 67.8716 | 87.2531
|  | 2093 | 76.8291 | 64.9304 | 67.4987 | 62.0908 | 74.1403 | 67.8094 | 87.255
|  | 2094 | 73.5609 | 65.3262 | 67.6568 | 62.5314 | 74.3835 | 67.7845 | 87.2303
|  | 2095 | 69.5527 | 65.5024 | 67.647 | 62.9951 | 74.64 | 67.6836 | 87.1596
|  | 2096 | 65.4423 | 65.4202 | 67.4883 | 63.3441 | 74.8676 | 67.5863 | 87.2057
|  | 2097 | 61.6299 | 65.1996 | 67.1816 | 63.727 | 75.1037 | 67.5434 | 87.1706
|  | 2098 | 58.1617 | 64.7706 | 66.7377 | 64.0705 | 75.325 | 67.437 | 87.1096
|  | 2099 | 55.3076 | 64.1256 | 66.2197 | 64.2986 | 75.5199 | 67.3101 | 87.1242
|  | 2100 | 53.0942 | 63.4458 | 65.631 | 64.5362 | 75.6957 | 67.2668 | 87.0704
|  | 2101 | 51.4957 | 62.6983 | 65.0201 | 64.7311 | 75.854 | 67.2192 | 86.9925
|  | 2102 | 50.5857 | 61.8051 | 64.4378 | 64.7546 | 76.0001 | 67.0352 | 86.9441
|  | 2103 | 50.3678 | 61.1117 | 63.9241 | 64.8586 | 76.1296 | 67.0163 | 86.8649
|  | 2104 | 50.9091 | 60.4951 | 63.5164 | 64.9289 | 76.2232 | 67.0119 | 86.7462
|  | 2105 | 52.124 | 59.9177 | 63.2346 | 64.8656 | 76.3255 | 66.8704 | 86.6507
|  | 2106 | 53.9463 | 59.5928 | 63.0793 | 64.8894 | 76.4002 | 66.835 | 86.527
|  | 2107 | 56.6037 | 59.4338 | 63.0944 | 64.8818 | 76.4894 | 66.7805 | 86.4063
|  | 2108 | 59.8978 | 59.4727 | 63.266 | 64.8739 | 76.5764 | 66.7077 | 86.2656
|  | 2109 | 63.407 | 59.6894 | 63.5708 | 64.8835 | 76.671 | 66.6112 | 86.1248
|  | 2110 | 67.5309 | 60.1343 | 64.0101 | 64.9511 | 76.7552 | 66.541 | 85.9993
|  | 2111 | 71.6256 | 60.7143 | 64.5666 | 65.0397 | 76.8858 | 66.4154 | 85.8433
|  | 2112 | 75.3163 | 61.4141 | 65.1568 | 65.1706 | 77.0176 | 66.308 | 85.7108
|  | 2113 | 78.257 | 62.2196 | 65.8181 | 65.3707 | 77.1862 | 66.1723 | 85.5909
|  | 2114 | 80.1365 | 63.0774 | 66.4919 | 65.6106 | 77.3683 | 66.0032 | 85.4813
|  | 2115 | 80.8589 | 63.9054 | 67.0913 | 65.9089 | 77.5593 | 65.8574 | 85.3739
|  | 2116 | 80.2847 | 64.6639 | 67.6333 | 66.2281 | 77.7821 | 65.6599 | 85.271
|  | 2117 | 78.4591 | 65.3548 | 68.0965 | 66.6123 | 78.0343 | 65.4527 | 85.1959
|  | 2118 | 75.5644 | 65.8895 | 68.4222 | 67.0142 | 78.3054 | 65.2619 | 85.1342
|  | 2119 | 72.1143 | 66.2736 | 68.5983 | 67.421 | 78.5524 | 65.0408 | 85.052
|  | 2120 | 68.0705 | 66.4619 | 68.6502 | 67.8543 | 78.8524 | 64.7978 | 84.9937
|  | 2121 | 64.142 | 66.4753 | 68.5611 | 68.2868 | 79.1424 | 64.5879 | 84.9411
|  | 2122 | 60.5601 | 66.3266 | 68.3302 | 68.7325 | 79.4047 | 64.4024 | 84.8663
|  | 2123 | 57.4883 | 65.9518 | 67.9951 | 69.1053 | 79.7059 | 64.1405 | 84.8096
|  | 2124 | 54.927 | 65.4909 | 67.5443 | 69.5363 | 79.9827 | 63.9492 | 84.7494
|  | 2125 | 53.0138 | 64.9097 | 67.0889 | 69.8698 | 80.2024 | 63.7734 | 84.6347
|  | 2126 | 51.7329 | 64.2125 | 66.5637 | 70.1945 | 80.4507 | 63.5524 | 84.5363
|  | 2127 | 51.137 | 63.5409 | 66.0516 | 70.5287 | 80.6722 | 63.3963 | 84.4063
|  | 2128 | 51.1157 | 62.9109 | 65.5979 | 70.7938 | 80.8513 | 63.2366 | 84.2653
|  | 2129 | 51.7065 | 62.2928 | 65.2255 | 71.0041 | 81.0155 | 63.0781 | 84.0831
|  | 2130 | 52.9939 | 61.7967 | 64.9333 | 71.1986 | 81.1714 | 62.9164 | 83.9162
|  | 2131 | 54.7725 | 61.4679 | 64.7734 | 71.398 | 81.2883 | 62.7965 | 83.7069
|  | 2132 | 57.1727 | 61.2517 | 64.7624 | 71.513 | 81.3762 | 62.6227 | 83.4759
|  | 2133 | 60.087 | 61.2349 | 64.8779 | 71.6468 | 81.4834 | 62.4755 | 83.2542
|  | 2134 | 63.2997 | 61.39 | 65.1252 | 71.7795 | 81.5496 | 62.3278 | 83.018
|  | 2135 | 66.886 | 61.7068 | 65.4986 | 71.8744 | 81.6133 | 62.1424 | 82.7446
|  | 2136 | 70.5786 | 62.1812 | 65.9928 | 71.9464 | 81.6674 | 61.9363 | 82.519
|  | 2137 | 73.8541 | 62.8128 | 66.548 | 72.0594 | 81.7166 | 61.749 | 82.2685
|  | 2138 | 76.7332 | 63.5209 | 67.1769 | 72.2067 | 81.7988 | 61.5224 | 81.9817
|  | 2139 | 78.9136 | 64.3045 | 67.8758 | 72.273 | 81.8567 | 61.2345 | 81.8151
|  | 2140 | 80.2039 | 65.1946 | 68.5565 | 72.4233 | 81.9404 | 60.9853 | 81.6058
|  | 2141 | 80.4023 | 65.98 | 69.1707 | 72.5865 | 81.9953 | 60.6927 | 81.3351
|  | 2142 | 79.5863 | 66.7472 | 69.7949 | 72.6766 | 82.0896 | 60.3266 | 81.1975
|  | 2143 | 77.6395 | 67.5086 | 70.3408 | 72.8736 | 82.1807 | 60.0192 | 81.0574
|  | 2144 | 74.8729 | 68.1558 | 70.7441 | 73.0616 | 82.2753 | 59.6969 | 80.8272
|  | 2145 | 71.6906 | 68.5795 | 71.0986 | 73.1807 | 82.3975 | 59.2617 | 80.7127
|  | 2146 | 68.186 | 68.9791 | 71.3256 | 73.3993 | 82.5033 | 58.9124 | 80.6176
|  | 2147 | 64.7868 | 69.1697 | 71.4159 | 73.5701 | 82.615 | 58.5784 | 80.4361
|  | 2148 | 61.7515 | 69.2032 | 71.4326 | 73.7347 | 82.7305 | 58.1614 | 80.3375
|  | 2149 | 58.9145 | 69.1678 | 71.3364 | 73.963 | 82.8321 | 57.8242 | 80.2012
|  | 2150 | 56.6542 | 68.9787 | 71.169 | 74.1235 | 82.9378 | 57.468 | 80.0769
|  | 2151 | 55.0429 | 68.6758 | 70.9466 | 74.2772 | 83.0402 | 57.111 | 79.9211
|  | 2152 | 53.9168 | 68.309 | 70.6678 | 74.4545 | 83.1071 | 56.7909 | 79.7404
|  | 2153 | 53.4121 | 67.9271 | 70.3793 | 74.5783 | 83.1606 | 56.4791 | 79.5561
|  | 2154 | 53.4801 | 67.5312 | 70.1272 | 74.7129 | 83.2274 | 56.1955 | 79.3643
|  | 2155 | 54.1122 | 67.1338 | 69.8847 | 74.8244 | 83.2499 | 55.9045 | 79.1505
|  | 2156 | 55.3284 | 66.8213 | 69.7345 | 74.8924 | 83.2892 | 55.6418 | 78.9012
|  | 2157 | 57.0595 | 66.6074 | 69.6368 | 74.9921 | 83.2977 | 55.4152 | 78.6362
|  | 2158 | 59.253 | 66.463 | 69.6214 | 75.0567 | 83.2938 | 55.1794 | 78.3356
|  | 2159 | 61.8961 | 66.4216 | 69.6852 | 75.102 | 83.2602 | 54.9504 | 78.0166
|  | 2160 | 64.8596 | 66.4935 | 69.8554 | 75.1263 | 83.231 | 54.7261 | 77.6977
|  | 2161 | 68.1258 | 66.6952 | 70.1169 | 75.1335 | 83.1958 | 54.4939 | 77.3554
|  | 2162 | 71.2109 | 67.0015 | 70.4566 | 75.1218 | 83.1579 | 54.2491 | 77.0146
|  | 2163 | 74.1964 | 67.4042 | 70.8523 | 75.1008 | 83.0976 | 54.0058 | 76.6668
|  | 2164 | 76.8948 | 67.9333 | 71.3504 | 75.0807 | 83.0433 | 53.7411 | 76.317
|  | 2165 | 78.8839 | 68.5227 | 71.8693 | 75.044 | 82.9826 | 53.4538 | 75.9679
|  | 2166 | 80.1895 | 69.1491 | 72.4075 | 74.9968 | 82.9406 | 53.1576 | 75.6483
|  | 2167 | 80.6597 | 69.823 | 72.9687 | 74.9381 | 82.8829 | 52.8164 | 75.3172
|  | 2168 | 80.3959 | 70.4986 | 73.5082 | 74.8833 | 82.8109 | 52.4599 | 75.0043
|  | 2169 | 79.4282 | 71.1362 | 74.0169 | 74.8217 | 82.7616 | 52.0838 | 74.7211
|  | 2170 | 77.7683 | 71.7615 | 74.4753 | 74.7536 | 82.6782 | 51.6697 | 74.4336
|  | 2171 | 75.8493 | 72.3248 | 74.9081 | 74.6755 | 82.6327 | 51.214 | 74.1768
|  | 2172 | 73.3298 | 72.7888 | 75.2434 | 74.6088 | 82.5632 | 50.7618 | 73.941
|  | 2173 | 70.8829 | 73.1985 | 75.5223 | 74.5463 | 82.4828 | 50.2833 | 73.7205
|  | 2174 | 68.4982 | 73.4996 | 75.7364 | 74.4604 | 82.3965 | 49.7677 | 73.4954
|  | 2175 | 66.2989 | 73.7095 | 75.8824 | 74.3968 | 82.3164 | 49.2737 | 73.3042
|  | 2176 | 64.3566 | 73.8289 | 75.9372 | 74.2833 | 82.201 | 48.737 | 73.0503
|  | 2177 | 62.8521 | 73.8483 | 75.9581 | 74.2071 | 82.079 | 48.2096 | 72.8439
|  | 2178 | 61.71 | 73.8552 | 75.9253 | 74.1458 | 81.9525 | 47.7113 | 72.6218
|  | 2179 | 61.0065 | 73.7377 | 75.8324 | 74.0092 | 81.7974 | 47.1895 | 72.3682
|  | 2180 | 60.7367 | 73.5692 | 75.7233 | 73.9175 | 81.6008 | 46.6994 | 72.1143
|  | 2181 | 60.8935 | 73.4194 | 75.6041 | 73.7522 | 81.4414 | 46.2025 | 71.8455
|  | 2182 | 61.4997 | 73.2203 | 75.4967 | 73.6455 | 81.2156 | 45.7587 | 71.5488
|  | 2183 | 62.481 | 73.0791 | 75.3649 | 73.4959 | 80.994 | 45.3269 | 71.227
|  | 2184 | 63.9148 | 72.9398 | 75.2619 | 73.3083 | 80.7333 | 44.9236 | 70.8747
|  | 2185 | 65.5131 | 72.7658 | 75.2125 | 73.1214 | 80.5003 | 44.5011 | 70.5259
|  | 2186 | 67.5096 | 72.6832 | 75.1384 | 72.8595 | 80.175 | 44.1405 | 70.1085
|  | 2187 | 69.5989 | 72.6561 | 75.0997 | 72.686 | 79.9147 | 43.8072 | 69.7356
|  | 2188 | 71.6948 | 72.6237 | 75.1172 | 72.3671 | 79.6267 | 43.4562 | 69.3185
|  | 2189 | 73.9087 | 72.6568 | 75.1519 | 72.0488 | 79.3149 | 43.1222 | 68.8666
|  | 2190 | 75.9487 | 72.7461 | 75.2115 | 71.7059 | 78.9895 | 42.8109 | 68.4033
|  | 2191 | 77.5245 | 72.8523 | 75.2872 | 71.3697 | 78.6777 | 42.5193 | 67.9571
|  | 2192 | 78.9114 | 72.9842 | 75.3702 | 70.9837 | 78.3689 | 42.2138 | 67.4811
|  | 2193 | 79.7576 | 73.1312 | 75.46 | 70.5784 | 78.0459 | 41.8972 | 67.0109
|  | 2194 | 80.1528 | 73.2821 | 75.5226 | 70.1955 | 77.7287 | 41.5938 | 66.5399
|  | 2195 | 80.1279 | 73.4216 | 75.5766 | 69.7779 | 77.3954 | 41.2638 | 66.0671
|  | 2196 | 79.6647 | 73.5371 | 75.6113 | 69.3671 | 77.0704 | 40.902 | 65.5846
|  | 2197 | 78.8022 | 73.613 | 75.6457 | 68.9491 | 76.7446 | 40.5433 | 65.1468
|  | 2198 | 77.7001 | 73.6935 | 75.688 | 68.5512 | 76.4223 | 40.1503 | 64.7234
|  | 2199 | 76.4128 | 73.7114 | 75.5959 | 68.2016 | 76.1002 | 39.7465 | 64.2696
|  | 2200 | 75.0556 | 73.6758 | 75.5959 | 67.7914 | 75.7847 | 39.2788 | 63.8779
|  | 2201 | 73.7792 | 73.7083 | 75.5194 | 67.5071 | 75.4618 | 38.858 | 63.4912
|  | 2202 | 72.5541 | 73.5736 | 75.4373 | 67.1268 | 75.1395 | 38.325 | 63.1251
|  | 2203 | 71.6137 | 73.5182 | 75.3498 | 66.855 | 74.8245 | 37.8374 | 62.7928
|  | 2204 | 70.7506 | 73.4243 | 75.2486 | 66.601 | 74.5374 | 37.3378 | 62.4935
|  | 2205 | 70.1877 | 73.3101 | 75.1303 | 66.346 | 74.2227 | 36.8066 | 62.1981
|  | 2206 | 69.9079 | 73.2102 | 75.0308 | 66.1226 | 73.9297 | 36.2918 | 61.9423
|  | 2207 | 69.8613 | 73.1157 | 74.9256 | 65.9204 | 73.6371 | 35.7941 | 61.7029
|  | 2208 | 70.0944 | 73.0304 | 74.8427 | 65.7216 | 73.3468 | 35.2932 | 61.4855
|  | 2209 | 70.516 | 72.9478 | 74.7506 | 65.5119 | 73.0569 | 34.8171 | 61.2747
|  | 2210 | 71.1681 | 72.9053 | 74.6881 | 65.3251 | 72.7888 | 34.3931 | 61.0933
|  | 2211 | 71.9723 | 72.8412 | 74.6398 | 65.1034 | 72.5224 | 33.9816 | 60.9268
|  | 2212 | 72.9059 | 72.8198 | 74.6159 | 64.8927 | 72.2622 | 33.6111 | 60.767
|  | 2213 | 73.8214 | 72.8135 | 74.5963 | 64.6819 | 72.0219 | 33.3034 | 60.6248
|  | 2214 | 74.8074 | 72.8417 | 74.5794 | 64.4498 | 71.7738 | 33.0259 | 60.4875
|  | 2215 | 75.7623 | 72.8643 | 74.5951 | 64.1893 | 71.5574 | 32.7887 | 60.3627
|  | 2216 | 76.6818 | 72.9082 | 74.6278 | 63.934 | 71.3634 | 32.6162 | 60.2484
|  | 2217 | 77.4573 | 72.9635 | 74.6689 | 63.6659 | 71.1753 | 32.4811 | 60.1346
|  | 2218 | 78.1308 | 73.037 | 74.7381 | 63.38 | 71.0105 | 32.3747 | 60.0236
|  | 2219 | 78.5944 | 73.0974 | 74.7958 | 63.086 | 70.8528 | 32.3238 | 59.929
|  | 2220 | 78.985 | 73.1897 | 74.8772 | 62.8212 | 70.727 | 32.307 | 59.8354
|  | 2221 | 79.1728 | 73.265 | 74.9468 | 62.524 | 70.6149 | 32.3223 | 59.7587
|  | 2222 | 79.1918 | 73.3508 | 75.0286 | 62.2636 | 70.5062 | 32.3472 | 59.6749
|  | 2223 | 79.0863 | 73.4279 | 75.1112 | 62.0096 | 70.4237 | 32.3752 | 59.6013
|  | 2224 | 78.9163 | 73.5169 | 75.198 | 61.7749 | 70.3533 | 32.4276 | 59.5382
|  | 2225 | 78.6555 | 73.5939 | 75.2773 | 61.5462 | 70.2686 | 32.4673 | 59.4727
|  | 2226 | 78.3511 | 73.6625 | 75.3501 | 61.3598 | 70.2141 | 32.4924 | 59.4186
|  | 2227 | 78.0628 | 73.733 | 75.4358 | 61.1847 | 70.1538 | 32.511 | 59.369
|  | 2228 | 77.8041 | 73.8063 | 75.5045 | 61.0392 | 70.081 | 32.5043 | 59.3269
|  | 2229 | 77.6623 | 73.8559 | 75.5611 | 60.9241 | 70.0177 | 32.4708 | 59.295
|  | 2230 | 77.5247 | 73.9247 | 75.626 | 60.8319 | 69.9434 | 32.4154 | 59.2747
|  | 2231 | 77.5197 | 73.9653 | 75.6572 | 60.7519 | 69.8566 | 32.3185 | 59.2475
|  | 2232 | 77.6081 | 74.003 | 75.6824 | 60.689 | 69.7597 | 32.2013 | 59.2341
|  | 2233 | 77.7238 | 74.0291 | 75.7064 | 60.6428 | 69.6406 | 32.0451 | 59.2242
|  | 2234 | 77.9295 | 74.0407 | 75.7104 | 60.5827 | 69.4997 | 31.8655 | 59.2111
|  | 2235 | 78.1944 | 74.0455 | 75.6927 | 60.5168 | 69.3388 | 31.6627 | 59.1985
|  | 2236 | 78.4769 | 74.0256 | 75.6707 | 60.4357 | 69.1693 | 31.4378 | 59.1954
|  | 2237 | 78.7721 | 73.9734 | 75.6223 | 60.3211 | 68.9514 | 31.1908 | 59.1776
|  | 2238 | 78.9993 | 73.927 | 75.5631 | 60.1864 | 68.7279 | 30.957 | 59.1653
|  | 2239 | 79.2095 | 73.8572 | 75.4978 | 60.0115 | 68.4871 | 30.7178 | 59.15
|  | 2240 | 79.3589 | 73.775 | 75.4053 | 59.7923 | 68.2078 | 30.4675 | 59.1275
|  | 2241 | 79.4669 | 73.6669 | 75.3215 | 59.5249 | 67.9396 | 30.24 | 59.1108
|  | 2242 | 79.4707 | 73.5716 | 75.2257 | 59.2219 | 67.6497 | 30.0366 | 59.0883
|  | 2243 | 79.433 | 73.4436 | 75.1317 | 58.8645 | 67.3509 | 29.8311 | 59.0639
|  | 2244 | 79.3608 | 73.3365 | 75.0434 | 58.4815 | 67.0522 | 29.6625 | 59.0446
|  | 2245 | 79.2052 | 73.2213 | 74.9652 | 58.0689 | 66.7526 | 29.5191 | 59.0247
|  | 2246 | 79.0647 | 73.1063 | 74.8833 | 57.6112 | 66.4598 | 29.4001 | 59.0013
|  | 2247 | 78.8588 | 73.0052 | 74.8165 | 57.1357 | 66.167 | 29.3211 | 58.9877
|  | 2248 | 78.6536 | 72.9325 | 74.76 | 56.6796 | 65.9051 | 29.2739 | 58.9712
|  | 2249 | 78.5049 | 72.8671 | 74.6998 | 56.2198 | 65.638 | 29.2498 | 58.9491
|  | 2250 | 78.4038 | 72.8019 | 74.6661 | 55.7519 | 65.3824 | 29.2462 | 58.9355
|  | 2251 | 78.3452 | 72.7572 | 74.6246 | 55.3193 | 65.1378 | 29.2721 | 58.916
|  | 2252 | 78.3495 | 72.7211 | 74.596 | 54.8707 | 64.9073 | 29.316 | 58.9211
|  | 2253 | 78.4152 | 72.7 | 74.5736 | 54.4495 | 64.6997 | 29.3779 | 58.9188
|  | 2254 | 78.5441 | 72.692 | 74.5508 | 54.0779 | 64.5109 | 29.4552 | 58.9249
|  | 2255 | 78.7549 | 72.698 | 74.5391 | 53.7433 | 64.3464 | 29.5471 | 58.9453
|  | 2256 | 78.9914 | 72.712 | 74.532 | 53.4348 | 64.192 | 29.6404 | 58.9739
|  | 2257 | 79.255 | 72.7235 | 74.5088 | 53.193 | 64.0607 | 29.732 | 59
|  | 2258 | 79.4804 | 72.7267 | 74.4828 | 52.9897 | 63.9452 | 29.8205 | 59.0438
|  | 2259 | 79.7686 | 72.7285 | 74.4447 | 52.8294 | 63.8463 | 29.9001 | 59.0975
|  | 2260 | 80.0037 | 72.7039 | 74.3848 | 52.7139 | 63.7425 | 29.9688 | 59.1524
|  | 2261 | 80.1288 | 72.6706 | 74.312 | 52.6499 | 63.6549 | 30.0161 | 59.2236
|  | 2262 | 80.2065 | 72.6195 | 74.2022 | 52.6156 | 63.5523 | 30.0526 | 59.2919
|  | 2263 | 80.2088 | 72.5169 | 74.0733 | 52.6017 | 63.4498 | 30.0552 | 59.3759
|  | 2264 | 80.1143 | 72.4094 | 73.9098 | 52.6158 | 63.334 | 30.0528 | 59.4532
|  | 2265 | 79.9009 | 72.2575 | 73.7146 | 52.627 | 63.1852 | 30.0208 | 59.5386
|  | 2266 | 79.5743 | 72.0751 | 73.4826 | 52.6403 | 63.013 | 29.9755 | 59.6124
|  | 2267 | 79.1866 | 71.8584 | 73.2538 | 52.6296 | 62.8307 | 29.9046 | 59.6939
|  | 2268 | 78.6967 | 71.6186 | 72.9937 | 52.6011 | 62.6063 | 29.8234 | 59.7714
|  | 2269 | 78.1837 | 71.3414 | 72.724 | 52.5292 | 62.3501 | 29.7198 | 59.8473
|  | 2270 | 77.6595 | 71.0631 | 72.4629 | 52.4191 | 62.0777 | 29.6132 | 59.9117
|  | 2271 | 77.1345 | 70.762 | 72.1969 | 52.272 | 61.769 | 29.5021 | 59.9772
|  | 2272 | 76.6607 | 70.4512 | 71.9549 | 52.0505 | 61.433 | 29.3781 | 60.0381
|  | 2273 | 76.2666 | 70.1665 | 71.7455 | 51.8086 | 61.101 | 29.2625 | 60.0921
|  | 2274 | 75.9616 | 69.889 | 71.5618 | 51.4945 | 60.7522 | 29.1519 | 60.1448
|  | 2275 | 75.7739 | 69.6216 | 71.4145 | 51.1263 | 60.3984 | 29.0436 | 60.1923
|  | 2276 | 75.7253 | 69.3984 | 71.3175 | 50.715 | 60.0566 | 28.9595 | 60.2375
|  | 2277 | 75.8763 | 69.2024 | 71.2559 | 50.2654 | 59.72 | 28.8824 | 60.2889
|  | 2278 | 76.1047 | 69.0429 | 71.2481 | 49.7623 | 59.406 | 28.8256 | 60.3356
|  | 2279 | 76.49 | 68.9343 | 71.2584 | 49.2528 | 59.1077 | 28.7855 | 60.3825
|  | 2280 | 76.9928 | 68.8627 | 71.3029 | 48.7322 | 58.8528 | 28.7789 | 60.436
|  | 2281 | 77.543 | 68.8286 | 71.3666 | 48.1934 | 58.6183 | 28.7868 | 60.4933
|  | 2282 | 78.1879 | 68.8231 | 71.4314 | 47.6631 | 58.4197 | 28.8159 | 60.5461
|  | 2283 | 78.7489 | 68.8571 | 71.5026 | 47.1534 | 58.2459 | 28.8638 | 60.6039
|  | 2284 | 79.3488 | 68.9193 | 71.5725 | 46.6328 | 58.0874 | 28.9312 | 60.6614
|  | 2285 | 79.7991 | 69.0082 | 71.639 | 46.1448 | 57.9734 | 29.017 | 60.7402
|  | 2286 | 80.1667 | 69.1153 | 71.6876 | 45.7144 | 57.8898 | 29.1112 | 60.828
|  | 2287 | 80.3614 | 69.2429 | 71.7031 | 45.3241 | 57.83 | 29.2309 | 60.9141
|  | 2288 | 80.3373 | 69.373 | 71.6911 | 44.9796 | 57.7921 | 29.3586 | 61.0187
|  | 2289 | 80.1192 | 69.4802 | 71.6093 | 44.7577 | 57.803 | 29.4986 | 61.127
|  | 2290 | 79.6637 | 69.5656 | 71.473 | 44.5976 | 57.8341 | 29.6484 | 61.247
|  | 2291 | 78.9874 | 69.5709 | 71.2435 | 44.5086 | 57.8782 | 29.793 | 61.3591
|  | 2292 | 78.0981 | 69.5524 | 70.9886 | 44.4937 | 57.9258 | 29.9346 | 61.4747
|  | 2293 | 77.083 | 69.4136 | 70.618 | 44.58 | 57.9929 | 30.0718 | 61.598
|  | 2294 | 75.9537 | 69.1766 | 70.1708 | 44.7363 | 58.0646 | 30.1877 | 61.7089
|  | 2295 | 74.721 | 68.8627 | 69.6561 | 44.9327 | 58.1328 | 30.2873 | 61.8219
|  | 2296 | 73.4725 | 68.4091 | 69.0602 | 45.1929 | 58.196 | 30.3705 | 61.9259
|  | 2297 | 72.285 | 67.8083 | 68.3537 | 45.4965 | 58.2319 | 30.4253 | 62.0188
|  | 2298 | 71.1093 | 67.159 | 67.6368 | 45.8057 | 58.2457 | 30.462 | 62.0977
|  | 2299 | 70.1208 | 66.3938 | 66.8801 | 46.1046 | 58.2255 | 30.4575 | 62.1656
|  | 2300 | 69.214 | 65.5486 | 66.0906 | 46.4051 | 58.1879 | 30.4416 | 62.2133
|  | 2301 | 68.5574 | 64.6323 | 65.3067 | 46.6577 | 58.0898 | 30.3988 | 62.2562
|  | 2302 | 68.1272 | 63.6878 | 64.5576 | 46.8448 | 57.9573 | 30.3245 | 62.283
|  | 2303 | 68.0103 | 62.7172 | 63.8212 | 46.9855 | 57.7623 | 30.2354 | 62.29
|  | 2304 | 68.0605 | 61.7682 | 63.1645 | 47.0279 | 57.5331 | 30.1365 | 62.2975
|  | 2305 | 68.4153 | 60.9105 | 62.6292 | 46.9677 | 57.2628 | 30.0236 | 62.2886
|  | 2306 | 69.0318 | 60.1354 | 62.1871 | 46.8206 | 56.9491 | 29.9049 | 62.2795
|  | 2307 | 69.9021 | 59.4592 | 61.8831 | 46.5369 | 56.5893 | 29.7733 | 62.2783
|  | 2308 | 70.9917 | 58.959 | 61.7122 | 46.1817 | 56.2186 | 29.6562 | 62.2639
|  | 2309 | 72.1908 | 58.5584 | 61.6696 | 45.6997 | 55.8134 | 29.5323 | 62.2613
|  | 2310 | 73.5373 | 58.3803 | 61.7819 | 45.126 | 55.3757 | 29.4214 | 62.2458
|  | 2311 | 74.8072 | 58.3769 | 62.0253 | 44.5296 | 54.9932 | 29.3416 | 62.2599
|  | 2312 | 76.1619 | 58.5635 | 62.3875 | 43.8405 | 54.5904 | 29.2711 | 62.2705
|  | 2313 | 77.2829 | 58.909 | 62.8618 | 43.1134 | 54.2193 | 29.2142 | 62.3027
|  | 2314 | 78.1417 | 59.4231 | 63.4015 | 42.3989 | 53.8821 | 29.2011 | 62.3424
|  | 2315 | 78.677 | 60.0362 | 63.9879 | 41.6639 | 53.5797 | 29.1997 | 62.3942
|  | 2316 | 78.8523 | 60.7887 | 64.6295 | 40.9321 | 53.3365 | 29.2262 | 62.4718
|  | 2317 | 78.6097 | 61.566 | 65.2266 | 40.2817 | 53.1623 | 29.2816 | 62.5673
|  | 2318 | 77.8967 | 62.3461 | 65.7755 | 39.705 | 53.0498 | 29.3451 | 62.6812
|  | 2319 | 76.7761 | 63.123 | 66.2334 | 39.2198 | 52.999 | 29.4561 | 62.808
|  | 2320 | 75.1663 | 63.7854 | 66.6087 | 38.8333 | 53.0192 | 29.5649 | 62.9546
|  | 2321 | 73.3098 | 64.3656 | 66.8177 | 38.5748 | 53.1043 | 29.6991 | 63.1186
|  | 2322 | 71.2377 | 64.798 | 66.8106 | 38.4448 | 53.259 | 29.8561 | 63.2804
|  | 2323 | 69.033 | 65.0074 | 66.6392 | 38.4124 | 53.4325 | 29.9825 | 63.4588
|  | 2324 | 66.6913 | 65.0176 | 66.3552 | 38.5451 | 53.6588 | 30.1492 | 63.6331
|  | 2325 | 64.4801 | 64.7416 | 65.8195 | 38.7636 | 53.9273 | 30.2792 | 63.8162
|  | 2326 | 62.3715 | 64.2506 | 65.0443 | 39.096 | 54.2021 | 30.4135 | 63.9957
|  | 2327 | 60.4818 | 63.5801 | 64.1902 | 39.5172 | 54.4791 | 30.5658 | 64.1778
|  | 2328 | 58.7551 | 62.589 | 63.0603 | 40.024 | 54.7634 | 30.6782 | 64.3358
|  | 2329 | 57.394 | 61.3661 | 61.8499 | 40.5972 | 55.0276 | 30.7964 | 64.5079
|  | 2330 | 56.2527 | 60.1092 | 60.5382 | 41.1334 | 55.2452 | 30.8736 | 64.6746
|  | 2331 | 55.5059 | 58.5795 | 59.1727 | 41.7107 | 55.4277 | 30.9588 | 64.7709
|  | 2332 | 55.0752 | 57.0423 | 57.7559 | 42.2515 | 55.5972 | 31.0312 | 64.9425
|  | 2333 | 55.0119 | 55.4595 | 56.4055 | 42.7659 | 55.6658 | 31.0768 | 65.0111
|  | 2334 | 55.2622 | 53.8613 | 55.0922 | 43.1991 | 55.6815 | 31.1143 | 65.0965
|  | 2335 | 55.9052 | 52.2988 | 53.8434 | 43.6005 | 55.6826 | 31.1605 | 65.1971
|  | 2336 | 56.8639 | 50.8759 | 52.8135 | 43.8446 | 55.5688 | 31.1598 | 65.2325
|  | 2337 | 58.1514 | 49.6191 | 51.951 | 43.9948 | 55.4039 | 31.1581 | 65.2755
|  | 2338 | 59.834 | 48.556 | 51.292 | 44.0314 | 55.1869 | 31.1714 | 65.309
|  | 2339 | 61.639 | 47.7416 | 50.8681 | 43.9381 | 54.9214 | 31.1772 | 65.3337
|  | 2340 | 63.7291 | 47.1553 | 50.6792 | 43.7265 | 54.6021 | 31.169 | 65.3357
|  | 2341 | 65.9209 | 46.8686 | 50.7434 | 43.417 | 54.2339 | 31.1696 | 65.3534
|  | 2342 | 68.1122 | 46.8519 | 51.0414 | 42.9975 | 53.854 | 31.1712 | 65.3466
|  | 2343 | 70.1011 | 47.1187 | 51.5425 | 42.5143 | 53.4797 | 31.1872 | 65.3595
|  | 2344 | 71.8735 | 47.6197 | 52.2311 | 41.9361 | 53.0871 | 31.1993 | 65.3707
|  | 2345 | 73.2411 | 48.3794 | 53.1051 | 41.2992 | 52.7021 | 31.2218 | 65.3976
|  | 2346 | 74.1677 | 49.2869 | 54.0482 | 40.6678 | 52.3665 | 31.2554 | 65.4373
|  | 2347 | 74.4982 | 50.4171 | 55.1296 | 39.9597 | 52.0399 | 31.2926 | 65.4795
|  | 2348 | 74.2425 | 51.6487 | 56.24 | 39.2694 | 51.768 | 31.3406 | 65.5449
|  | 2349 | 73.3088 | 52.8808 | 57.2615 | 38.6514 | 51.5507 | 31.3899 | 65.6137
|  | 2350 | 71.7545 | 54.1693 | 58.2736 | 38.0483 | 51.395 | 31.4428 | 65.7153
|  | 2351 | 69.7493 | 55.4068 | 59.1895 | 37.5218 | 51.3112 | 31.5121 | 65.8472
|  | 2352 | 67.2298 | 56.5009 | 59.9197 | 37.094 | 51.2794 | 31.5811 | 65.9712
|  | 2353 | 64.3659 | 57.4429 | 60.4828 | 36.7681 | 51.3389 | 31.6608 | 66.1605
|  | 2354 | 61.4746 | 58.2104 | 60.8584 | 36.5292 | 51.4354 | 31.7406 | 66.2981
|  | 2355 | 58.4797 | 58.7149 | 60.981 | 36.4131 | 51.5923 | 31.8199 | 66.5089
|  | 2356 | 55.5883 | 58.9669 | 60.8574 | 36.413 | 51.79 | 31.8975 | 66.6997
|  | 2357 | 52.9019 | 58.9471 | 60.4793 | 36.5655 | 52.0271 | 31.9821 | 66.9305
|  | 2358 | 50.4312 | 58.5917 | 59.9277 | 36.7471 | 52.2821 | 32.0595 | 67.1564
|  | 2359 | 48.3389 | 57.9927 | 59.0947 | 37.0569 | 52.5552 | 32.1353 | 67.3857
|  | 2360 | 46.5655 | 57.1269 | 58.0767 | 37.4497 | 52.8579 | 32.2202 | 67.6455
|  | 2361 | 45.1741 | 56.0264 | 56.8877 | 37.9122 | 53.1373 | 32.3188 | 67.8681
|  | 2362 | 44.1942 | 54.7625 | 55.6136 | 38.3852 | 53.3851 | 32.4133 | 68.1045
|  | 2363 | 43.5756 | 53.2923 | 54.223 | 38.9003 | 53.6342 | 32.5124 | 68.3516
|  | 2364 | 43.3164 | 51.7198 | 52.7697 | 39.4191 | 53.838 | 32.6382 | 68.5657
|  | 2365 | 43.478 | 50.1362 | 51.38 | 39.8796 | 54.0051 | 32.7271 | 68.7754
|  | 2366 | 44.0043 | 48.4767 | 49.9454 | 40.3777 | 54.1463 | 32.871 | 68.9704
|  | 2367 | 44.919 | 46.8624 | 48.6383 | 40.7845 | 54.211 | 32.9975 | 69.1573
|  | 2368 | 46.1623 | 45.4368 | 47.5079 | 41.126 | 54.2453 | 33.1516 | 69.3151
|  | 2369 | 47.7537 | 44.0888 | 46.5019 | 41.3947 | 54.2335 | 33.3108 | 69.462
|  | 2370 | 49.6546 | 42.9443 | 45.7129 | 41.6171 | 54.1789 | 33.5077 | 69.5974
|  | 2371 | 51.892 | 42.0078 | 45.133 | 41.7029 | 54.0685 | 33.6812 | 69.6963
|  | 2372 | 54.3052 | 41.3283 | 44.7946 | 41.752 | 53.9286 | 33.8952 | 69.8221
|  | 2373 | 56.8296 | 40.8508 | 44.6724 | 41.6457 | 53.734 | 34.0881 | 69.8795
|  | 2374 | 59.4102 | 40.7105 | 44.7927 | 41.5116 | 53.5306 | 34.3006 | 69.963
|  | 2375 | 61.8808 | 40.8012 | 45.1676 | 41.2587 | 53.3083 | 34.5315 | 70.0255
|  | 2376 | 64.0882 | 41.1422 | 45.7063 | 40.9605 | 53.0536 | 34.7417 | 70.0728
|  | 2377 | 66.023 | 41.7183 | 46.4376 | 40.6221 | 52.8299 | 34.9634 | 70.1393
|  | 2378 | 67.5498 | 42.5111 | 47.2976 | 40.2158 | 52.5728 | 35.1786 | 70.1593
|  | 2379 | 68.4545 | 43.5052 | 48.3265 | 39.7696 | 52.343 | 35.3912 | 70.2374
|  | 2380 | 68.7317 | 44.6161 | 49.3751 | 39.3287 | 52.1142 | 35.5917 | 70.2671
|  | 2381 | 68.3568 | 45.8061 | 50.4634 | 38.8996 | 51.9344 | 35.7844 | 70.3378
|  | 2382 | 67.3076 | 47.0575 | 51.5621 | 38.4316 | 51.7598 | 35.9458 | 70.3934
|  | 2383 | 65.6582 | 48.3254 | 52.5874 | 38.0464 | 51.6242 | 36.1162 | 70.4683
|  | 2384 | 63.4206 | 49.482 | 53.5229 | 37.6605 | 51.5349 | 36.2326 | 70.5677
|  | 2385 | 60.7181 | 50.6417 | 54.3512 | 37.3576 | 51.473 | 36.3815 | 70.6833
|  | 2386 | 57.844 | 51.6091 | 55.0219 | 37.0655 | 51.4657 | 36.4571 | 70.806
|  | 2387 | 54.8392 | 52.4162 | 55.4723 | 36.8965 | 51.4756 | 36.5586 | 70.9303
|  | 2388 | 51.8123 | 53.005 | 55.756 | 36.748 | 51.5289 | 36.6091 | 71.0679
|  | 2389 | 48.9166 | 53.3906 | 55.8333 | 36.7018 | 51.5953 | 36.6639 | 71.2289
|  | 2390 | 46.2508 | 53.5339 | 55.7138 | 36.6951 | 51.696 | 36.6859 | 71.3907
|  | 2391 | 43.915 | 53.4334 | 55.3882 | 36.7686 | 51.8216 | 36.7098 | 71.5556
|  | 2392 | 41.8712 | 53.0873 | 54.862 | 36.889 | 51.9684 | 36.7166 | 71.7468
|  | 2393 | 40.227 | 52.5885 | 54.1987 | 37.0859 | 52.1051 | 36.7462 | 71.9131
|  | 2394 | 38.9412 | 51.8215 | 53.3706 | 37.2944 | 52.2724 | 36.7431 | 72.1036
|  | 2395 | 38.0171 | 50.9181 | 52.4111 | 37.5629 | 52.4369 | 36.7627 | 72.302
|  | 2396 | 37.449 | 49.8756 | 51.4065 | 37.8069 | 52.5816 | 36.7972 | 72.4697
|  | 2397 | 37.2674 | 48.7105 | 50.3128 | 38.0968 | 52.7212 | 36.8332 | 72.6483
|  | 2398 | 37.4324 | 47.4323 | 49.1699 | 38.3782 | 52.8642 | 36.8859 | 72.8106
|  | 2399 | 37.9704 | 46.2011 | 48.0814 | 38.654 | 52.9705 | 36.9725 | 72.9491
|  | 2400 | 38.8487 | 44.9801 | 47.0588 | 38.9091 | 53.0791 | 37.0819 | 73.0904
|  | 2401 | 40.0719 | 43.7864 | 46.1198 | 39.131 | 53.1663 | 37.2064 | 73.2242
|  | 2402 | 41.5584 | 42.6753 | 45.259 | 39.3238 | 53.2214 | 37.3541 | 73.3309
|  | 2403 | 43.4074 | 41.7378 | 44.5694 | 39.4847 | 53.2756 | 37.5401 | 73.4272
|  | 2404 | 45.565 | 40.8846 | 43.9781 | 39.6114 | 53.3079 | 37.7551 | 73.5045
|  | 2405 | 47.8308 | 40.2231 | 43.5868 | 39.6836 | 53.3184 | 37.9932 | 73.5731
|  | 2406 | 50.2821 | 39.7756 | 43.3645 | 39.7227 | 53.3185 | 38.2407 | 73.6187
|  | 2407 | 52.7435 | 39.4918 | 43.33 | 39.703 | 53.314 | 38.503 | 73.6654
|  | 2408 | 55.1286 | 39.4444 | 43.455 | 39.6964 | 53.3166 | 38.7962 | 73.6875
|  | 2409 | 57.4433 | 39.5552 | 43.7323 | 39.6013 | 53.2802 | 39.07 | 73.6866
|  | 2410 | 59.4816 | 39.8457 | 44.1641 | 39.5049 | 53.2715 | 39.3574 | 73.7165
|  | 2411 | 61.1591 | 40.3275 | 44.715 | 39.4001 | 53.238 | 39.671 | 73.7065
|  | 2412 | 62.4126 | 40.911 | 45.3441 | 39.2615 | 53.2275 | 39.9182 | 73.7144
|  | 2413 | 63.1065 | 41.6276 | 46.0548 | 39.1365 | 53.201 | 40.2027 | 73.7146
|  | 2414 | 63.1416 | 42.4549 | 46.8175 | 38.9959 | 53.174 | 40.4579 | 73.7076
|  | 2415 | 62.6086 | 43.2955 | 47.5639 | 38.8721 | 53.1673 | 40.6992 | 73.7126
|  | 2416 | 61.6152 | 44.1915 | 48.3482 | 38.7586 | 53.1672 | 40.8936 | 73.7296
|  | 2417 | 60.1031 | 45.0964 | 49.0769 | 38.652 | 53.1575 | 41.0672 | 73.7065
|  | 2418 | 58.1975 | 45.9234 | 49.7544 | 38.5786 | 53.1774 | 41.2255 | 73.7427
|  | 2419 | 55.9903 | 46.6927 | 50.3392 | 38.5157 | 53.206 | 41.3396 | 73.7722
|  | 2420 | 53.515 | 47.3975 | 50.813 | 38.4879 | 53.2221 | 41.4259 | 73.7966
|  | 2421 | 50.9482 | 47.9858 | 51.1861 | 38.4873 | 53.2719 | 41.4931 | 73.8399
|  | 2422 | 48.4239 | 48.3939 | 51.423 | 38.4941 | 53.2996 | 41.508 | 73.8918
|  | 2423 | 45.9906 | 48.715 | 51.5357 | 38.549 | 53.3372 | 41.5039 | 73.9405
|  | 2424 | 43.7233 | 48.854 | 51.5161 | 38.607 | 53.3816 | 41.476 | 73.9952
|  | 2425 | 41.6634 | 48.8418 | 51.3599 | 38.6839 | 53.4172 | 41.4163 | 74.0363
|  | 2426 | 39.8846 | 48.7145 | 51.089 | 38.7816 | 53.4702 | 41.3541 | 74.0952
|  | 2427 | 38.4599 | 48.407 | 50.7174 | 38.891 | 53.5217 | 41.2794 | 74.1574
|  | 2428 | 37.3734 | 48.0272 | 50.2517 | 39.0114 | 53.583 | 41.1924 | 74.2217
|  | 2429 | 36.5885 | 47.4828 | 49.6913 | 39.1254 | 53.64 | 41.1157 | 74.2712
|  | 2430 | 36.1125 | 46.8456 | 49.0657 | 39.2287 | 53.6894 | 41.0163 | 74.3157
|  | 2431 | 35.96 | 46.1794 | 48.4525 | 39.338 | 53.7465 | 40.9506 | 74.3756
|  | 2432 | 36.1123 | 45.4287 | 47.7898 | 39.4281 | 53.8013 | 40.8847 | 74.4035
|  | 2433 | 36.5576 | 44.6741 | 47.124 | 39.524 | 53.8539 | 40.8404 | 74.4291
|  | 2434 | 37.2925 | 43.9231 | 46.5215 | 39.5815 | 53.9279 | 40.8233 | 74.4431
|  | 2435 | 38.3338 | 43.2115 | 45.9271 | 39.6501 | 53.9955 | 40.8195 | 74.4438
|  | 2436 | 39.5716 | 42.5096 | 45.3916 | 39.7016 | 54.0755 | 40.8543 | 74.4393
|  | 2437 | 41.1051 | 41.9089 | 44.9321 | 39.7449 | 54.1582 | 40.9021 | 74.4044
|  | 2438 | 42.8693 | 41.3792 | 44.5611 | 39.7574 | 54.2576 | 40.9677 | 74.3687
|  | 2439 | 44.7826 | 40.9463 | 44.2782 | 39.7792 | 54.3603 | 41.0622 | 74.3366
|  | 2440 | 46.8267 | 40.5977 | 44.0895 | 39.7993 | 54.4906 | 41.1857 | 74.284
|  | 2441 | 48.7985 | 40.3716 | 43.9935 | 39.8172 | 54.6205 | 41.3203 | 74.2141
|  | 2442 | 50.7125 | 40.2546 | 43.9738 | 39.8406 | 54.7599 | 41.4695 | 74.1223
|  | 2443 | 52.5906 | 40.2488 | 44.0647 | 39.8797 | 54.9216 | 41.6334 | 74.0374
|  | 2444 | 54.2322 | 40.3411 | 44.2212 | 39.9176 | 55.0816 | 41.8026 | 73.9641
|  | 2445 | 55.6041 | 40.5366 | 44.4515 | 39.9913 | 55.2595 | 41.9839 | 73.8658
|  | 2446 | 56.6782 | 40.8021 | 44.7307 | 40.0576 | 55.4397 | 42.137 | 73.7486
|  | 2447 | 57.3415 | 41.1279 | 45.0564 | 40.1508 | 55.6301 | 42.2826 | 73.6562
|  | 2448 | 57.5278 | 41.5162 | 45.4145 | 40.2876 | 55.8284 | 42.4325 | 73.5336
|  | 2449 | 57.3523 | 41.9502 | 45.8091 | 40.425 | 56.032 | 42.5541 | 73.4443
|  | 2450 | 56.845 | 42.3763 | 46.1839 | 40.6013 | 56.232 | 42.6618 | 73.3552
|  | 2451 | 55.9264 | 42.8274 | 46.5389 | 40.8009 | 56.4269 | 42.7483 | 73.2367
|  | 2452 | 54.6975 | 43.2683 | 46.8905 | 41.021 | 56.6171 | 42.7899 | 73.1527
|  | 2453 | 53.2315 | 43.6669 | 47.1855 | 41.2471 | 56.7986 | 42.8131 | 73.065
|  | 2454 | 51.5786 | 44.0388 | 47.4603 | 41.4964 | 56.9733 | 42.7982 | 72.9955
|  | 2455 | 49.7852 | 44.3597 | 47.6827 | 41.7628 | 57.132 | 42.7514 | 72.9167
|  | 2456 | 47.9863 | 44.601 | 47.8401 | 41.9945 | 57.2754 | 42.6663 | 72.859
|  | 2457 | 46.2379 | 44.7942 | 47.9462 | 42.2746 | 57.404 | 42.5664 | 72.8017
|  | 2458 | 44.5429 | 44.9036 | 47.9844 | 42.5207 | 57.5094 | 42.4275 | 72.7534
|  | 2459 | 42.9586 | 44.9743 | 47.9836 | 42.7595 | 57.6165 | 42.2649 | 72.723
|  | 2460 | 41.5713 | 44.963 | 47.9273 | 42.9947 | 57.691 | 42.0835 | 72.6944
|  | 2461 | 40.3891 | 44.8797 | 47.8246 | 43.1915 | 57.7481 | 41.8792 | 72.6568
|  | 2462 | 39.4288 | 44.7473 | 47.6882 | 43.3723 | 57.8062 | 41.6696 | 72.6518
|  | 2463 | 38.6718 | 44.5731 | 47.5153 | 43.5144 | 57.8254 | 41.4556 | 72.6201
|  | 2464 | 38.1538 | 44.3713 | 47.3276 | 43.6402 | 57.8561 | 41.2327 | 72.6126
|  | 2465 | 37.899 | 44.1044 | 47.1083 | 43.7114 | 57.8528 | 41.0202 | 72.5826
|  | 2466 | 37.882 | 43.8733 | 46.9117 | 43.7854 | 57.8604 | 40.8376 | 72.5742
|  | 2467 | 38.0996 | 43.617 | 46.7194 | 43.8203 | 57.8781 | 40.6461 | 72.5581
|  | 2468 | 38.5281 | 43.3445 | 46.5196 | 43.83 | 57.892 | 40.4761 | 72.5288
|  | 2469 | 39.1394 | 43.109 | 46.3399 | 43.8167 | 57.9002 | 40.3317 | 72.4943
|  | 2470 | 39.9439 | 42.8699 | 46.1741 | 43.7779 | 57.9134 | 40.1894 | 72.4547
|  | 2471 | 40.9282 | 42.6829 | 46.0534 | 43.7385 | 57.9566 | 40.0998 | 72.4344
|  | 2472 | 42.0725 | 42.5085 | 45.944 | 43.6591 | 57.995 | 40.0248 | 72.3834
|  | 2473 | 43.2892 | 42.3814 | 45.8788 | 43.5858 | 58.0574 | 39.9741 | 72.3388
|  | 2474 | 44.5328 | 42.2885 | 45.8375 | 43.5115 | 58.129 | 39.9501 | 72.2705
|  | 2475 | 45.804 | 42.2501 | 45.8419 | 43.4545 | 58.2226 | 39.9643 | 72.2042
|  | 2476 | 47.0621 | 42.25 | 45.8814 | 43.3957 | 58.3344 | 39.989 | 72.1381
|  | 2477 | 48.2703 | 42.2921 | 45.946 | 43.355 | 58.4639 | 40.0373 | 72.0532
|  | 2478 | 49.3728 | 42.3825 | 46.0352 | 43.3472 | 58.6106 | 40.1212 | 71.9622
|  | 2479 | 50.3112 | 42.4886 | 46.149 | 43.3529 | 58.7703 | 40.1946 | 71.8663
|  | 2480 | 51.073 | 42.6484 | 46.2953 | 43.4092 | 58.9782 | 40.2971 | 71.7772
|  | 2481 | 51.5925 | 42.8267 | 46.4372 | 43.4971 | 59.1749 | 40.4025 | 71.6688
|  | 2482 | 51.8564 | 42.9977 | 46.5894 | 43.6106 | 59.3899 | 40.5038 | 71.5641
|  | 2483 | 51.9231 | 43.1942 | 46.7374 | 43.7916 | 59.6158 | 40.6075 | 71.452
|  | 2484 | 51.8274 | 43.3779 | 46.8815 | 43.9993 | 59.8569 | 40.7018 | 71.3367
|  | 2485 | 51.475 | 43.5598 | 47.0143 | 44.2364 | 60.0928 | 40.7783 | 71.2261
|  | 2486 | 50.9415 | 43.7223 | 47.1223 | 44.5247 | 60.3305 | 40.8442 | 71.1027
|  | 2487 | 50.2068 | 43.873 | 47.2195 | 44.8565 | 60.571 | 40.8853 | 70.9905
|  | 2488 | 49.3927 | 43.9779 | 47.288 | 45.1788 | 60.7859 | 40.9025 | 70.8754
|  | 2489 | 48.4987 | 44.0641 | 47.3244 | 45.5534 | 60.9972 | 40.8899 | 70.7568
|  | 2490 | 47.5837 | 44.1099 | 47.3429 | 45.9259 | 61.1967 | 40.8467 | 70.6451
|  | 2491 | 46.6039 | 44.123 | 47.3342 | 46.2895 | 61.3623 | 40.7839 | 70.5263
|  | 2492 | 45.693 | 44.1058 | 47.3071 | 46.6866 | 61.5174 | 40.6731 | 70.4228
|  | 2493 | 44.85 | 44.0626 | 47.2565 | 47.0644 | 61.6435 | 40.5454 | 70.3121
|  | 2494 | 44.0743 | 43.9946 | 47.2015 | 47.4048 | 61.7463 | 40.3802 | 70.2161
|  | 2495 | 43.3953 | 43.894 | 47.1305 | 47.7217 | 61.8224 | 40.189 | 70.122
|  | 2496 | 42.846 | 43.7959 | 47.0693 | 48.0162 | 61.8803 | 39.9757 | 70.0462
|  | 2497 | 42.4423 | 43.6821 | 47.0051 | 48.2747 | 61.8958 | 39.7391 | 69.9625
|  | 2498 | 42.1679 | 43.5685 | 46.9582 | 48.4786 | 61.8967 | 39.4811 | 69.8852
|  | 2499 | 42.0468 | 43.4647 | 46.9196 | 48.6507 | 61.871 | 39.215 | 69.8083
|  | 2500 | 42.0734 | 43.2802 | 46.807 | 48.8775 | 61.9183 | 38.9494 | 69.7002