## Total Transmission
| Wavelength (nm) | Transmission (%)
| 200 | 1e-06
| 201 | 2.8e-05
| 202 | 2.7e-05
| 203 | 8.9e-05
Product Raw Data | 204 | 5.5e-05
Ø1" Germanium Broadband Precision Window, Uncoated | 205 | 1.1e-05
| 206 | 3e-05
DISCLAIMER: The data presented here are typical. Slight variations in performance data will occur from lot to lot. Please contact Technical Support with any questions regarding the use or reliability of this data. | 207 | 3e-05
| 208 | 3.9e-05
| 209 | 5.6e-05
| 210 | 1.7e-05
| 211 | 8e-06
| 212 | 6e-06
This data may be used in publications. However, please cite Thorlabs as the source. | 213 | 3.3e-05
| 214 | 3e-06
| 215 | 7.7e-05
| 216 | 2.5e-05
Additional Information: | 217 | 2e-06
Measured transmission at normal incidence. The substrate thickness was 5 mm. | 218 | 3.4e-05
| 219 | 1e-06
| 220 | 2.7e-05
| 221 | 1e-05
| 222 | 9e-06
| 223 | 3.7e-05
| 224 | 2.2e-05
| 225 | 9e-06
| 226 | 4e-06
| 227 | 3.6e-05
| 228 | 1.3e-05
| 229 | 2.7e-05
| 230 | 2.3e-05
| 231 | 4.8e-05
| 232 | 1.8e-05
| 233 | 2.1e-05
| 234 | 8e-06
| 235 | 1.8e-05
| 236 | 1.8e-05
| 237 | 1e-05
| 238 | 1.1e-05
| 239 | 2e-05
| 240 | 1e-06
| 241 | 4.1e-05
| 242 | 9e-06
| 243 | 1.5e-05
| 244 | 1.1e-05
| 245 | 5.1e-05
| 246 | 1.7e-05
| 247 | 4e-06
| 248 | 2.9e-05
| 249 | 3e-06
| 250 | 8e-06
| 251 | 7.4e-05
| 252 | 1.1e-05
| 253 | 1.9e-05
| 254 | 3.9e-05
| 255 | 2e-06
| 256 | 7e-06
| 257 | 5.5e-05
| 258 | 3.9e-05
| 259 | 1.2e-05
| 260 | 6.2e-05
| 261 | 1.3e-05
| 262 | 2.8e-05
| 263 | 3.5e-05
| 264 | 1e-06
| 265 | 1e-05
| 266 | 7e-06
| 267 | 2.2e-05
| 268 | 4.3e-05
| 269 | 2.1e-05
| 270 | 1e-06
| 271 | 6.8e-05
| 272 | 9e-06
| 273 | 1.1e-05
| 274 | 1.5e-05
| 275 | 5.6e-05
| 276 | 1.9e-05
| 277 | 4.8e-05
| 278 | 4e-06
| 279 | 1.4e-05
| 280 | 3e-06
| 281 | 4.4e-05
| 282 | 1.3e-05
| 283 | 2.4e-05
| 284 | 7e-06
| 285 | 1.7e-05
| 286 | 3e-06
| 287 | 3.5e-05
| 288 | 1.5e-05
| 289 | 4e-05
| 290 | 1e-05
| 291 | 7e-06
| 292 | 2.9e-05
| 293 | 1.1e-05
| 294 | 8.8e-05
| 295 | 3.5e-05
| 296 | 1e-05
| 297 | 9e-06
| 298 | 3e-05
| 299 | 3.2e-05
| 300 | 7e-06
| 301 | 4.8e-05
| 302 | 4.6e-05
| 303 | 4e-06
| 304 | 1.6e-05
| 305 | 5e-06
| 306 | 1.3e-05
| 307 | 1.6e-05
| 308 | 1.6e-05
| 309 | 2e-06
| 310 | 3.4e-05
| 311 | 9e-06
| 312 | 3.6e-05
| 313 | 9e-06
| 314 | 2.1e-05
| 315 | 2.7e-05
| 316 | 3.3e-05
| 317 | 6e-06
| 318 | 2.9e-05
| 319 | 1.1e-05
| 320 | 2.2e-05
| 321 | 7.6e-05
| 322 | 5.9e-05
| 323 | 1.1e-05
| 324 | 3.5e-05
| 325 | 5.7e-05
| 326 | 1.7e-05
| 327 | 3e-06
| 328 | 5e-06
| 329 | 1.7e-05
| 330 | 4.9e-05
| 331 | 3e-06
| 332 | 1.5e-05
| 333 | 3e-05
| 334 | 4.5e-05
| 335 | 1.1e-05
| 336 | 2.3e-05
| 337 | 3.3e-05
| 338 | 2.3e-05
| 339 | 2e-06
| 340 | 1e-05
| 341 | 3e-06
| 342 | 4.8e-05
| 343 | 6.4e-05
| 344 | 2.6e-05
| 345 | 1e-06
| 346 | 6.8e-05
| 347 | 3e-05
| 348 | 3.4e-05
| 349 | 6e-06
| 350 | 1.8e-05
| 351 | 2.4e-05
| 352 | 3.7e-05
| 353 | 1.4e-05
| 354 | 3.3e-05
| 355 | 2.6e-05
| 356 | 3e-06
| 357 | 2e-05
| 358 | 1.4e-05
| 359 | 0
| 360 | 7e-05
| 361 | 3.6e-05
| 362 | 2.1e-05
| 363 | 0
| 364 | 3e-05
| 365 | 3e-06
| 366 | 1.9e-05
| 367 | 9e-06
| 368 | 2e-05
| 369 | 5e-06
| 370 | 1.6e-05
| 371 | 9e-06
| 372 | 1.4e-05
| 373 | 1.5e-05
| 374 | 3e-06
| 375 | 8e-06
| 376 | 1.3e-05
| 377 | 3e-06
| 378 | 4e-05
| 379 | 4e-06
| 380 | 1e-06
| 381 | 2e-06
| 382 | 3e-05
| 383 | 3e-06
| 384 | 2e-06
| 385 | 3e-06
| 386 | 2.5e-05
| 387 | 2.4e-05
| 388 | 1.5e-05
| 389 | 8e-06
| 390 | 7e-06
| 391 | 1e-06
| 392 | 1.8e-05
| 393 | 2e-05
| 394 | 2.6e-05
| 395 | 1.6e-05
| 396 | 4e-06
| 397 | 3.1e-05
| 398 | 1.5e-05
| 399 | 5e-06
| 400 | 1.9e-05
| 401 | 3.2e-05
| 402 | 7e-06
| 403 | 2e-06
| 404 | 1.5e-05
| 405 | 2.2e-05
| 406 | 2.2e-05
| 407 | 2e-06
| 408 | 1.2e-05
| 409 | 6e-06
| 410 | 2.6e-05
| 411 | 3.1e-05
| 412 | 1.5e-05
| 413 | 1.2e-05
| 414 | 2.6e-05
| 415 | 1.9e-05
| 416 | 1.4e-05
| 417 | 1e-06
| 418 | 3.9e-05
| 419 | 2e-06
| 420 | 3e-06
| 421 | 2e-05
| 422 | 2.3e-05
| 423 | 0
| 424 | 2.6e-05
| 425 | 1.2e-05
| 426 | 1.3e-05
| 427 | 3.2e-05
| 428 | 2.1e-05
| 429 | 1.3e-05
| 430 | 4.6e-05
| 431 | 4e-06
| 432 | 2e-06
| 433 | 5e-06
| 434 | 1.5e-05
| 435 | 1.1e-05
| 436 | 1.4e-05
| 437 | 2.1e-05
| 438 | 7e-06
| 439 | 1.8e-05
| 440 | 0
| 441 | 7e-06
| 442 | 4e-05
| 443 | 1.1e-05
| 444 | 1.5e-05
| 445 | 2e-05
| 446 | 2.2e-05
| 447 | 7e-06
| 448 | 1.1e-05
| 449 | 2.7e-05
| 450 | 1.3e-05
| 451 | 8e-06
| 452 | 2.1e-05
| 453 | 2e-06
| 454 | 6e-06
| 455 | 2.5e-05
| 456 | 6e-06
| 457 | 2.1e-05
| 458 | 8e-06
| 459 | 5e-06
| 460 | 2.5e-05
| 461 | 0
| 462 | 4e-06
| 463 | 1e-06
| 464 | 2.4e-05
| 465 | 1e-06
| 466 | 1.7e-05
| 467 | 1e-06
| 468 | 1.5e-05
| 469 | 9e-06
| 470 | 1.9e-05
| 471 | 6e-06
| 472 | 2.9e-05
| 473 | 8e-06
| 474 | 8e-06
| 475 | 6e-06
| 476 | 1.2e-05
| 477 | 7e-06
| 478 | 1.4e-05
| 479 | 1e-06
| 480 | 1e-06
| 481 | 8e-06
| 482 | 1.5e-05
| 483 | 0
| 484 | 3.2e-05
| 485 | 8e-06
| 486 | 5e-06
| 487 | 6e-06
| 488 | 2.2e-05
| 489 | 0
| 490 | 2.4e-05
| 491 | 7e-06
| 492 | 1.3e-05
| 493 | 7e-06
| 494 | 2.4e-05
| 495 | 1.4e-05
| 496 | 3.8e-05
| 497 | 5e-06
| 498 | 8e-06
| 499 | 4e-06
| 500 | 1.7e-05
| 501 | 1.7e-05
| 502 | 3.7e-05
| 503 | 2e-06
| 504 | 6e-06
| 505 | 3e-06
| 506 | 1e-05
| 507 | 2.3e-05
| 508 | 3.2e-05
| 509 | 0
| 510 | 9e-06
| 511 | 3e-06
| 512 | 8e-06
| 513 | 4e-06
| 514 | 2.8e-05
| 515 | 7e-06
| 516 | 1e-06
| 517 | 2.1e-05
| 518 | 2.4e-05
| 519 | 1.1e-05
| 520 | 2.8e-05
| 521 | 9e-06
| 522 | 1e-06
| 523 | 0
| 524 | 2e-06
| 525 | 1.6e-05
| 526 | 3.2e-05
| 527 | 6e-06
| 528 | 3e-06
| 529 | 9e-06
| 530 | 2.1e-05
| 531 | 1e-06
| 532 | 2.4e-05
| 533 | 8e-06
| 534 | 2e-06
| 535 | 2.2e-05
| 536 | 2e-05
| 537 | 4e-06
| 538 | 3.2e-05
| 539 | 5e-06
| 540 | 8e-06
| 541 | 2.6e-05
| 542 | 1.2e-05
| 543 | 5e-06
| 544 | 2.7e-05
| 545 | 2e-06
| 546 | 1.4e-05
| 547 | 1e-05
| 548 | 8e-06
| 549 | 2e-05
| 550 | 3.7e-05
| 551 | 1.1e-05
| 552 | 8e-06
| 553 | 2.4e-05
| 554 | 1.6e-05
| 555 | 2e-06
| 556 | 1.7e-05
| 557 | 1.8e-05
| 558 | 6e-06
| 559 | 3.2e-05
| 560 | 1.8e-05
| 561 | 6e-06
| 562 | 1e-06
| 563 | 9e-06
| 564 | 1.4e-05
| 565 | 3e-06
| 566 | 1.4e-05
| 567 | 2e-05
| 568 | 1.9e-05
| 569 | 9e-06
| 570 | 3.1e-05
| 571 | 1e-06
| 572 | 4e-06
| 573 | 3.7e-05
| 574 | 3e-05
| 575 | 1e-05
| 576 | 1.3e-05
| 577 | 1.8e-05
| 578 | 1e-05
| 579 | 1.8e-05
| 580 | 9e-06
| 581 | 1e-05
| 582 | 2.1e-05
| 583 | 2e-06
| 584 | 1.3e-05
| 585 | 2.1e-05
| 586 | 3e-06
| 587 | 1.3e-05
| 588 | 3e-06
| 589 | 7e-06
| 590 | 1.8e-05
| 591 | 2.3e-05
| 592 | 1.2e-05
| 593 | 1.3e-05
| 594 | 1.4e-05
| 595 | 1.1e-05
| 596 | 1.2e-05
| 597 | 1.3e-05
| 598 | 2.5e-05
| 599 | 9e-06
| 600 | 1e-05
| 601 | 1e-05
| 602 | 1e-05
| 603 | 3.6e-05
| 604 | 1.9e-05
| 605 | 9e-06
| 606 | 1.8e-05
| 607 | 9e-06
| 608 | 1e-05
| 609 | 5e-05
| 610 | 1.1e-05
| 611 | 1.1e-05
| 612 | 2e-05
| 613 | 1.8e-05
| 614 | 4.2e-05
| 615 | 3.3e-05
| 616 | 1.1e-05
| 617 | 1.8e-05
| 618 | 1.8e-05
| 619 | 2.3e-05
| 620 | 2.4e-05
| 621 | 1.8e-05
| 622 | 1.2e-05
| 623 | 1.8e-05
| 624 | 1.9e-05
| 625 | 4.6e-05
| 626 | 1.8e-05
| 627 | 3e-05
| 628 | 2.3e-05
| 629 | 7e-06
| 630 | 4e-06
| 631 | 2.5e-05
| 632 | 1.2e-05
| 633 | 3.3e-05
| 634 | 2e-06
| 635 | 1e-05
| 636 | 3.1e-05
| 637 | 2.8e-05
| 638 | 5e-06
| 639 | 5.6e-05
| 640 | 1.4e-05
| 641 | 3e-06
| 642 | 3.6e-05
| 643 | 2.9e-05
| 644 | 1.7e-05
| 645 | 4.5e-05
| 646 | 1.5e-05
| 647 | 2.4e-05
| 648 | 1.4e-05
| 649 | 3.7e-05
| 650 | 2.9e-05
| 651 | 3e-05
| 652 | 0
| 653 | 2.6e-05
| 654 | 3e-05
| 655 | 3e-05
| 656 | 3e-06
| 657 | 4e-05
| 658 | 0
| 659 | 1e-05
| 660 | 2.8e-05
| 661 | 4e-06
| 662 | 1.5e-05
| 663 | 2.3e-05
| 664 | 4e-06
| 665 | 2.6e-05
| 666 | 3.4e-05
| 667 | 2.3e-05
| 668 | 7e-06
| 669 | 3.3e-05
| 670 | 1.1e-05
| 671 | 6e-06
| 672 | 1.1e-05
| 673 | 5e-06
| 674 | 8e-06
| 675 | 9e-06
| 676 | 8e-06
| 677 | 2.2e-05
| 678 | 3.2e-05
| 679 | 1.2e-05
| 680 | 1e-05
| 681 | 2.1e-05
| 682 | 4e-06
| 683 | 6e-06
| 684 | 3e-05
| 685 | 8e-06
| 686 | 2.5e-05
| 687 | 3.1e-05
| 688 | 1.2e-05
| 689 | 7e-06
| 690 | 2.3e-05
| 691 | 1.2e-05
| 692 | 3.5e-05
| 693 | 7.7e-05
| 694 | 8e-06
| 695 | 1.1e-05
| 696 | 5.2e-05
| 697 | 0
| 698 | 3.6e-05
| 699 | 2.8e-05
| 700 | 1.3e-05
| 701 | 1.5e-05
| 702 | 4.7e-05
| 703 | 5.9e-05
| 704 | 5e-06
| 705 | 2.7e-05
| 706 | 1.1e-05
| 707 | 3e-05
| 708 | 4.3e-05
| 709 | 1.4e-05
| 710 | 1.4e-05
| 711 | 2.4e-05
| 712 | 2.6e-05
| 713 | 1.4e-05
| 714 | 5.4e-05
| 715 | 5.1e-05
| 716 | 6e-06
| 717 | 3.5e-05
| 718 | 6e-06
| 719 | 2.3e-05
| 720 | 2.3e-05
| 721 | 2.7e-05
| 722 | 1.4e-05
| 723 | 4.7e-05
| 724 | 1.2e-05
| 725 | 1.7e-05
| 726 | 4.7e-05
| 727 | 4.9e-05
| 728 | 5.5e-05
| 729 | 2.5e-05
| 730 | 8e-06
| 731 | 1.8e-05
| 732 | 7.4e-05
| 733 | 2.3e-05
| 734 | 5.6e-05
| 735 | 2.9e-05
| 736 | 2.8e-05
| 737 | 2.2e-05
| 738 | 5.4e-05
| 739 | 1.7e-05
| 740 | 4.3e-05
| 741 | 3e-05
| 742 | 4e-06
| 743 | 1.7e-05
| 744 | 4.6e-05
| 745 | 2e-05
| 746 | 5e-06
| 747 | 4.4e-05
| 748 | 1.3e-05
| 749 | 1.5e-05
| 750 | 2.7e-05
| 751 | 3e-06
| 752 | 1.3e-05
| 753 | 5.1e-05
| 754 | 4e-06
| 755 | 2.7e-05
| 756 | 1.3e-05
| 757 | 1.9e-05
| 758 | 1.2e-05
| 759 | 2.1e-05
| 760 | 7e-06
| 761 | 2e-06
| 762 | 3e-06
| 763 | 2.4e-05
| 764 | 1.4e-05
| 765 | 1.2e-05
| 766 | 1e-05
| 767 | 9e-06
| 768 | 2.1e-05
| 769 | 1.7e-05
| 770 | 3e-06
| 771 | 5.4e-05
| 772 | 4e-05
| 773 | 5e-06
| 774 | 2e-05
| 775 | 7e-06
| 776 | 8e-06
| 777 | 6.1e-05
| 778 | 8e-06
| 779 | 5e-06
| 780 | 3.1e-05
| 781 | 2.8e-05
| 782 | 2.5e-05
| 783 | 1.2e-05
| 784 | 1.3e-05
| 785 | 1.3e-05
| 786 | 1.1e-05
| 787 | 2.3e-05
| 788 | 3.6e-05
| 789 | 1.5e-05
| 790 | 2.6e-05
| 791 | 3.7e-05
| 792 | 0
| 793 | 3.7e-05
| 794 | 1.4e-05
| 795 | 1.1e-05
| 796 | 3e-06
| 797 | 6.2e-05
| 798 | 3.5e-05
| 799 | 5.1e-05
| 800 | 4.3e-05
| 801 | 1.1e-05
| 802 | 5.4e-05
| 803 | 8e-06
| 804 | 6.7e-05
| 805 | 1.3e-05
| 806 | 3.2e-05
| 807 | 2.8e-05
| 808 | 1.7e-05
| 809 | 2.5e-05
| 810 | 1.7e-05
| 811 | 5.1e-05
| 812 | 6e-06
| 813 | 1.8e-05
| 814 | 3.7e-05
| 815 | 2.5e-05
| 816 | 8.7e-05
| 817 | 0
| 818 | 8e-06
| 819 | 2.3e-05
| 820 | 5.9e-05
| 821 | 3.3e-05
| 822 | 1.1e-05
| 823 | 3.9e-05
| 824 | 2e-05
| 825 | 9e-06
| 826 | 3e-05
| 827 | 4e-06
| 828 | 1e-05
| 829 | 3e-06
| 830 | 1.9e-05
| 831 | 1.2e-05
| 832 | 1.7e-05
| 833 | 2.4e-05
| 834 | 6.2e-05
| 835 | 8.2e-05
| 836 | 6.5e-05
| 837 | 4.3e-05
| 838 | 8.3e-05
| 839 | 0.000103
| 840 | 4.8e-05
| 841 | 3e-06
| 842 | 0.000121
| 843 | 7.1e-05
| 844 | 4e-05
| 845 | 1.7e-05
| 846 | 4.1e-05
| 847 | 3.8e-05
| 848 | 1.5e-05
| 849 | 3.2e-05
| 850 | 9.8e-05
| 851 | 0.000117
| 852 | 8.8e-05
| 853 | 2.7e-05
| 854 | 6.2e-05
| 855 | 7.6e-05
| 856 | 3.5e-05
| 857 | 0.000112
| 858 | 2e-06
| 859 | 0.000297
| 860 | 9.7e-05
| 861 | 1.8e-05
| 862 | 0.00037
| 863 | 0.000601
| 864 | 0.000361
| 865 | 6.5e-05
| 866 | 0.000308
| 867 | 0.000262
| 868 | 0.00093
| 869 | 0.000903
| 870 | 9.4e-05
| 871 | 0.000137
| 872 | 0.000533
| 873 | 0.000112
| 874 | 0.000252
| 875 | 6.5e-05
| 876 | 0.000203
| 877 | 0.000289
| 878 | 0.000121
| 879 | 0.000446
| 880 | 0.000557
| 881 | 0.000668
| 882 | 0.000635
| 883 | 8.4e-05
| 884 | 0.000505
| 885 | 0.000701
| 886 | 0.000565
| 887 | 7.2e-05
| 888 | 8.8e-05
| 889 | 1e-06
| 890 | 0.00023
| 891 | 0.000182
| 892 | 0.000189
| 893 | 0.000265
| 894 | 8.1e-05
| 895 | 0.000103
| 896 | 0.000247
| 897 | 0.00033
| 898 | 0.000183
| 899 | 9.4e-05
| 900 | 0.000522
| 901 | 0.00059
| 902 | 0.000533
| 903 | 0.000199
| 904 | 0.000208
| 905 | 4.9e-05
| 906 | 6.2e-05
| 907 | 0.000224
| 908 | 9.8e-05
| 909 | 0.000209
| 910 | 0.000324
| 911 | 0.000444
| 912 | 0.000308
| 913 | 8.6e-05
| 914 | 0.000269
| 915 | 0.000355
| 916 | 6.8e-05
| 917 | 0.000141
| 918 | 5.5e-05
| 919 | 2.8e-05
| 920 | 9e-06
| 921 | 3.5e-05
| 922 | 5.9e-05
| 923 | 0.000192
| 924 | 2e-06
| 925 | 0.000346
| 926 | 5.6e-05
| 927 | 9.9e-05
| 928 | 0.000138
| 929 | 0.000384
| 930 | 0.000169
| 931 | 1.4e-05
| 932 | 0.000223
| 933 | 0.000212
| 934 | 0.000235
| 935 | 2e-05
| 936 | 3.1e-05
| 937 | 8.7e-05
| 938 | 0.000215
| 939 | 8e-05
| 940 | 9.1e-05
| 941 | 3.1e-05
| 942 | 6.6e-05
| 943 | 0.000143
| 944 | 0.000283
| 945 | 6e-05
| 946 | 3e-05
| 947 | 0.000173
| 948 | 6.6e-05
| 949 | 0.000253
| 950 | 0.000176
| 951 | 0.000176
| 952 | 6.2e-05
| 953 | 9e-06
| 954 | 0.000188
| 955 | 5.6e-05
| 956 | 4.1e-05
| 957 | 0.000122
| 958 | 1.8e-05
| 959 | 0.000115
| 960 | 0.000183
| 961 | 3.8e-05
| 962 | 5e-06
| 963 | 1.5e-05
| 964 | 4e-06
| 965 | 5.2e-05
| 966 | 0.000246
| 967 | 7.3e-05
| 968 | 0.000112
| 969 | 0.000106
| 970 | 6.2e-05
| 971 | 9e-05
| 972 | 4.4e-05
| 973 | 6.1e-05
| 974 | 3.3e-05
| 975 | 2.1e-05
| 976 | 5.5e-05
| 977 | 5.9e-05
| 978 | 1e-05
| 979 | 8.3e-05
| 980 | 9e-05
| 981 | 6.7e-05
| 982 | 2.1e-05
| 983 | 2.8e-05
| 984 | 7e-06
| 985 | 0.000139
| 986 | 0.00011
| 987 | 3e-05
| 988 | 1e-05
| 989 | 5e-05
| 990 | 7.5e-05
| 991 | 3.3e-05
| 992 | 1e-05
| 993 | 2.5e-05
| 994 | 2.6e-05
| 995 | 8e-05
| 996 | 6.5e-05
| 997 | 3e-05
| 998 | 6.9e-05
| 999 | 0.000105
| 1000 | 8.3e-05
| 1001 | 3.3e-05
| 1002 | 9.5e-05
| 1003 | 9.2e-05
| 1004 | 1.1e-05
| 1005 | 9.4e-05
| 1006 | 7.5e-05
| 1007 | 0.000117
| 1008 | 4.8e-05
| 1009 | 8.9e-05
| 1010 | 2.1e-05
| 1011 | 4.2e-05
| 1012 | 8.4e-05
| 1013 | 5.3e-05
| 1014 | 0.000115
| 1015 | 3.3e-05
| 1016 | 8e-06
| 1017 | 0.000171
| 1018 | 4e-06
| 1019 | 8.8e-05
| 1020 | 1.7e-05
| 1021 | 6e-06
| 1022 | 8.5e-05
| 1023 | 4.3e-05
| 1024 | 3.6e-05
| 1025 | 1.3e-05
| 1026 | 8.1e-05
| 1027 | 0.000102
| 1028 | 4.7e-05
| 1029 | 9.2e-05
| 1030 | 2e-06
| 1031 | 7.1e-05
| 1032 | 4.6e-05
| 1033 | 2.2e-05
| 1034 | 1.2e-05
| 1035 | 7.3e-05
| 1036 | 5.5e-05
| 1037 | 5e-06
| 1038 | 4.8e-05
| 1039 | 7.5e-05
| 1040 | 4e-05
| 1041 | 5.7e-05
| 1042 | 1.5e-05
| 1043 | 3.2e-05
| 1044 | 6.4e-05
| 1045 | 0.000106
| 1046 | 8.3e-05
| 1047 | 8.1e-05
| 1048 | 1.4e-05
| 1049 | 0.000152
| 1050 | 3.5e-05
| 1051 | 5.3e-05
| 1052 | 1.1e-05
| 1053 | 0.000157
| 1054 | 2.7e-05
| 1055 | 4.8e-05
| 1056 | 3.7e-05
| 1057 | 7.2e-05
| 1058 | 4.3e-05
| 1059 | 0.000133
| 1060 | 9.2e-05
| 1061 | 9.3e-05
| 1062 | 9.1e-05
| 1063 | 9.7e-05
| 1064 | 3.7e-05
| 1065 | 1.4e-05
| 1066 | 7.6e-05
| 1067 | 8.7e-05
| 1068 | 2e-06
| 1069 | 4.7e-05
| 1070 | 4.7e-05
| 1071 | 6.9e-05
| 1072 | 2.1e-05
| 1073 | 4.4e-05
| 1074 | 0.000109
| 1075 | 6.6e-05
| 1076 | 2e-05
| 1077 | 6.5e-05
| 1078 | 2.2e-05
| 1079 | 0.000105
| 1080 | 4.9e-05
| 1081 | 5e-05
| 1082 | 9.8e-05
| 1083 | 9.1e-05
| 1084 | 6.1e-05
| 1085 | 4.1e-05
| 1086 | 0.000112
| 1087 | 7.8e-05
| 1088 | 1.3e-05
| 1089 | 1.4e-05
| 1090 | 7.3e-05
| 1091 | 1e-05
| 1092 | 0.000111
| 1093 | 0.000102
| 1094 | 9.5e-05
| 1095 | 6.3e-05
| 1096 | 0.000145
| 1097 | 4.3e-05
| 1098 | 3.1e-05
| 1099 | 2.2e-05
| 1100 | 1.3e-05
| 1101 | 3e-06
| 1102 | 3.8e-05
| 1103 | 2e-05
| 1104 | 1e-05
| 1105 | 6.2e-05
| 1106 | 8.3e-05
| 1107 | 2.1e-05
| 1108 | 5.3e-05
| 1109 | 4.3e-05
| 1110 | 4.8e-05
| 1111 | 0.000106
| 1112 | 4.4e-05
| 1113 | 8.7e-05
| 1114 | 1e-05
| 1115 | 9.7e-05
| 1116 | 0.00012
| 1117 | 1.7e-05
| 1118 | 4.3e-05
| 1119 | 0.000134
| 1120 | 2.8e-05
| 1121 | 7e-06
| 1122 | 8.7e-05
| 1123 | 8.9e-05
| 1124 | 3.3e-05
| 1125 | 4.6e-05
| 1126 | 9e-05
| 1127 | 1e-05
| 1128 | 7.1e-05
| 1129 | 0.000133
| 1130 | 0.000122
| 1131 | 3.6e-05
| 1132 | 6.4e-05
| 1133 | 2.9e-05
| 1134 | 1.5e-05
| 1135 | 4.2e-05
| 1136 | 5.5e-05
| 1137 | 2e-05
| 1138 | 6e-05
| 1139 | 9.2e-05
| 1140 | 1.3e-05
| 1141 | 7.9e-05
| 1142 | 1.8e-05
| 1143 | 1.8e-05
| 1144 | 2e-05
| 1145 | 4.9e-05
| 1146 | 3.4e-05
| 1147 | 0.000162
| 1148 | 6.5e-05
| 1149 | 3.2e-05
| 1150 | 2.8e-05
| 1151 | 4.9e-05
| 1152 | 6e-06
| 1153 | 8e-06
| 1154 | 5.8e-05
| 1155 | 6.4e-05
| 1156 | 6.7e-05
| 1157 | 2e-05
| 1158 | 7.3e-05
| 1159 | 3.6e-05
| 1160 | 1.4e-05
| 1161 | 1.6e-05
| 1162 | 6.7e-05
| 1163 | 3.8e-05
| 1164 | 5e-06
| 1165 | 2e-05
| 1166 | 1.2e-05
| 1167 | 1.6e-05
| 1168 | 5.7e-05
| 1169 | 1.9e-05
| 1170 | 4.6e-05
| 1171 | 0.00017
| 1172 | 1.7e-05
| 1173 | 2.8e-05
| 1174 | 3.8e-05
| 1175 | 3.5e-05
| 1176 | 3e-06
| 1177 | 1.1e-05
| 1178 | 3.7e-05
| 1179 | 1.2e-05
| 1180 | 2.1e-05
| 1181 | 2e-06
| 1182 | 1.9e-05
| 1183 | 2.8e-05
| 1184 | 5.3e-05
| 1185 | 2.5e-05
| 1186 | 3.3e-05
| 1187 | 6.2e-05
| 1188 | 0.000115
| 1189 | 1.8e-05
| 1190 | 1.9e-05
| 1191 | 1.1e-05
| 1192 | 7.8e-05
| 1193 | 5.9e-05
| 1194 | 5.5e-05
| 1195 | 5e-05
| 1196 | 1.4e-05
| 1197 | 2.4e-05
| 1198 | 2.5e-05
| 1199 | 4.4e-05
| 1200 | 4.3e-05
| 1201 | 4.6e-05
| 1202 | 3.5e-05
| 1203 | 2.9e-05
| 1204 | 4.1e-05
| 1205 | 1.1e-05
| 1206 | 3.7e-05
| 1207 | 4e-05
| 1208 | 5.2e-05
| 1209 | 2.8e-05
| 1210 | 4.9e-05
| 1211 | 2.1e-05
| 1212 | 3.1e-05
| 1213 | 4.7e-05
| 1214 | 2.5e-05
| 1215 | 2.2e-05
| 1216 | 7e-06
| 1217 | 6.6e-05
| 1218 | 8.9e-05
| 1219 | 0.000117
| 1220 | 2.5e-05
| 1221 | 2.9e-05
| 1222 | 4e-06
| 1223 | 4.3e-05
| 1224 | 7.9e-05
| 1225 | 7.4e-05
| 1226 | 6.7e-05
| 1227 | 0.000104
| 1228 | 0
| 1229 | 3.2e-05
| 1230 | 5.4e-05
| 1231 | 4.1e-05
| 1232 | 4e-06
| 1233 | 8.2e-05
| 1234 | 0.000108
| 1235 | 1e-06
| 1236 | 4.8e-05
| 1237 | 2.2e-05
| 1238 | 3.1e-05
| 1239 | 1.4e-05
| 1240 | 1e-05
| 1241 | 1.2e-05
| 1242 | 5.6e-05
| 1243 | 5.2e-05
| 1244 | 3.1e-05
| 1245 | 5e-06
| 1246 | 2.3e-05
| 1247 | 5.2e-05
| 1248 | 9.2e-05
| 1249 | 2.6e-05
| 1250 | 1.1e-05
| 1251 | 1.1e-05
| 1252 | 7.5e-05
| 1253 | 4.2e-05
| 1254 | 6.8e-05
| 1255 | 0.000102
| 1256 | 5e-05
| 1257 | 3.6e-05
| 1258 | 5.3e-05
| 1259 | 2.8e-05
| 1260 | 2.4e-05
| 1261 | 2.6e-05
| 1262 | 8.5e-05
| 1263 | 9e-05
| 1264 | 7.4e-05
| 1265 | 3e-05
| 1266 | 1e-06
| 1267 | 3.3e-05
| 1268 | 2e-05
| 1269 | 3.7e-05
| 1270 | 4.3e-05
| 1271 | 8.7e-05
| 1272 | 4e-05
| 1273 | 3.7e-05
| 1274 | 3.9e-05
| 1275 | 4e-05
| 1276 | 4.9e-05
| 1277 | 7.5e-05
| 1278 | 8.4e-05
| 1279 | 3.9e-05
| 1280 | 2.6e-05
| 1281 | 4.5e-05
| 1282 | 6.4e-05
| 1283 | 3.2e-05
| 1284 | 5e-06
| 1285 | 0.000108
| 1286 | 5.7e-05
| 1287 | 5e-05
| 1288 | 2.9e-05
| 1289 | 8e-06
| 1290 | 6e-06
| 1291 | 1.7e-05
| 1292 | 2.7e-05
| 1293 | 6e-05
| 1294 | 3e-05
| 1295 | 1.5e-05
| 1296 | 3.9e-05
| 1297 | 2e-05
| 1298 | 1e-06
| 1299 | 5.5e-05
| 1300 | 5.6e-05
| 1301 | 3.5e-05
| 1302 | 4.2e-05
| 1303 | 3.9e-05
| 1304 | 1e-05
| 1305 | 2.3e-05
| 1306 | 2.9e-05
| 1307 | 2.3e-05
| 1308 | 1.6e-05
| 1309 | 2e-06
| 1310 | 3e-06
| 1311 | 8e-06
| 1312 | 9e-06
| 1313 | 5.1e-05
| 1314 | 2.6e-05
| 1315 | 7.9e-05
| 1316 | 6.4e-05
| 1317 | 1e-06
| 1318 | 5.2e-05
| 1319 | 5.3e-05
| 1320 | 3.6e-05
| 1321 | 1.2e-05
| 1322 | 4.6e-05
| 1323 | 3.6e-05
| 1324 | 5e-06
| 1325 | 3.1e-05
| 1326 | 3.4e-05
| 1327 | 3.8e-05
| 1328 | 8.4e-05
| 1329 | 4.6e-05
| 1330 | 4.7e-05
| 1331 | 7e-06
| 1332 | 1e-05
| 1333 | 1.3e-05
| 1334 | 2.2e-05
| 1335 | 1.5e-05
| 1336 | 2.9e-05
| 1337 | 4e-06
| 1338 | 7e-06
| 1339 | 6e-06
| 1340 | 9e-06
| 1341 | 6e-06
| 1342 | 4.5e-05
| 1343 | 0.000126
| 1344 | 8.4e-05
| 1345 | 1.2e-05
| 1346 | 1e-05
| 1347 | 2.4e-05
| 1348 | 6.4e-05
| 1349 | 2.9e-05
| 1350 | 1.6e-05
| 1351 | 7e-06
| 1352 | 6.1e-05
| 1353 | 0.000118
| 1354 | 2e-05
| 1355 | 4.7e-05
| 1356 | 8.9e-05
| 1357 | 1.9e-05
| 1358 | 2.5e-05
| 1359 | 7.6e-05
| 1360 | 2.7e-05
| 1361 | 3.3e-05
| 1362 | 6.1e-05
| 1363 | 3e-06
| 1364 | 1.2e-05
| 1365 | 3.6e-05
| 1366 | 3.2e-05
| 1367 | 1.6e-05
| 1368 | 9e-06
| 1369 | 0.000146
| 1370 | 4.1e-05
| 1371 | 3e-05
| 1372 | 0.000202
| 1373 | 0.000135
| 1374 | 4.1e-05
| 1375 | 0.000174
| 1376 | 4.6e-05
| 1377 | 0.000108
| 1378 | 1.2e-05
| 1379 | 2e-06
| 1380 | 7e-06
| 1381 | 2.6e-05
| 1382 | 0.000106
| 1383 | 0.000115
| 1384 | 2.1e-05
| 1385 | 5.8e-05
| 1386 | 4.6e-05
| 1387 | 3.5e-05
| 1388 | 6e-05
| 1389 | 3.5e-05
| 1390 | 7.8e-05
| 1391 | 6.1e-05
| 1392 | 1.8e-05
| 1393 | 5.7e-05
| 1394 | 9.5e-05
| 1395 | 1.9e-05
| 1396 | 4e-06
| 1397 | 0.000161
| 1398 | 6.2e-05
| 1399 | 0.000126
| 1400 | 7.7e-05
| 1401 | 4.4e-05
| 1402 | 6.5e-05
| 1403 | 0.000107
| 1404 | 3.9e-05
| 1405 | 2.3e-05
| 1406 | 1e-05
| 1407 | 4.9e-05
| 1408 | 2e-06
| 1409 | 6.1e-05
| 1410 | 7.7e-05
| 1411 | 2.9e-05
| 1412 | 0.000165
| 1413 | 7.5e-05
| 1414 | 9.5e-05
| 1415 | 5.9e-05
| 1416 | 4.5e-05
| 1417 | 4.1e-05
| 1418 | 3.6e-05
| 1419 | 9.5e-05
| 1420 | 3.3e-05
| 1421 | 4.2e-05
| 1422 | 2.3e-05
| 1423 | 5e-05
| 1424 | 4.6e-05
| 1425 | 1.1e-05
| 1426 | 0.000143
| 1427 | 0.000117
| 1428 | 2.9e-05
| 1429 | 8.5e-05
| 1430 | 2.2e-05
| 1431 | 5e-05
| 1432 | 5.2e-05
| 1433 | 9.6e-05
| 1434 | 8.3e-05
| 1435 | 8e-06
| 1436 | 1.4e-05
| 1437 | 3.7e-05
| 1438 | 3.1e-05
| 1439 | 0.00023
| 1440 | 0.000104
| 1441 | 0.000101
| 1442 | 6.1e-05
| 1443 | 1e-05
| 1444 | 0.000116
| 1445 | 1.1e-05
| 1446 | 7e-06
| 1447 | 6e-06
| 1448 | 3.5e-05
| 1449 | 1.7e-05
| 1450 | 8.8e-05
| 1451 | 0.000118
| 1452 | 0.000131
| 1453 | 0.000123
| 1454 | 2.7e-05
| 1455 | 7.2e-05
| 1456 | 5.7e-05
| 1457 | 0.00018
| 1458 | 0.000146
| 1459 | 0.000186
| 1460 | 4.4e-05
| 1461 | 7.1e-05
| 1462 | 7e-06
| 1463 | 7.8e-05
| 1464 | 3.9e-05
| 1465 | 9.2e-05
| 1466 | 4e-05
| 1467 | 2e-06
| 1468 | 8.4e-05
| 1469 | 0.000122
| 1470 | 4.7e-05
| 1471 | 6e-05
| 1472 | 0.000173
| 1473 | 0.000113
| 1474 | 3.3e-05
| 1475 | 4.4e-05
| 1476 | 0.000108
| 1477 | 4e-05
| 1478 | 9.3e-05
| 1479 | 5.9e-05
| 1480 | 0.000164
| 1481 | 2e-05
| 1482 | 0.000116
| 1483 | 0.000191
| 1484 | 0.000249
| 1485 | 6.5e-05
| 1486 | 2.7e-05
| 1487 | 0.000406
| 1488 | 0.000494
| 1489 | 7.5e-05
| 1490 | 2.1e-05
| 1491 | 5.5e-05
| 1492 | 0.000227
| 1493 | 0.000168
| 1494 | 3.8e-05
| 1495 | 8.5e-05
| 1496 | 3.5e-05
| 1497 | 0.000106
| 1498 | 0.000113
| 1499 | 6.4e-05
| 1500 | 1.7e-05
| 1501 | 2.8e-05
| 1502 | 3e-05
| 1503 | 9.9e-05
| 1504 | 0.000105
| 1505 | 0.000137
| 1506 | 9.3e-05
| 1507 | 7.9e-05
| 1508 | 0.000108
| 1509 | 2.4e-05
| 1510 | 4.8e-05
| 1511 | 0.000139
| 1512 | 0.000156
| 1513 | 5.7e-05
| 1514 | 2.7e-05
| 1515 | 5.7e-05
| 1516 | 1e-05
| 1517 | 0.000168
| 1518 | 4.7e-05
| 1519 | 0.000177
| 1520 | 4.3e-05
| 1521 | 3.4e-05
| 1522 | 5.3e-05
| 1523 | 0.000105
| 1524 | 8.5e-05
| 1525 | 9.6e-05
| 1526 | 4e-05
| 1527 | 1.4e-05
| 1528 | 2.5e-05
| 1529 | 0.000105
| 1530 | 2.1e-05
| 1531 | 8.5e-05
| 1532 | 0.000115
| 1533 | 0.000161
| 1534 | 7.8e-05
| 1535 | 2.3e-05
| 1536 | 0.000115
| 1537 | 4e-05
| 1538 | 3.3e-05
| 1539 | 3.3e-05
| 1540 | 3.4e-05
| 1541 | 0.000117
| 1542 | 4e-06
| 1543 | 0.000158
| 1544 | 0.000152
| 1545 | 1.6e-05
| 1546 | 1.7e-05
| 1547 | 9.2e-05
| 1548 | 6.7e-05
| 1549 | 8.2e-05
| 1550 | 7.6e-05
| 1551 | 9e-05
| 1552 | 2.7e-05
| 1553 | 0.000163
| 1554 | 2.7e-05
| 1555 | 5.9e-05
| 1556 | 0.000143
| 1557 | 0.000104
| 1558 | 5.8e-05
| 1559 | 8e-05
| 1560 | 3.3e-05
| 1561 | 2.7e-05
| 1562 | 0.000114
| 1563 | 3.6e-05
| 1564 | 0.000149
| 1565 | 1.6e-05
| 1566 | 3.5e-05
| 1567 | 6.5e-05
| 1568 | 2e-06
| 1569 | 2.1e-05
| 1570 | 9.8e-05
| 1571 | 7.2e-05
| 1572 | 0.0001
| 1573 | 4e-05
| 1574 | 3.1e-05
| 1575 | 8.3e-05
| 1576 | 0.000118
| 1577 | 9.5e-05
| 1578 | 0.000146
| 1579 | 2.6e-05
| 1580 | 0
| 1581 | 1.9e-05
| 1582 | 5.3e-05
| 1583 | 4.1e-05
| 1584 | 2.2e-05
| 1585 | 0.000168
| 1586 | 2.4e-05
| 1587 | 1.6e-05
| 1588 | 7e-06
| 1589 | 7.7e-05
| 1590 | 3.5e-05
| 1591 | 0.000132
| 1592 | 7.3e-05
| 1593 | 0.000175
| 1594 | 0.000132
| 1595 | 4e-06
| 1596 | 5.5e-05
| 1597 | 8.6e-05
| 1598 | 0.000153
| 1599 | 0.000126
| 1600 | 0.000277
| 1601 | 0.000148
| 1602 | 1e-06
| 1603 | 5.1e-05
| 1604 | 2.8e-05
| 1605 | 1.8e-05
| 1606 | 1.1e-05
| 1607 | 9.2e-05
| 1608 | 1.8e-05
| 1609 | 7e-06
| 1610 | 6.1e-05
| 1611 | 1.4e-05
| 1612 | 0.00014
| 1613 | 6.9e-05
| 1614 | 5.6e-05
| 1615 | 0.000175
| 1616 | 2.6e-05
| 1617 | 3.1e-05
| 1618 | 1.2e-05
| 1619 | 1.2e-05
| 1620 | 7.5e-05
| 1621 | 4e-06
| 1622 | 2.8e-05
| 1623 | 5.4e-05
| 1624 | 6.4e-05
| 1625 | 7e-05
| 1626 | 0.000139
| 1627 | 9.3e-05
| 1628 | 0.000147
| 1629 | 0.000123
| 1630 | 0.000153
| 1631 | 8.7e-05
| 1632 | 3.8e-05
| 1633 | 6.4e-05
| 1634 | 2.7e-05
| 1635 | 7e-06
| 1636 | 3.4e-05
| 1637 | 1.5e-05
| 1638 | 1.5e-05
| 1639 | 7e-06
| 1640 | 8.8e-05
| 1641 | 8.4e-05
| 1642 | 5.2e-05
| 1643 | 1.3e-05
| 1644 | 3.2e-05
| 1645 | 0.000147
| 1646 | 4.9e-05
| 1647 | 0.000101
| 1648 | 4.9e-05
| 1649 | 7.1e-05
| 1650 | 0.000122
| 1651 | 0.000254
| 1652 | 0.000212
| 1653 | 0.000192
| 1654 | 9.3e-05
| 1655 | 0.000119
| 1656 | 6.9e-05
| 1657 | 0.000153
| 1658 | 6.6e-05
| 1659 | 9.1e-05
| 1660 | 0.000191
| 1661 | 3.4e-05
| 1662 | 6.9e-05
| 1663 | 2e-06
| 1664 | 1.1e-05
| 1665 | 9.8e-05
| 1666 | 0.000111
| 1667 | 0.000205
| 1668 | 0.000277
| 1669 | 9e-06
| 1670 | 3.9e-05
| 1671 | 1.8e-05
| 1672 | 0.000133
| 1673 | 0.000159
| 1674 | 6.6e-05
| 1675 | 1.5e-05
| 1676 | 0.000182
| 1677 | 7.1e-05
| 1678 | 1.4e-05
| 1679 | 6.5e-05
| 1680 | 5.9e-05
| 1681 | 0.000141
| 1682 | 0.000137
| 1683 | 0.000114
| 1684 | 0.000154
| 1685 | 0.00021
| 1686 | 0.000138
| 1687 | 0.000131
| 1688 | 0.000175
| 1689 | 8e-05
| 1690 | 0.000109
| 1691 | 2.3e-05
| 1692 | 0.000107
| 1693 | 0
| 1694 | 4.7e-05
| 1695 | 6.2e-05
| 1696 | 0.000121
| 1697 | 0.000105
| 1698 | 0.000126
| 1699 | 0.00016
| 1700 | 0.000355
| 1701 | 0.000159
| 1702 | 9e-06
| 1703 | 4.4e-05
| 1704 | 6.6e-05
| 1705 | 0.000103
| 1706 | 9.3e-05
| 1707 | 6.2e-05
| 1708 | 7.7e-05
| 1709 | 7.4e-05
| 1710 | 0.000147
| 1711 | 0.000197
| 1712 | 9.9e-05
| 1713 | 0.000268
| 1714 | 0.000452
| 1715 | 0.000154
| 1716 | 0.000197
| 1717 | 0.000328
| 1718 | 0.000513
| 1719 | 0.000243
| 1720 | 0.00015
| 1721 | 9.4e-05
| 1722 | 0.000499
| 1723 | 0.00072
| 1724 | 0.00085
| 1725 | 0.000998
| 1726 | 0.000996
| 1727 | 0.00111
| 1728 | 0.00128
| 1729 | 0.00124
| 1730 | 0.00148
| 1731 | 0.00166
| 1732 | 0.00164
| 1733 | 0.00201
| 1734 | 0.00225
| 1735 | 0.00253
| 1736 | 0.00295
| 1737 | 0.00342
| 1738 | 0.00404
| 1739 | 0.00413
| 1740 | 0.00471
| 1741 | 0.00515
| 1742 | 0.00598
| 1743 | 0.00671
| 1744 | 0.00758
| 1745 | 0.00863
| 1746 | 0.00955
| 1747 | 0.01052
| 1748 | 0.01137
| 1749 | 0.01259
| 1750 | 0.0141
| 1751 | 0.01549
| 1752 | 0.01727
| 1753 | 0.01929
| 1754 | 0.02167
| 1755 | 0.02468
| 1756 | 0.02687
| 1757 | 0.02987
| 1758 | 0.03304
| 1759 | 0.03701
| 1760 | 0.04154
| 1761 | 0.04543
| 1762 | 0.04829
| 1763 | 0.05313
| 1764 | 0.05841
| 1765 | 0.06436
| 1766 | 0.07102
| 1767 | 0.07765
| 1768 | 0.0863
| 1769 | 0.09442
| 1770 | 0.10344
| 1771 | 0.11375
| 1772 | 0.12415
| 1773 | 0.13618
| 1774 | 0.14953
| 1775 | 0.16438
| 1776 | 0.17872
| 1777 | 0.19661
| 1778 | 0.22204
| 1779 | 0.24478
| 1780 | 0.26328
| 1781 | 0.29103
| 1782 | 0.32301
| 1783 | 0.34836
| 1784 | 0.37689
| 1785 | 0.42714
| 1786 | 0.4619
| 1787 | 0.4957
| 1788 | 0.53135
| 1789 | 0.57913
| 1790 | 0.62821
| 1791 | 0.68477
| 1792 | 0.74511
| 1793 | 0.81497
| 1794 | 0.89597
| 1795 | 0.98409
| 1796 | 1.0571
| 1797 | 1.0795
| 1798 | 1.1111
| 1799 | 1.2247
| 1800 | 1.3709
| 1801 | 1.4978
| 1802 | 1.5709
| 1803 | 1.6123
| 1804 | 1.7316
| 1805 | 1.926
| 1806 | 2.0939
| 1807 | 2.1932
| 1808 | 2.2135
| 1809 | 2.2151
| 1810 | 2.3196
| 1811 | 2.5018
| 1812 | 2.7068
| 1813 | 2.9144
| 1814 | 3.2005
| 1815 | 3.4441
| 1816 | 3.3487
| 1817 | 3.0541
| 1818 | 2.869
| 1819 | 3.1176
| 1820 | 3.9425
| 1821 | 4.6427
| 1822 | 4.8712
| 1823 | 4.7166
| 1824 | 4.3616
| 1825 | 4.4235
| 1826 | 4.5717
| 1827 | 4.5508
| 1828 | 4.9364
| 1829 | 5.7271
| 1830 | 6.6109
| 1831 | 6.8375
| 1832 | 6.455
| 1833 | 5.9101
| 1834 | 5.9407
| 1835 | 6.3895
| 1836 | 6.6575
| 1837 | 6.6315
| 1838 | 6.3572
| 1839 | 7.4197
| 1840 | 9.367
| 1841 | 11.288
| 1842 | 11.9254
| 1843 | 9.6875
| 1844 | 8.2248
| 1845 | 6.7381
| 1846 | 7.4267
| 1847 | 10.3637
| 1848 | 12.6746
| 1849 | 12.6465
| 1850 | 11.8669
| 1851 | 10.775
| 1852 | 10.9971
| 1853 | 12.1095
| 1854 | 12.8996
| 1855 | 12.878
| 1856 | 12.1524
| 1857 | 11.5577
| 1858 | 12.2829
| 1859 | 14.1726
| 1860 | 15.4233
| 1861 | 16.3067
| 1862 | 17.0083
| 1863 | 16.6468
| 1864 | 15.6694
| 1865 | 14.6875
| 1866 | 13.8295
| 1867 | 13.1469
| 1868 | 12.7268
| 1869 | 13.2381
| 1870 | 14.9996
| 1871 | 15.7655
| 1872 | 17.0035
| 1873 | 18.8994
| 1874 | 18.9443
| 1875 | 19.4548
| 1876 | 20.9382
| 1877 | 22.4303
| 1878 | 22.1614
| 1879 | 20.6697
| 1880 | 18.715
| 1881 | 18.2618
| 1882 | 19.3275
| 1883 | 21.0631
| 1884 | 24.0938
| 1885 | 24.2715
| 1886 | 23.9204
| 1887 | 22.0534
| 1888 | 19.8249
| 1889 | 20.0298
| 1890 | 21.94
| 1891 | 25.0004
| 1892 | 28.0077
| 1893 | 27.88
| 1894 | 26.61
| 1895 | 23.4539
| 1896 | 21.5427
| 1897 | 22.1004
| 1898 | 24.5711
| 1899 | 27.5373
| 1900 | 28.3985
| 1901 | 25.9145
| 1902 | 23.2457
| 1903 | 21.9448
| 1904 | 23.4402
| 1905 | 28.4153
| 1906 | 32.2875
| 1907 | 32.905
| 1908 | 31.2758
| 1909 | 27.0297
| 1910 | 23.8132
| 1911 | 23.7016
| 1912 | 26.789
| 1913 | 31.8635
| 1914 | 34.4728
| 1915 | 32.7041
| 1916 | 30.1256
| 1917 | 27.1665
| 1918 | 25.6683
| 1919 | 26.7742
| 1920 | 29.5062
| 1921 | 32.1478
| 1922 | 32.6513
| 1923 | 31.2976
| 1924 | 29.7075
| 1925 | 29.0495
| 1926 | 30.289
| 1927 | 32.2909
| 1928 | 33.5141
| 1929 | 33.9928
| 1930 | 33.9441
| 1931 | 33.8192
| 1932 | 34.0258
| 1933 | 34.4247
| 1934 | 34.7452
| 1935 | 33.6426
| 1936 | 32.8
| 1937 | 32.7868
| 1938 | 34.5723
| 1939 | 36.951
| 1940 | 37.6967
| 1941 | 37.0039
| 1942 | 36.3777
| 1943 | 36.8522
| 1944 | 37.4367
| 1945 | 37.2084
| 1946 | 38.3473
| 1947 | 38.6699
| 1948 | 37.8795
| 1949 | 38.7045
| 1950 | 39.2603
| 1951 | 38.7387
| 1952 | 39.1706
| 1953 | 41.1536
| 1954 | 41.2149
| 1955 | 40.2321
| 1956 | 40.8454
| 1957 | 42.456
| 1958 | 43.5564
| 1959 | 42.7445
| 1960 | 43.3406
| 1961 | 44.1814
| 1962 | 43.2377
| 1963 | 43.191
| 1964 | 44.2617
| 1965 | 43.8626
| 1966 | 44.256
| 1967 | 44.4265
| 1968 | 43.4891
| 1969 | 43.6543
| 1970 | 44.9759
| 1971 | 46.5613
| 1972 | 45.7499
| 1973 | 45.0774
| 1974 | 45.2635
| 1975 | 45.2969
| 1976 | 45.2231
| 1977 | 44.9898
| 1978 | 45.5077
| 1979 | 44.8205
| 1980 | 43.9467
| 1981 | 44.1358
| 1982 | 44.163
| 1983 | 43.8705
| 1984 | 43.5644
| 1985 | 43.7608
| 1986 | 43.8248
| 1987 | 44.1192
| 1988 | 45.0937
| 1989 | 45.5818
| 1990 | 46.3157
| 1991 | 46.4916
| 1992 | 46.5223
| 1993 | 45.2961
| 1994 | 44.017
| 1995 | 44.1325
| 1996 | 44.4707
| 1997 | 45.1557
| 1998 | 44.569
| 1999 | 43.3415
| 2000 | 43.8132
| 2001 | 45.0199
| 2002 | 46.237
| 2003 | 46.9322
| 2004 | 46.8696
| 2005 | 45.4246
| 2006 | 44.2128
| 2007 | 44.6201
| 2008 | 46.0215
| 2009 | 46.7965
| 2010 | 45.4152
| 2011 | 44.2795
| 2012 | 44.6135
| 2013 | 44.9134
| 2014 | 44.8083
| 2015 | 44.5032
| 2016 | 44.4699
| 2017 | 44.9244
| 2018 | 45.6304
| 2019 | 45.7736
| 2020 | 44.8458
| 2021 | 44.5454
| 2022 | 45.0058
| 2023 | 45.3264
| 2024 | 45.5586
| 2025 | 45.3397
| 2026 | 45.2001
| 2027 | 45.6333
| 2028 | 45.8747
| 2029 | 45.1033
| 2030 | 44.4231
| 2031 | 44.7204
| 2032 | 45.5851
| 2033 | 46.4618
| 2034 | 45.5463
| 2035 | 44.8662
| 2036 | 45.9943
| 2037 | 46.1918
| 2038 | 44.4959
| 2039 | 43.8651
| 2040 | 45.2404
| 2041 | 46.6392
| 2042 | 46.7312
| 2043 | 45.0506
| 2044 | 44.094
| 2045 | 44.9676
| 2046 | 46.0337
| 2047 | 46.3078
| 2048 | 44.9196
| 2049 | 44.0232
| 2050 | 45.1596
| 2051 | 46.2962
| 2052 | 45.9044
| 2053 | 44.175
| 2054 | 43.6018
| 2055 | 45.0365
| 2056 | 46.5511
| 2057 | 46.506
| 2058 | 45.0042
| 2059 | 44.3375
| 2060 | 45.4479
| 2061 | 46.1245
| 2062 | 46.0224
| 2063 | 44.9494
| 2064 | 45.1205
| 2065 | 46.3331
| 2066 | 46.5925
| 2067 | 46.1518
| 2068 | 44.297
| 2069 | 43.7342
| 2070 | 45.5041
| 2071 | 46.679
| 2072 | 46.3896
| 2073 | 44.2781
| 2074 | 43.5678
| 2075 | 44.669
| 2076 | 45.6104
| 2077 | 46.1026
| 2078 | 45.8987
| 2079 | 44.5804
| 2080 | 44.8877
| 2081 | 45.562
| 2082 | 45.7926
| 2083 | 45.5675
| 2084 | 44.4144
| 2085 | 44.7757
| 2086 | 45.6442
| 2087 | 45.9534
| 2088 | 45.9659
| 2089 | 44.7241
| 2090 | 45.0828
| 2091 | 46.0769
| 2092 | 46.517
| 2093 | 46.2163
| 2094 | 45.0014
| 2095 | 44.9432
| 2096 | 46.0243
| 2097 | 45.9656
| 2098 | 44.5277
| 2099 | 44.3051
| 2100 | 45.8446
| 2101 | 46.8016
| 2102 | 46.3713
| 2103 | 44.8706
| 2104 | 44.5357
| 2105 | 46.043
| 2106 | 46.5184
| 2107 | 45.005
| 2108 | 44.6051
| 2109 | 45.2067
| 2110 | 46.8485
| 2111 | 46.6985
| 2112 | 45.304
| 2113 | 45.0932
| 2114 | 45.7998
| 2115 | 46.1461
| 2116 | 44.8946
| 2117 | 44.4701
| 2118 | 44.7796
| 2119 | 45.9595
| 2120 | 46.2913
| 2121 | 45.2028
| 2122 | 44.8459
| 2123 | 45.0576
| 2124 | 45.5948
| 2125 | 46.1701
| 2126 | 44.7885
| 2127 | 44.739
| 2128 | 45.55
| 2129 | 46.9945
| 2130 | 46.9474
| 2131 | 45.3978
| 2132 | 44.8278
| 2133 | 45.7503
| 2134 | 46.2745
| 2135 | 44.5526
| 2136 | 44.6783
| 2137 | 45.6593
| 2138 | 47.7219
| 2139 | 47.7561
| 2140 | 45.3261
| 2141 | 45.208
| 2142 | 45.9276
| 2143 | 46.2496
| 2144 | 44.8034
| 2145 | 44.5724
| 2146 | 44.9622
| 2147 | 45.4672
| 2148 | 46.1692
| 2149 | 44.3119
| 2150 | 44.0201
| 2151 | 45.4237
| 2152 | 47.423
| 2153 | 47.1745
| 2154 | 45.1442
| 2155 | 45.0106
| 2156 | 45.8865
| 2157 | 46.468
| 2158 | 44.8506
| 2159 | 44.2722
| 2160 | 44.5395
| 2161 | 45.2941
| 2162 | 47.0936
| 2163 | 46.4857
| 2164 | 44.1001
| 2165 | 44.8453
| 2166 | 46.0577
| 2167 | 46.7461
| 2168 | 47.3925
| 2169 | 46.548
| 2170 | 44.334
| 2171 | 44.5371
| 2172 | 45.8788
| 2173 | 46.6718
| 2174 | 46.434
| 2175 | 44.5661
| 2176 | 45.7605
| 2177 | 46.461
| 2178 | 46.693
| 2179 | 46.209
| 2180 | 45.5719
| 2181 | 45.8145
| 2182 | 44.7665
| 2183 | 45.5337
| 2184 | 46.2039
| 2185 | 44.7062
| 2186 | 45.2344
| 2187 | 45.8051
| 2188 | 45.1872
| 2189 | 45.8076
| 2190 | 46.6025
| 2191 | 47.5863
| 2192 | 44.8073
| 2193 | 43.0248
| 2194 | 45.4496
| 2195 | 48.6058
| 2196 | 48.2908
| 2197 | 45.675
| 2198 | 44.1393
| 2199 | 45.1664
| 2200 | 45.4423
| 2201 | 45.9956
| 2202 | 45.5844
| 2203 | 44.9471
| 2204 | 45.9231
| 2205 | 45.0413
| 2206 | 45.6253
| 2207 | 44.9749
| 2208 | 43.8966
| 2209 | 44.807
| 2210 | 45.1981
| 2211 | 45.5095
| 2212 | 45.4377
| 2213 | 45.7801
| 2214 | 46.1758
| 2215 | 46.8162
| 2216 | 46.704
| 2217 | 46.039
| 2218 | 45.2675
| 2219 | 45.755
| 2220 | 45.865
| 2221 | 44.8483
| 2222 | 44.8701
| 2223 | 45.6966
| 2224 | 45.3924
| 2225 | 45.395
| 2226 | 45.4614
| 2227 | 45.4595
| 2228 | 46.0007
| 2229 | 46.2287
| 2230 | 46.6255
| 2231 | 46.1932
| 2232 | 44.9203
| 2233 | 44.7292
| 2234 | 44.926
| 2235 | 45.023
| 2236 | 45.4869
| 2237 | 45.6171
| 2238 | 45.7604
| 2239 | 46.6713
| 2240 | 47.2148
| 2241 | 44.8582
| 2242 | 44.7666
| 2243 | 44.7656
| 2244 | 45.4898
| 2245 | 45.3812
| 2246 | 45.5531
| 2247 | 45.8972
| 2248 | 46.8019
| 2249 | 46.6797
| 2250 | 44.7012
| 2251 | 44.6875
| 2252 | 45.0667
| 2253 | 45.0877
| 2254 | 45.1697
| 2255 | 45.21
| 2256 | 45.4454
| 2257 | 45.9271
| 2258 | 46.3835
| 2259 | 48.2576
| 2260 | 47.027
| 2261 | 44.8585
| 2262 | 44.7222
| 2263 | 44.6741
| 2264 | 44.9273
| 2265 | 44.8564
| 2266 | 45.0585
| 2267 | 45.0742
| 2268 | 45.2256
| 2269 | 45.6049
| 2270 | 46.6515
| 2271 | 47.9342
| 2272 | 46.596
| 2273 | 44.5044
| 2274 | 44.7081
| 2275 | 45.0971
| 2276 | 45.0584
| 2277 | 44.9075
| 2278 | 45.3944
| 2279 | 45.7304
| 2280 | 46.607
| 2281 | 47.727
| 2282 | 46.224
| 2283 | 44.5132
| 2284 | 44.7173
| 2285 | 45.0848
| 2286 | 45.129
| 2287 | 45.2192
| 2288 | 44.8361
| 2289 | 45.3284
| 2290 | 46.284
| 2291 | 47.5889
| 2292 | 46.8871
| 2293 | 44.9024
| 2294 | 44.2917
| 2295 | 44.5725
| 2296 | 44.8619
| 2297 | 45.0061
| 2298 | 45.3524
| 2299 | 46.4723
| 2300 | 47.3981
| 2301 | 46.6437
| 2302 | 44.4857
| 2303 | 44.3633
| 2304 | 44.8388
| 2305 | 45.1866
| 2306 | 45.7436
| 2307 | 46.6095
| 2308 | 47.66
| 2309 | 46.3937
| 2310 | 44.1906
| 2311 | 44.3301
| 2312 | 44.5547
| 2313 | 44.7234
| 2314 | 45.8848
| 2315 | 47.5913
| 2316 | 47.484
| 2317 | 46.1369
| 2318 | 44.4585
| 2319 | 44.3244
| 2320 | 44.4952
| 2321 | 44.7596
| 2322 | 45.9569
| 2323 | 47.2382
| 2324 | 47.3992
| 2325 | 46.1106
| 2326 | 44.6926
| 2327 | 44.7377
| 2328 | 44.7546
| 2329 | 45.0159
| 2330 | 45.8181
| 2331 | 47.3043
| 2332 | 47.1783
| 2333 | 46.0539
| 2334 | 44.0421
| 2335 | 44.4216
| 2336 | 44.6524
| 2337 | 45.0612
| 2338 | 45.945
| 2339 | 47.1039
| 2340 | 47.4226
| 2341 | 45.9044
| 2342 | 44.2561
| 2343 | 44.3289
| 2344 | 44.3047
| 2345 | 44.6157
| 2346 | 45.3425
| 2347 | 46.6791
| 2348 | 46.9853
| 2349 | 46.9613
| 2350 | 45.7575
| 2351 | 44.2006
| 2352 | 44.3246
| 2353 | 44.9042
| 2354 | 46.152
| 2355 | 46.6349
| 2356 | 47.011
| 2357 | 46.9283
| 2358 | 45.6147
| 2359 | 44.1269
| 2360 | 44.3309
| 2361 | 44.9033
| 2362 | 45.9114
| 2363 | 45.8809
| 2364 | 46.1054
| 2365 | 46.4135
| 2366 | 45.5356
| 2367 | 44.2159
| 2368 | 44.8081
| 2369 | 45.7053
| 2370 | 45.9288
| 2371 | 46.3536
| 2372 | 46.8733
| 2373 | 46.4447
| 2374 | 44.7474
| 2375 | 43.6179
| 2376 | 44.2168
| 2377 | 44.9548
| 2378 | 45.4004
| 2379 | 45.5437
| 2380 | 45.9172
| 2381 | 46.5868
| 2382 | 46.4037
| 2383 | 45.5752
| 2384 | 45.0659
| 2385 | 45.0763
| 2386 | 45.3051
| 2387 | 45.6108
| 2388 | 46.1559
| 2389 | 46.4381
| 2390 | 46.3001
| 2391 | 45.4382
| 2392 | 44.3605
| 2393 | 44.621
| 2394 | 44.8802
| 2395 | 44.8868
| 2396 | 45.3658
| 2397 | 45.8155
| 2398 | 46.2284
| 2399 | 46.8248
| 2400 | 45.8777
| 2401 | 44.7876
| 2402 | 45.0165
| 2403 | 45.3573
| 2404 | 45.7317
| 2405 | 46.6897
| 2406 | 47.1503
| 2407 | 45.514
| 2408 | 44.6216
| 2409 | 44.6088
| 2410 | 44.612
| 2411 | 45.2823
| 2412 | 46.5389
| 2413 | 46.8228
| 2414 | 44.9784
| 2415 | 43.6026
| 2416 | 43.8754
| 2417 | 44.3675
| 2418 | 45.0376
| 2419 | 46.1196
| 2420 | 46.4776
| 2421 | 46.7634
| 2422 | 46.9705
| 2423 | 46.8855
| 2424 | 45.3218
| 2425 | 44.2336
| 2426 | 45.2581
| 2427 | 45.9986
| 2428 | 46.385
| 2429 | 46.1653
| 2430 | 44.3423
| 2431 | 43.6232
| 2432 | 44.9735
| 2433 | 46.1418
| 2434 | 46.4057
| 2435 | 46.6492
| 2436 | 46.4168
| 2437 | 44.5456
| 2438 | 43.513
| 2439 | 44.3892
| 2440 | 45.3503
| 2441 | 45.695
| 2442 | 45.9212
| 2443 | 45.9352
| 2444 | 44.7609
| 2445 | 44.4012
| 2446 | 44.8058
| 2447 | 45.3816
| 2448 | 45.8415
| 2449 | 46.2401
| 2450 | 46.8775
| 2451 | 47.2092
| 2452 | 45.8669
| 2453 | 44.8594
| 2454 | 44.7859
| 2455 | 44.872
| 2456 | 45.1718
| 2457 | 45.3092
| 2458 | 45.6757
| 2459 | 46.6721
| 2460 | 47.0596
| 2461 | 45.4707
| 2462 | 44.9622
| 2463 | 45.5442
| 2464 | 45.6915
| 2465 | 46.1955
| 2466 | 45.0591
| 2467 | 44.393
| 2468 | 44.491
| 2469 | 45.1618
| 2470 | 46.7891
| 2471 | 47.3634
| 2472 | 45.7139
| 2473 | 44.5437
| 2474 | 44.7931
| 2475 | 45.2304
| 2476 | 46.3041
| 2477 | 46.9342
| 2478 | 46.3743
| 2479 | 44.5559
| 2480 | 44.0697
| 2481 | 44.6807
| 2482 | 46.1251
| 2483 | 46.4573
| 2484 | 44.7821
| 2485 | 44.5095
| 2486 | 44.9712
| 2487 | 46.4229
| 2488 | 47.0198
| 2489 | 46.4203
| 2490 | 44.3455
| 2491 | 43.9907
| 2492 | 45.4734
| 2493 | 46.3669
| 2494 | 46.8434
| 2495 | 47.1135
| 2496 | 46.6166
| 2497 | 44.7628
| 2498 | 45.4819
| 2499 | 45.9498
| 2500 | 45.984
| 2597.36 | 48.115
| 2696.88 | 47.526
| 2796.52 | 47.0357
| 2895.97 | 48.473
| 2995.78 | 47.332
| 3095.36 | 47.3726
| 3194.71 | 47.1004
| 3294.32 | 47.2128
| 3393.91 | 46.948
| 3493.45 | 47.5159
| 3593.17 | 47.6014
| 3692.52 | 47.7308
| 3792.26 | 48.0933
| 3891.84 | 47.348
| 3991.47 | 48.2389
| 4090.87 | 47.3672
| 4190.52 | 48.8534
| 4290.12 | 46.4336
| 4389.63 | 47.977
| 4489.26 | 47.8187
| 4588.72 | 47.7471
| 4688.21 | 47.4549
| 4787.92 | 47.7139
| 4887.56 | 47.4665
| 4987.07 | 47.8259
| 5086.3 | 47.1047
| 5185.87 | 47.2784
| 5286.08 | 46.7733
| 5385.43 | 47.517
| 5484.66 | 47.2577
| 5584.52 | 47.4064
| 5684.27 | 47.0696
| 5783.89 | 47.2248
| 5883.38 | 48.6153
| 5982.75 | 47.3972
| 6082 | 46.6638
| 6181.85 | 46.3359
| 6281.57 | 46.6183
| 6381.15 | 47.2637
| 6480.6 | 46.5179
| 6579.9 | 47.0415
| 6679.79 | 46.3912
| 6779.54 | 46.6847
| 6879.14 | 46.9584
| 6978.58 | 46.4651
| 7077.87 | 46.0808
| 7177.74 | 46.0895
| 7276.71 | 46.3409
| 7376.98 | 45.7574
| 7476.36 | 45.4586
| 7575.57 | 46.2038
| 7675.33 | 45.9914
| 7774.91 | 46.1299
| 7874.32 | 46.0224
| 7974.28 | 45.9219
| 8073.32 | 46.0804
| 8172.9 | 46.1877
| 8273.02 | 45.9111
| 8372.22 | 45.5145
| 8471.94 | 45.262
| 8571.46 | 45.6962
| 8670.78 | 45.7034
| 8770.61 | 45.7517
| 8870.23 | 46.0225
| 8969.63 | 45.5378
| 9069.53 | 45.1448
| 9168.51 | 44.9293
| 9268.67 | 45.5813
| 9367.91 | 45.0546
| 9467.61 | 45.015
| 9567.09 | 45.4059
| 9666.33 | 44.9531
| 9766.03 | 45.1529
| 9865.49 | 45.5108
| 9965.39 | 45.2519
| 10065.04 | 45.5836
| 10164.44 | 45.381
| 10264.27 | 45.054
| 10363.83 | 45.338
| 10463.13 | 45.1208
| 10562.85 | 45.1532
| 10662.29 | 45.2797
| 10762.13 | 45.0161
| 10861.68 | 44.8513
| 10960.96 | 44.7005
| 11060.61 | 44.7524
| 11159.97 | 44.8331
| 11259.7 | 44.9191
| 11359.13 | 45.2193
| 11458.91 | 45.0328
| 11558.38 | 43.9979
| 11658.19 | 42.6913
| 11757.68 | 42.3618
| 11856.84 | 40.8744
| 11956.98 | 41.4665
| 12056.12 | 41.3602
| 12155.58 | 42.3988
| 12255.33 | 42.169
| 12354.74 | 42.6952
| 12454.42 | 42.1064
| 12554.38 | 42.8807
| 12653.97 | 41.8468
| 12753.19 | 42.2758
| 12852.66 | 43.2868
| 12952.37 | 42.2242
| 13051.69 | 41.4249
| 13151.23 | 40.9923
| 13250.99 | 40.7565
| 13350.34 | 40.1629
| 13450.51 | 40.4188
| 13549.63 | 40.6484
| 13649.55 | 41.5897
| 13749.03 | 42.3479
| 13848.67 | 42.9633
| 13947.85 | 42.0367
| 14047.78 | 42.8222
| 14147.23 | 42.4945
| 14246.81 | 41.9112
| 14346.49 | 41.0075
| 14445.68 | 43.0952
| 14545.55 | 42.9156
| 14644.9 | 39.8706
| 14744.32 | 38.2638
| 14844.36 | 37.0137
| 14943.87 | 37.3777
| 15043.4 | 35.1952
| 15142.94 | 34.6445
| 15242.48 | 36.1656
| 15342 | 30.9555
| 15441.5 | 30.0888
| 15540.96 | 32.0193
| 15640.91 | 34.002
| 15740.23 | 30.9845
| 15840.02 | 32.8344
| 15939.15 | 35.5988
| 16038.71 | 34.8224
| 16138.67 | 34.1999
| 16237.94 | 34.9286
| 16337.57 | 37.4897
| 16437 | 38.6871
| 16536.75 | 38.0787
| 16636.28 | 35.0279
| 16736.65 | 33.7831
| 16834.89 | 32.1267
| 16935.83 | 30.5271
| 17034.02 | 28.5332
| 17134.91 | 25.9799
| 17233.04 | 24.1157
| 17333.87 | 21.3078
| 17431.95 | 19.8102
| 17532.73 | 18.6791
| 17630.75 | 16.4686
| 17731.46 | 16.3072
| 17832.15 | 15.5399
| 17930.09 | 15.4937
| 18030.72 | 15.0344
| 18128.59 | 15.8184
| 18229.16 | 15.7073
| 18329.7 | 15.517
| 18427.49 | 15.9002
| 18527.97 | 14.7644
| 18628.42 | 14.5997
| 18726.12 | 15.2039
| 18826.5 | 14.4436
| 18926.86 | 14.9095
| 19027.18 | 14.3945
| 19124.76 | 14.1283
| 19225.02 | 13.9349
| 19325.24 | 14.6117
| 19425.44 | 14.0618
| 19522.89 | 14.2151
| 19623.02 | 14.581
| 19723.12 | 14.9792
| 19823.19 | 15.2197
| 19923.22 | 15.5392
| 20020.52 | 16.2943
| 20120.48 | 17.2977
| 20220.42 | 17.3521
| 20320.31 | 18.4006
| 20420.18 | 18.811
| 20520.01 | 18.3896
| 20619.81 | 17.827
| 20719.57 | 18.497
| 20819.3 | 17.6666
| 20918.99 | 17.0723
| 21018.65 | 15.8147
| 21115.58 | 16.2797
| 21215.17 | 15.5275
| 21314.72 | 14.131
| 21414.24 | 13.7389
| 21516.41 | 13.8559
| 21615.86 | 11.6507
| 21715.27 | 12.8115
| 21814.64 | 11.4196
| 21913.98 | 10.5686
| 22013.28 | 9.8757
| 22112.54 | 8.8671
| 22211.77 | 7.5435
| 22310.96 | 8.0432
| 22410.11 | 8.8073
| 22511.9 | 6.8919
| 22610.98 | 6.4531
| 22710.02 | 5.9736
| 22809.02 | 5.0735
| 22907.98 | 4.6875
| 23009.58 | 3.3567
| 23108.46 | 4.0533
| 23207.31 | 4.3843
| 23306.12 | 3.455
| 23407.55 | 0.61442
| 23506.28 | 0.9703
| 23604.97 | 2.3873
| 23706.29 | 3.0028
| 23804.9 | 2.4499
| 23903.47 | 0.51253
| 24004.66 | 2.3654
| 24103.15 | 3.3689
| 24204.26 | 3.2416
| 24302.67 | 3.6553
| 24403.69 | 5.0512
| 24502.02 | 6.3768
| 24602.96 | 5.5862
| 24701.2 | 6.4762
| 24802.05 | 7.3545
| 24900.21 | 7.8052
| 25000.98 | 4.7654

## Visible Transmission
| Wavelength (nm) | Transmission (%)
| 2500 | 45.984
| 2499 | 45.9498
| 2498 | 45.4819
| 2497 | 44.7628
Product Raw Data | 2496 | 46.6167
Ø1" Germanium Broadband Precision Window, Uncoated | 2495 | 47.1135
| 2494 | 46.8434
DISCLAIMER: The data presented here are typical. Slight variations in performance data will occur from lot to lot. Please contact Technical Support with any questions regarding the use or reliability of this data. | 2493 | 46.3669
| 2492 | 45.4734
| 2491 | 43.9907
| 2490 | 44.3455
| 2489 | 46.4203
| 2488 | 47.0197
This data may be used in publications. However, please cite Thorlabs as the source. | 2487 | 46.4229
| 2486 | 44.9712
| 2485 | 44.5095
| 2484 | 44.7821
Additional Information: | 2483 | 46.4573
Measured transmission at normal incidence. The substrate thickness was 5 mm. The values reported in the visible and near infrared are limited by the noise floor of the spectrometer used. | 2482 | 46.1251
| 2481 | 44.6807
| 2480 | 44.0697
| 2479 | 44.5559
| 2478 | 46.3743
| 2477 | 46.9342
| 2476 | 46.3041
| 2475 | 45.2304
| 2474 | 44.7931
| 2473 | 44.5437
| 2472 | 45.7139
| 2471 | 47.3634
| 2470 | 46.7891
| 2469 | 45.1618
| 2468 | 44.491
| 2467 | 44.393
| 2466 | 45.0591
| 2465 | 46.1955
| 2464 | 45.6915
| 2463 | 45.5442
| 2462 | 44.9622
| 2461 | 45.4707
| 2460 | 47.0596
| 2459 | 46.6721
| 2458 | 45.6757
| 2457 | 45.3092
| 2456 | 45.1718
| 2455 | 44.872
| 2454 | 44.7859
| 2453 | 44.8594
| 2452 | 45.8669
| 2451 | 47.2092
| 2450 | 46.8775
| 2449 | 46.2401
| 2448 | 45.8415
| 2447 | 45.3816
| 2446 | 44.8058
| 2445 | 44.4012
| 2444 | 44.7609
| 2443 | 45.9352
| 2442 | 45.9212
| 2441 | 45.695
| 2440 | 45.3503
| 2439 | 44.3892
| 2438 | 43.513
| 2437 | 44.5456
| 2436 | 46.4168
| 2435 | 46.6492
| 2434 | 46.4057
| 2433 | 46.1418
| 2432 | 44.9735
| 2431 | 43.6232
| 2430 | 44.3423
| 2429 | 46.1653
| 2428 | 46.385
| 2427 | 45.9986
| 2426 | 45.2581
| 2425 | 44.2336
| 2424 | 45.3218
| 2423 | 46.8855
| 2422 | 46.9705
| 2421 | 46.7634
| 2420 | 46.4776
| 2419 | 46.1196
| 2418 | 45.0376
| 2417 | 44.3675
| 2416 | 43.8754
| 2415 | 43.6026
| 2414 | 44.9784
| 2413 | 46.8228
| 2412 | 46.5389
| 2411 | 45.2823
| 2410 | 44.612
| 2409 | 44.6088
| 2408 | 44.6216
| 2407 | 45.514
| 2406 | 47.1503
| 2405 | 46.6896
| 2404 | 45.7317
| 2403 | 45.3573
| 2402 | 45.0165
| 2401 | 44.7876
| 2400 | 45.8777
| 2399 | 46.8248
| 2398 | 46.2284
| 2397 | 45.8155
| 2396 | 45.3658
| 2395 | 44.8868
| 2394 | 44.8802
| 2393 | 44.621
| 2392 | 44.3605
| 2391 | 45.4382
| 2390 | 46.3001
| 2389 | 46.4381
| 2388 | 46.1559
| 2387 | 45.6108
| 2386 | 45.3052
| 2385 | 45.0763
| 2384 | 45.0659
| 2383 | 45.5752
| 2382 | 46.4037
| 2381 | 46.5868
| 2380 | 45.9172
| 2379 | 45.5437
| 2378 | 45.4004
| 2377 | 44.9548
| 2376 | 44.2168
| 2375 | 43.6179
| 2374 | 44.7474
| 2373 | 46.4447
| 2372 | 46.8733
| 2371 | 46.3536
| 2370 | 45.9289
| 2369 | 45.7053
| 2368 | 44.8081
| 2367 | 44.2159
| 2366 | 45.5356
| 2365 | 46.4135
| 2364 | 46.1054
| 2363 | 45.8809
| 2362 | 45.9114
| 2361 | 44.9033
| 2360 | 44.3309
| 2359 | 44.1269
| 2358 | 45.6147
| 2357 | 46.9283
| 2356 | 47.011
| 2355 | 46.6349
| 2354 | 46.152
| 2353 | 44.9042
| 2352 | 44.3246
| 2351 | 44.2006
| 2350 | 45.7575
| 2349 | 46.9613
| 2348 | 46.9853
| 2347 | 46.6791
| 2346 | 45.3425
| 2345 | 44.6157
| 2344 | 44.3048
| 2343 | 44.3289
| 2342 | 44.256
| 2341 | 45.9044
| 2340 | 47.4226
| 2339 | 47.1039
| 2338 | 45.945
| 2337 | 45.0612
| 2336 | 44.6524
| 2335 | 44.4216
| 2334 | 44.0421
| 2333 | 46.0539
| 2332 | 47.1783
| 2331 | 47.3043
| 2330 | 45.8181
| 2329 | 45.0159
| 2328 | 44.7546
| 2327 | 44.7377
| 2326 | 44.6926
| 2325 | 46.1106
| 2324 | 47.3992
| 2323 | 47.2382
| 2322 | 45.9569
| 2321 | 44.7596
| 2320 | 44.4952
| 2319 | 44.3244
| 2318 | 44.4585
| 2317 | 46.1368
| 2316 | 47.484
| 2315 | 47.5913
| 2314 | 45.8848
| 2313 | 44.7234
| 2312 | 44.5547
| 2311 | 44.3301
| 2310 | 44.1906
| 2309 | 46.3937
| 2308 | 47.66
| 2307 | 46.6095
| 2306 | 45.7436
| 2305 | 45.1866
| 2304 | 44.8388
| 2303 | 44.3633
| 2302 | 44.4857
| 2301 | 46.6437
| 2300 | 47.3981
| 2299 | 46.4723
| 2298 | 45.3524
| 2297 | 45.0062
| 2296 | 44.8619
| 2295 | 44.5725
| 2294 | 44.2917
| 2293 | 44.9024
| 2292 | 46.8871
| 2291 | 47.5889
| 2290 | 46.284
| 2289 | 45.3284
| 2288 | 44.8361
| 2287 | 45.2192
| 2286 | 45.1291
| 2285 | 45.0848
| 2284 | 44.7173
| 2283 | 44.5132
| 2282 | 46.224
| 2281 | 47.727
| 2280 | 46.607
| 2279 | 45.7304
| 2278 | 45.3944
| 2277 | 44.9075
| 2276 | 45.0584
| 2275 | 45.0971
| 2274 | 44.7081
| 2273 | 44.5044
| 2272 | 46.596
| 2271 | 47.9342
| 2270 | 46.6515
| 2269 | 45.6049
| 2268 | 45.2256
| 2267 | 45.0742
| 2266 | 45.0585
| 2265 | 44.8564
| 2264 | 44.9273
| 2263 | 44.6741
| 2262 | 44.7222
| 2261 | 44.8585
| 2260 | 47.027
| 2259 | 48.2576
| 2258 | 46.3834
| 2257 | 45.9271
| 2256 | 45.4454
| 2255 | 45.21
| 2254 | 45.1697
| 2253 | 45.0877
| 2252 | 45.0667
| 2251 | 44.6875
| 2250 | 44.7012
| 2249 | 46.6797
| 2248 | 46.8019
| 2247 | 45.8972
| 2246 | 45.5531
| 2245 | 45.3812
| 2244 | 45.4898
| 2243 | 44.7656
| 2242 | 44.7666
| 2241 | 44.8582
| 2240 | 47.2148
| 2239 | 46.6713
| 2238 | 45.7604
| 2237 | 45.6171
| 2236 | 45.4869
| 2235 | 45.0231
| 2234 | 44.926
| 2233 | 44.7292
| 2232 | 44.9203
| 2231 | 46.1932
| 2230 | 46.6256
| 2229 | 46.2287
| 2228 | 46.0007
| 2227 | 45.4595
| 2226 | 45.4614
| 2225 | 45.395
| 2224 | 45.3924
| 2223 | 45.6966
| 2222 | 44.8701
| 2221 | 44.8483
| 2220 | 45.865
| 2219 | 45.755
| 2218 | 45.2675
| 2217 | 46.039
| 2216 | 46.704
| 2215 | 46.8161
| 2214 | 46.1758
| 2213 | 45.78
| 2212 | 45.4377
| 2211 | 45.5095
| 2210 | 45.1981
| 2209 | 44.807
| 2208 | 43.8966
| 2207 | 44.9749
| 2206 | 45.6253
| 2205 | 45.0413
| 2204 | 45.9231
| 2203 | 44.9471
| 2202 | 45.5844
| 2201 | 45.9956
| 2200 | 45.4423
| 2199 | 45.1664
| 2198 | 44.1393
| 2197 | 45.675
| 2196 | 48.2908
| 2195 | 48.6058
| 2194 | 45.4496
| 2193 | 43.0248
| 2192 | 44.8073
| 2191 | 47.5863
| 2190 | 46.6025
| 2189 | 45.8076
| 2188 | 45.1872
| 2187 | 45.8051
| 2186 | 45.2344
| 2185 | 44.7062
| 2184 | 46.2039
| 2183 | 45.5337
| 2182 | 44.7665
| 2181 | 45.8145
| 2180 | 45.5719
| 2179 | 46.209
| 2178 | 46.693
| 2177 | 46.461
| 2176 | 45.7605
| 2175 | 44.5661
| 2174 | 46.4341
| 2173 | 46.6718
| 2172 | 45.8788
| 2171 | 44.5371
| 2170 | 44.334
| 2169 | 46.548
| 2168 | 47.3925
| 2167 | 46.7461
| 2166 | 46.0577
| 2165 | 44.8452
| 2164 | 44.1001
| 2163 | 46.4857
| 2162 | 47.0936
| 2161 | 45.2941
| 2160 | 44.5395
| 2159 | 44.2723
| 2158 | 44.8506
| 2157 | 46.468
| 2156 | 45.8864
| 2155 | 45.0106
| 2154 | 45.1442
| 2153 | 47.1745
| 2152 | 47.423
| 2151 | 45.4237
| 2150 | 44.0201
| 2149 | 44.3119
| 2148 | 46.1692
| 2147 | 45.4672
| 2146 | 44.9622
| 2145 | 44.5724
| 2144 | 44.8034
| 2143 | 46.2496
| 2142 | 45.9276
| 2141 | 45.208
| 2140 | 45.3262
| 2139 | 47.7562
| 2138 | 47.7219
| 2137 | 45.6593
| 2136 | 44.6783
| 2135 | 44.5526
| 2134 | 46.2745
| 2133 | 45.7503
| 2132 | 44.8278
| 2131 | 45.3978
| 2130 | 46.9474
| 2129 | 46.9945
| 2128 | 45.55
| 2127 | 44.739
| 2126 | 44.7885
| 2125 | 46.1701
| 2124 | 45.5948
| 2123 | 45.0576
| 2122 | 44.8459
| 2121 | 45.2028
| 2120 | 46.2913
| 2119 | 45.9595
| 2118 | 44.7796
| 2117 | 44.4701
| 2116 | 44.8946
| 2115 | 46.1461
| 2114 | 45.7998
| 2113 | 45.0932
| 2112 | 45.304
| 2111 | 46.6985
| 2110 | 46.8485
| 2109 | 45.2067
| 2108 | 44.6051
| 2107 | 45.005
| 2106 | 46.5184
| 2105 | 46.043
| 2104 | 44.5357
| 2103 | 44.8706
| 2102 | 46.3713
| 2101 | 46.8016
| 2100 | 45.8446
| 2099 | 44.3051
| 2098 | 44.5277
| 2097 | 45.9656
| 2096 | 46.0243
| 2095 | 44.9432
| 2094 | 45.0014
| 2093 | 46.2163
| 2092 | 46.517
| 2091 | 46.0769
| 2090 | 45.0828
| 2089 | 44.7241
| 2088 | 45.9659
| 2087 | 45.9534
| 2086 | 45.6442
| 2085 | 44.7757
| 2084 | 44.4144
| 2083 | 45.5675
| 2082 | 45.7926
| 2081 | 45.562
| 2080 | 44.8877
| 2079 | 44.5804
| 2078 | 45.8987
| 2077 | 46.1026
| 2076 | 45.6104
| 2075 | 44.669
| 2074 | 43.5678
| 2073 | 44.2781
| 2072 | 46.3896
| 2071 | 46.679
| 2070 | 45.5041
| 2069 | 43.7342
| 2068 | 44.297
| 2067 | 46.1518
| 2066 | 46.5925
| 2065 | 46.3331
| 2064 | 45.1205
| 2063 | 44.9494
| 2062 | 46.0224
| 2061 | 46.1245
| 2060 | 45.4479
| 2059 | 44.3375
| 2058 | 45.0042
| 2057 | 46.506
| 2056 | 46.5511
| 2055 | 45.0365
| 2054 | 43.6017
| 2053 | 44.175
| 2052 | 45.9044
| 2051 | 46.2962
| 2050 | 45.1596
| 2049 | 44.0232
| 2048 | 44.9196
| 2047 | 46.3078
| 2046 | 46.0337
| 2045 | 44.9676
| 2044 | 44.094
| 2043 | 45.0506
| 2042 | 46.7312
| 2041 | 46.6392
| 2040 | 45.2404
| 2039 | 43.8651
| 2038 | 44.4959
| 2037 | 46.1918
| 2036 | 45.9943
| 2035 | 44.8662
| 2034 | 45.5463
| 2033 | 46.4618
| 2032 | 45.5852
| 2031 | 44.7204
| 2030 | 44.4231
| 2029 | 45.1033
| 2028 | 45.8748
| 2027 | 45.6333
| 2026 | 45.2001
| 2025 | 45.3397
| 2024 | 45.5586
| 2023 | 45.3264
| 2022 | 45.0058
| 2021 | 44.5454
| 2020 | 44.8458
| 2019 | 45.7736
| 2018 | 45.6304
| 2017 | 44.9244
| 2016 | 44.4699
| 2015 | 44.5032
| 2014 | 44.8083
| 2013 | 44.9134
| 2012 | 44.6135
| 2011 | 44.2795
| 2010 | 45.4152
| 2009 | 46.7965
| 2008 | 46.0215
| 2007 | 44.6201
| 2006 | 44.2128
| 2005 | 45.4246
| 2004 | 46.8696
| 2003 | 46.9322
| 2002 | 46.237
| 2001 | 45.0199
| 2000 | 43.8132
| 1999 | 43.3415
| 1998 | 44.569
| 1997 | 45.1557
| 1996 | 44.4707
| 1995 | 44.1325
| 1994 | 44.017
| 1993 | 45.2961
| 1992 | 46.5223
| 1991 | 46.4916
| 1990 | 46.3157
| 1989 | 45.5818
| 1988 | 45.0937
| 1987 | 44.1192
| 1986 | 43.8248
| 1985 | 43.7608
| 1984 | 43.5644
| 1983 | 43.8705
| 1982 | 44.1631
| 1981 | 44.1358
| 1980 | 43.9467
| 1979 | 44.8205
| 1978 | 45.5077
| 1977 | 44.9898
| 1976 | 45.2231
| 1975 | 45.2969
| 1974 | 45.2635
| 1973 | 45.0773
| 1972 | 45.7499
| 1971 | 46.5613
| 1970 | 44.9759
| 1969 | 43.6543
| 1968 | 43.4891
| 1967 | 44.4265
| 1966 | 44.256
| 1965 | 43.8626
| 1964 | 44.2617
| 1963 | 43.191
| 1962 | 43.2377
| 1961 | 44.1814
| 1960 | 43.3406
| 1959 | 42.7445
| 1958 | 43.5564
| 1957 | 42.4559
| 1956 | 40.8454
| 1955 | 40.2322
| 1954 | 41.2149
| 1953 | 41.1536
| 1952 | 39.1706
| 1951 | 38.7387
| 1950 | 39.2603
| 1949 | 38.7045
| 1948 | 37.8795
| 1947 | 38.6699
| 1946 | 38.3473
| 1945 | 37.2084
| 1944 | 37.4367
| 1943 | 36.8522
| 1942 | 36.3777
| 1941 | 37.0039
| 1940 | 37.6967
| 1939 | 36.951
| 1938 | 34.5723
| 1937 | 32.7868
| 1936 | 32.8
| 1935 | 33.6426
| 1934 | 34.7452
| 1933 | 34.4247
| 1932 | 34.0258
| 1931 | 33.8192
| 1930 | 33.9441
| 1929 | 33.9928
| 1928 | 33.5141
| 1927 | 32.2909
| 1926 | 30.289
| 1925 | 29.0495
| 1924 | 29.7075
| 1923 | 31.2976
| 1922 | 32.6513
| 1921 | 32.1478
| 1920 | 29.5062
| 1919 | 26.7742
| 1918 | 25.6683
| 1917 | 27.1664
| 1916 | 30.1256
| 1915 | 32.7041
| 1914 | 34.4728
| 1913 | 31.8634
| 1912 | 26.789
| 1911 | 23.7016
| 1910 | 23.8132
| 1909 | 27.0296
| 1908 | 31.2758
| 1907 | 32.905
| 1906 | 32.2875
| 1905 | 28.4153
| 1904 | 23.4402
| 1903 | 21.9448
| 1902 | 23.2457
| 1901 | 25.9145
| 1900 | 28.3985
| 1899 | 27.5373
| 1898 | 24.5711
| 1897 | 22.1004
| 1896 | 21.5427
| 1895 | 23.4539
| 1894 | 26.61
| 1893 | 27.88
| 1892 | 28.0077
| 1891 | 25.0004
| 1890 | 21.94
| 1889 | 20.0298
| 1888 | 19.8249
| 1887 | 22.0534
| 1886 | 23.9204
| 1885 | 24.2715
| 1884 | 24.0938
| 1883 | 21.0631
| 1882 | 19.3275
| 1881 | 18.2618
| 1880 | 18.715
| 1879 | 20.6697
| 1878 | 22.1614
| 1877 | 22.4303
| 1876 | 20.9382
| 1875 | 19.4548
| 1874 | 18.9443
| 1873 | 18.8994
| 1872 | 17.0035
| 1871 | 15.7655
| 1870 | 14.9996
| 1869 | 13.2381
| 1868 | 12.7268
| 1867 | 13.1469
| 1866 | 13.8295
| 1865 | 14.6875
| 1864 | 15.6695
| 1863 | 16.6468
| 1862 | 17.0083
| 1861 | 16.3067
| 1860 | 15.4233
| 1859 | 14.1726
| 1858 | 12.2829
| 1857 | 11.5577
| 1856 | 12.1524
| 1855 | 12.878
| 1854 | 12.8996
| 1853 | 12.1095
| 1852 | 10.9971
| 1851 | 10.775
| 1850 | 11.8669
| 1849 | 12.6466
| 1848 | 12.6746
| 1847 | 10.3637
| 1846 | 7.4267
| 1845 | 6.7381
| 1844 | 8.2248
| 1843 | 9.6875
| 1842 | 11.9254
| 1841 | 11.288
| 1840 | 9.367
| 1839 | 7.4197
| 1838 | 6.3572
| 1837 | 6.6314
| 1836 | 6.6575
| 1835 | 6.3895
| 1834 | 5.9407
| 1833 | 5.9101
| 1832 | 6.455
| 1831 | 6.8375
| 1830 | 6.6109
| 1829 | 5.7271
| 1828 | 4.9364
| 1827 | 4.5508
| 1826 | 4.5717
| 1825 | 4.4235
| 1824 | 4.3616
| 1823 | 4.7167
| 1822 | 4.8712
| 1821 | 4.6427
| 1820 | 3.9425
| 1819 | 3.1176
| 1818 | 2.869
| 1817 | 3.0541
| 1816 | 3.3487
| 1815 | 3.4441
| 1814 | 3.2005
| 1813 | 2.9144
| 1812 | 2.7068
| 1811 | 2.5018
| 1810 | 2.3196
| 1809 | 2.2151
| 1808 | 2.2135
| 1807 | 2.1932
| 1806 | 2.0939
| 1805 | 1.926
| 1804 | 1.7316
| 1803 | 1.6123
| 1802 | 1.5709
| 1801 | 1.4978
| 1800 | 1.3709
| 1799 | 1.2247
| 1798 | 1.1111
| 1797 | 1.0795
| 1796 | 1.0571
| 1795 | 0.98409
| 1794 | 0.89597
| 1793 | 0.81497
| 1792 | 0.74511
| 1791 | 0.68477
| 1790 | 0.62821
| 1789 | 0.57913
| 1788 | 0.53135
| 1787 | 0.4957
| 1786 | 0.4619
| 1785 | 0.42714
| 1784 | 0.37689
| 1783 | 0.34836
| 1782 | 0.32301
| 1781 | 0.29103
| 1780 | 0.26328
| 1779 | 0.24478
| 1778 | 0.22204
| 1777 | 0.19661
| 1776 | 0.17872
| 1775 | 0.16438
| 1774 | 0.14953
| 1773 | 0.13618
| 1772 | 0.12415
| 1771 | 0.11375
| 1770 | 0.10344
| 1769 | 0.094421
| 1768 | 0.086304
| 1767 | 0.077648
| 1766 | 0.071017
| 1765 | 0.064356
| 1764 | 0.058407
| 1763 | 0.053126
| 1762 | 0.048294
| 1761 | 0.045432
| 1760 | 0.04154
| 1759 | 0.037009
| 1758 | 0.033035
| 1757 | 0.029868
| 1756 | 0.026866
| 1755 | 0.024676
| 1754 | 0.021674
| 1753 | 0.019291
| 1752 | 0.017268
| 1751 | 0.015486
| 1750 | 0.014104
| 1749 | 0.012593
| 1748 | 0.011373
| 1747 | 0.010523
| 1746 | 0.009549
| 1745 | 0.008625
| 1744 | 0.007584
| 1743 | 0.006711
| 1742 | 0.005981
| 1741 | 0.005148
| 1740 | 0.00471
| 1739 | 0.004134
| 1738 | 0.004041
| 1737 | 0.00342
| 1736 | 0.002951
| 1735 | 0.002534
| 1734 | 0.002251
| 1733 | 0.002014
| 1732 | 0.001642
| 1731 | 0.00166
| 1730 | 0.001484
| 1729 | 0.00124
| 1728 | 0.001279
| 1727 | 0.001107
| 1726 | 0.000996
| 1725 | 0.000998
| 1724 | 0.00085
| 1723 | 0.00072
| 1722 | 0.000499
| 1721 | 9.4e-05
| 1720 | 0.00015
| 1719 | 0.000243
| 1718 | 0.000513
| 1717 | 0.000328
| 1716 | 0.000197
| 1715 | 0.000154
| 1714 | 0.000452
| 1713 | 0.000268
| 1712 | 9.9e-05
| 1711 | 0.000197
| 1710 | 0.000147
| 1709 | 7.4e-05
| 1708 | 7.7e-05
| 1707 | 6.2e-05
| 1706 | 9.3e-05
| 1705 | 0.000103
| 1704 | 6.6e-05
| 1703 | 4.4e-05
| 1702 | 9e-06
| 1701 | 0.000159
| 1700 | 0.000355
| 1699 | 0.00016
| 1698 | 0.000126
| 1697 | 0.000105
| 1696 | 0.000121
| 1695 | 6.2e-05
| 1694 | 4.7e-05
| 1693 | 0
| 1692 | 0.000107
| 1691 | 2.3e-05
| 1690 | 0.000109
| 1689 | 8e-05
| 1688 | 0.000175
| 1687 | 0.000131
| 1686 | 0.000138
| 1685 | 0.00021
| 1684 | 0.000154
| 1683 | 0.000114
| 1682 | 0.000137
| 1681 | 0.000141
| 1680 | 5.9e-05
| 1679 | 6.5e-05
| 1678 | 1.4e-05
| 1677 | 7.1e-05
| 1676 | 0.000182
| 1675 | 1.5e-05
| 1674 | 6.6e-05
| 1673 | 0.000159
| 1672 | 0.000133
| 1671 | 1.8e-05
| 1670 | 3.9e-05
| 1669 | 9e-06
| 1668 | 0.000277
| 1667 | 0.000205
| 1666 | 0.000111
| 1665 | 9.8e-05
| 1664 | 1.1e-05
| 1663 | 2e-06
| 1662 | 6.9e-05
| 1661 | 3.4e-05
| 1660 | 0.000191
| 1659 | 9.1e-05
| 1658 | 6.6e-05
| 1657 | 0.000153
| 1656 | 6.9e-05
| 1655 | 0.000119
| 1654 | 9.3e-05
| 1653 | 0.000192
| 1652 | 0.000212
| 1651 | 0.000254
| 1650 | 0.000122
| 1649 | 7.1e-05
| 1648 | 4.9e-05
| 1647 | 0.000101
| 1646 | 4.9e-05
| 1645 | 0.000147
| 1644 | 3.2e-05
| 1643 | 1.3e-05
| 1642 | 5.2e-05
| 1641 | 8.4e-05
| 1640 | 8.8e-05
| 1639 | 7e-06
| 1638 | 1.5e-05
| 1637 | 1.5e-05
| 1636 | 3.4e-05
| 1635 | 7e-06
| 1634 | 2.7e-05
| 1633 | 6.4e-05
| 1632 | 3.8e-05
| 1631 | 8.7e-05
| 1630 | 0.000153
| 1629 | 0.000123
| 1628 | 0.000147
| 1627 | 9.3e-05
| 1626 | 0.000139
| 1625 | 7e-05
| 1624 | 6.4e-05
| 1623 | 5.4e-05
| 1622 | 2.8e-05
| 1621 | 4e-06
| 1620 | 7.5e-05
| 1619 | 1.2e-05
| 1618 | 1.2e-05
| 1617 | 3.1e-05
| 1616 | 2.6e-05
| 1615 | 0.000175
| 1614 | 5.6e-05
| 1613 | 6.9e-05
| 1612 | 0.00014
| 1611 | 1.4e-05
| 1610 | 6.1e-05
| 1609 | 7e-06
| 1608 | 1.8e-05
| 1607 | 9.2e-05
| 1606 | 1.1e-05
| 1605 | 1.8e-05
| 1604 | 2.8e-05
| 1603 | 5.1e-05
| 1602 | 1e-06
| 1601 | 0.000148
| 1600 | 0.000277
| 1599 | 0.000126
| 1598 | 0.000153
| 1597 | 8.6e-05
| 1596 | 5.5e-05
| 1595 | 4e-06
| 1594 | 0.000132
| 1593 | 0.000175
| 1592 | 7.3e-05
| 1591 | 0.000132
| 1590 | 3.5e-05
| 1589 | 7.7e-05
| 1588 | 7e-06
| 1587 | 1.6e-05
| 1586 | 2.4e-05
| 1585 | 0.000168
| 1584 | 2.2e-05
| 1583 | 4.1e-05
| 1582 | 5.3e-05
| 1581 | 1.9e-05
| 1580 | 0
| 1579 | 2.6e-05
| 1578 | 0.000146
| 1577 | 9.5e-05
| 1576 | 0.000118
| 1575 | 8.3e-05
| 1574 | 3.1e-05
| 1573 | 4e-05
| 1572 | 0.0001
| 1571 | 7.2e-05
| 1570 | 9.8e-05
| 1569 | 2.1e-05
| 1568 | 2e-06
| 1567 | 6.5e-05
| 1566 | 3.5e-05
| 1565 | 1.6e-05
| 1564 | 0.000149
| 1563 | 3.6e-05
| 1562 | 0.000114
| 1561 | 2.7e-05
| 1560 | 3.3e-05
| 1559 | 8e-05
| 1558 | 5.8e-05
| 1557 | 0.000104
| 1556 | 0.000143
| 1555 | 5.9e-05
| 1554 | 2.7e-05
| 1553 | 0.000163
| 1552 | 2.7e-05
| 1551 | 9e-05
| 1550 | 7.6e-05
| 1549 | 8.2e-05
| 1548 | 6.7e-05
| 1547 | 9.2e-05
| 1546 | 1.7e-05
| 1545 | 1.6e-05
| 1544 | 0.000152
| 1543 | 0.000158
| 1542 | 4e-06
| 1541 | 0.000117
| 1540 | 3.4e-05
| 1539 | 3.3e-05
| 1538 | 3.3e-05
| 1537 | 4e-05
| 1536 | 0.000115
| 1535 | 2.3e-05
| 1534 | 7.8e-05
| 1533 | 0.000161
| 1532 | 0.000115
| 1531 | 8.5e-05
| 1530 | 2.1e-05
| 1529 | 0.000105
| 1528 | 2.5e-05
| 1527 | 1.4e-05
| 1526 | 4e-05
| 1525 | 9.6e-05
| 1524 | 8.5e-05
| 1523 | 0.000105
| 1522 | 5.3e-05
| 1521 | 3.4e-05
| 1520 | 4.3e-05
| 1519 | 0.000177
| 1518 | 4.7e-05
| 1517 | 0.000168
| 1516 | 1e-05
| 1515 | 5.7e-05
| 1514 | 2.7e-05
| 1513 | 5.7e-05
| 1512 | 0.000156
| 1511 | 0.000139
| 1510 | 4.8e-05
| 1509 | 2.4e-05
| 1508 | 0.000108
| 1507 | 7.9e-05
| 1506 | 9.3e-05
| 1505 | 0.000137
| 1504 | 0.000105
| 1503 | 9.9e-05
| 1502 | 3e-05
| 1501 | 2.8e-05
| 1500 | 1.7e-05
| 1499 | 6.4e-05
| 1498 | 0.000113
| 1497 | 0.000106
| 1496 | 3.5e-05
| 1495 | 8.5e-05
| 1494 | 3.8e-05
| 1493 | 0.000168
| 1492 | 0.000227
| 1491 | 5.5e-05
| 1490 | 2.1e-05
| 1489 | 7.5e-05
| 1488 | 0.000494
| 1487 | 0.000406
| 1486 | 2.7e-05
| 1485 | 6.5e-05
| 1484 | 0.000249
| 1483 | 0.000191
| 1482 | 0.000116
| 1481 | 2e-05
| 1480 | 0.000164
| 1479 | 5.9e-05
| 1478 | 9.3e-05
| 1477 | 4e-05
| 1476 | 0.000108
| 1475 | 4.4e-05
| 1474 | 3.3e-05
| 1473 | 0.000113
| 1472 | 0.000173
| 1471 | 6e-05
| 1470 | 4.7e-05
| 1469 | 0.000122
| 1468 | 8.4e-05
| 1467 | 2e-06
| 1466 | 4e-05
| 1465 | 9.2e-05
| 1464 | 3.9e-05
| 1463 | 7.8e-05
| 1462 | 7e-06
| 1461 | 7.1e-05
| 1460 | 4.4e-05
| 1459 | 0.000186
| 1458 | 0.000146
| 1457 | 0.00018
| 1456 | 5.7e-05
| 1455 | 7.2e-05
| 1454 | 2.7e-05
| 1453 | 0.000123
| 1452 | 0.000131
| 1451 | 0.000118
| 1450 | 8.8e-05
| 1449 | 1.7e-05
| 1448 | 3.5e-05
| 1447 | 6e-06
| 1446 | 7e-06
| 1445 | 1.1e-05
| 1444 | 0.000116
| 1443 | 1e-05
| 1442 | 6.1e-05
| 1441 | 0.000101
| 1440 | 0.000104
| 1439 | 0.00023
| 1438 | 3.1e-05
| 1437 | 3.7e-05
| 1436 | 1.4e-05
| 1435 | 8e-06
| 1434 | 8.3e-05
| 1433 | 9.6e-05
| 1432 | 5.2e-05
| 1431 | 5e-05
| 1430 | 2.2e-05
| 1429 | 8.5e-05
| 1428 | 2.9e-05
| 1427 | 0.000117
| 1426 | 0.000143
| 1425 | 1.1e-05
| 1424 | 4.6e-05
| 1423 | 5e-05
| 1422 | 2.3e-05
| 1421 | 4.2e-05
| 1420 | 3.3e-05
| 1419 | 9.5e-05
| 1418 | 3.6e-05
| 1417 | 4.1e-05
| 1416 | 4.5e-05
| 1415 | 5.9e-05
| 1414 | 9.5e-05
| 1413 | 7.5e-05
| 1412 | 0.000165
| 1411 | 2.9e-05
| 1410 | 7.7e-05
| 1409 | 6.1e-05
| 1408 | 2e-06
| 1407 | 4.9e-05
| 1406 | 1e-05
| 1405 | 2.3e-05
| 1404 | 3.9e-05
| 1403 | 0.000107
| 1402 | 6.5e-05
| 1401 | 4.4e-05
| 1400 | 7.7e-05
| 1399 | 0.000126
| 1398 | 6.2e-05
| 1397 | 0.000161
| 1396 | 4e-06
| 1395 | 1.9e-05
| 1394 | 9.5e-05
| 1393 | 5.7e-05
| 1392 | 1.8e-05
| 1391 | 6.1e-05
| 1390 | 7.8e-05
| 1389 | 3.5e-05
| 1388 | 6e-05
| 1387 | 3.5e-05
| 1386 | 4.6e-05
| 1385 | 5.8e-05
| 1384 | 2.1e-05
| 1383 | 0.000115
| 1382 | 0.000106
| 1381 | 2.6e-05
| 1380 | 7e-06
| 1379 | 2e-06
| 1378 | 1.2e-05
| 1377 | 0.000108
| 1376 | 4.6e-05
| 1375 | 0.000174
| 1374 | 4.1e-05
| 1373 | 0.000135
| 1372 | 0.000202
| 1371 | 3e-05
| 1370 | 4.1e-05
| 1369 | 0.000146
| 1368 | 9e-06
| 1367 | 1.6e-05
| 1366 | 3.2e-05
| 1365 | 3.6e-05
| 1364 | 1.2e-05
| 1363 | 3e-06
| 1362 | 6.1e-05
| 1361 | 3.3e-05
| 1360 | 2.7e-05
| 1359 | 7.6e-05
| 1358 | 2.5e-05
| 1357 | 1.9e-05
| 1356 | 8.9e-05
| 1355 | 4.7e-05
| 1354 | 2e-05
| 1353 | 0.000118
| 1352 | 6.1e-05
| 1351 | 7e-06
| 1350 | 1.6e-05
| 1349 | 2.9e-05
| 1348 | 6.4e-05
| 1347 | 2.4e-05
| 1346 | 1e-05
| 1345 | 1.2e-05
| 1344 | 8.4e-05
| 1343 | 0.000126
| 1342 | 4.5e-05
| 1341 | 6e-06
| 1340 | 9e-06
| 1339 | 6e-06
| 1338 | 7e-06
| 1337 | 4e-06
| 1336 | 2.9e-05
| 1335 | 1.5e-05
| 1334 | 2.2e-05
| 1333 | 1.3e-05
| 1332 | 1e-05
| 1331 | 7e-06
| 1330 | 4.7e-05
| 1329 | 4.6e-05
| 1328 | 8.4e-05
| 1327 | 3.8e-05
| 1326 | 3.4e-05
| 1325 | 3.1e-05
| 1324 | 5e-06
| 1323 | 3.6e-05
| 1322 | 4.6e-05
| 1321 | 1.2e-05
| 1320 | 3.6e-05
| 1319 | 5.3e-05
| 1318 | 5.2e-05
| 1317 | 1e-06
| 1316 | 6.4e-05
| 1315 | 7.9e-05
| 1314 | 2.6e-05
| 1313 | 5.1e-05
| 1312 | 9e-06
| 1311 | 8e-06
| 1310 | 3e-06
| 1309 | 2e-06
| 1308 | 1.6e-05
| 1307 | 2.3e-05
| 1306 | 2.9e-05
| 1305 | 2.3e-05
| 1304 | 1e-05
| 1303 | 3.9e-05
| 1302 | 4.2e-05
| 1301 | 3.5e-05
| 1300 | 5.6e-05
| 1299 | 5.5e-05
| 1298 | 1e-06
| 1297 | 2e-05
| 1296 | 3.9e-05
| 1295 | 1.5e-05
| 1294 | 3e-05
| 1293 | 6e-05
| 1292 | 2.7e-05
| 1291 | 1.7e-05
| 1290 | 6e-06
| 1289 | 8e-06
| 1288 | 2.9e-05
| 1287 | 5e-05
| 1286 | 5.7e-05
| 1285 | 0.000108
| 1284 | 5e-06
| 1283 | 3.2e-05
| 1282 | 6.4e-05
| 1281 | 4.5e-05
| 1280 | 2.6e-05
| 1279 | 3.9e-05
| 1278 | 8.4e-05
| 1277 | 7.5e-05
| 1276 | 4.9e-05
| 1275 | 4e-05
| 1274 | 3.9e-05
| 1273 | 3.7e-05
| 1272 | 4e-05
| 1271 | 8.7e-05
| 1270 | 4.3e-05
| 1269 | 3.7e-05
| 1268 | 2e-05
| 1267 | 3.3e-05
| 1266 | 1e-06
| 1265 | 3e-05
| 1264 | 7.4e-05
| 1263 | 9e-05
| 1262 | 8.5e-05
| 1261 | 2.6e-05
| 1260 | 2.4e-05
| 1259 | 2.8e-05
| 1258 | 5.3e-05
| 1257 | 3.6e-05
| 1256 | 5e-05
| 1255 | 0.000102
| 1254 | 6.8e-05
| 1253 | 4.2e-05
| 1252 | 7.5e-05
| 1251 | 1.1e-05
| 1250 | 1.1e-05
| 1249 | 2.6e-05
| 1248 | 9.2e-05
| 1247 | 5.2e-05
| 1246 | 2.3e-05
| 1245 | 5e-06
| 1244 | 3.1e-05
| 1243 | 5.2e-05
| 1242 | 5.6e-05
| 1241 | 1.2e-05
| 1240 | 1e-05
| 1239 | 1.4e-05
| 1238 | 3.1e-05
| 1237 | 2.2e-05
| 1236 | 4.8e-05
| 1235 | 1e-06
| 1234 | 0.000108
| 1233 | 8.2e-05
| 1232 | 4e-06
| 1231 | 4.1e-05
| 1230 | 5.4e-05
| 1229 | 3.2e-05
| 1228 | 0
| 1227 | 0.000104
| 1226 | 6.7e-05
| 1225 | 7.4e-05
| 1224 | 7.9e-05
| 1223 | 4.3e-05
| 1222 | 4e-06
| 1221 | 2.9e-05
| 1220 | 2.5e-05
| 1219 | 0.000117
| 1218 | 8.9e-05
| 1217 | 6.6e-05
| 1216 | 7e-06
| 1215 | 2.2e-05
| 1214 | 2.5e-05
| 1213 | 4.7e-05
| 1212 | 3.1e-05
| 1211 | 2.1e-05
| 1210 | 4.9e-05
| 1209 | 2.8e-05
| 1208 | 5.2e-05
| 1207 | 4e-05
| 1206 | 3.7e-05
| 1205 | 1.1e-05
| 1204 | 4.1e-05
| 1203 | 2.9e-05
| 1202 | 3.5e-05
| 1201 | 4.6e-05
| 1200 | 4.3e-05
| 1199 | 4.4e-05
| 1198 | 2.5e-05
| 1197 | 2.4e-05
| 1196 | 1.4e-05
| 1195 | 5e-05
| 1194 | 5.5e-05
| 1193 | 5.9e-05
| 1192 | 7.8e-05
| 1191 | 1.1e-05
| 1190 | 1.9e-05
| 1189 | 1.8e-05
| 1188 | 0.000115
| 1187 | 6.2e-05
| 1186 | 3.3e-05
| 1185 | 2.5e-05
| 1184 | 5.3e-05
| 1183 | 2.8e-05
| 1182 | 1.9e-05
| 1181 | 2e-06
| 1180 | 2.1e-05
| 1179 | 1.2e-05
| 1178 | 3.7e-05
| 1177 | 1.1e-05
| 1176 | 3e-06
| 1175 | 3.5e-05
| 1174 | 3.8e-05
| 1173 | 2.8e-05
| 1172 | 1.7e-05
| 1171 | 0.00017
| 1170 | 4.6e-05
| 1169 | 1.9e-05
| 1168 | 5.7e-05
| 1167 | 1.6e-05
| 1166 | 1.2e-05
| 1165 | 2e-05
| 1164 | 5e-06
| 1163 | 3.8e-05
| 1162 | 6.7e-05
| 1161 | 1.6e-05
| 1160 | 1.4e-05
| 1159 | 3.6e-05
| 1158 | 7.3e-05
| 1157 | 2e-05
| 1156 | 6.7e-05
| 1155 | 6.4e-05
| 1154 | 5.8e-05
| 1153 | 8e-06
| 1152 | 6e-06
| 1151 | 4.9e-05
| 1150 | 2.8e-05
| 1149 | 3.2e-05
| 1148 | 6.5e-05
| 1147 | 0.000162
| 1146 | 3.4e-05
| 1145 | 4.9e-05
| 1144 | 2e-05
| 1143 | 1.8e-05
| 1142 | 1.8e-05
| 1141 | 7.9e-05
| 1140 | 1.3e-05
| 1139 | 9.2e-05
| 1138 | 6e-05
| 1137 | 2e-05
| 1136 | 5.5e-05
| 1135 | 4.2e-05
| 1134 | 1.5e-05
| 1133 | 2.9e-05
| 1132 | 6.4e-05
| 1131 | 3.6e-05
| 1130 | 0.000122
| 1129 | 0.000133
| 1128 | 7.1e-05
| 1127 | 1e-05
| 1126 | 9e-05
| 1125 | 4.6e-05
| 1124 | 3.3e-05
| 1123 | 8.9e-05
| 1122 | 8.7e-05
| 1121 | 7e-06
| 1120 | 2.8e-05
| 1119 | 0.000134
| 1118 | 4.3e-05
| 1117 | 1.7e-05
| 1116 | 0.00012
| 1115 | 9.7e-05
| 1114 | 1e-05
| 1113 | 8.7e-05
| 1112 | 4.4e-05
| 1111 | 0.000106
| 1110 | 4.8e-05
| 1109 | 4.3e-05
| 1108 | 5.3e-05
| 1107 | 2.1e-05
| 1106 | 8.3e-05
| 1105 | 6.2e-05
| 1104 | 1e-05
| 1103 | 2e-05
| 1102 | 3.8e-05
| 1101 | 3e-06
| 1100 | 1.3e-05
| 1099 | 2.2e-05
| 1098 | 3.1e-05
| 1097 | 4.3e-05
| 1096 | 0.000145
| 1095 | 6.3e-05
| 1094 | 9.5e-05
| 1093 | 0.000102
| 1092 | 0.000111
| 1091 | 1e-05
| 1090 | 7.3e-05
| 1089 | 1.4e-05
| 1088 | 1.3e-05
| 1087 | 7.8e-05
| 1086 | 0.000112
| 1085 | 4.1e-05
| 1084 | 6.1e-05
| 1083 | 9.1e-05
| 1082 | 9.8e-05
| 1081 | 5e-05
| 1080 | 4.9e-05
| 1079 | 0.000105
| 1078 | 2.2e-05
| 1077 | 6.5e-05
| 1076 | 2e-05
| 1075 | 6.6e-05
| 1074 | 0.000109
| 1073 | 4.4e-05
| 1072 | 2.1e-05
| 1071 | 6.9e-05
| 1070 | 4.7e-05
| 1069 | 4.7e-05
| 1068 | 2e-06
| 1067 | 8.7e-05
| 1066 | 7.6e-05
| 1065 | 1.4e-05
| 1064 | 3.7e-05
| 1063 | 9.7e-05
| 1062 | 9.1e-05
| 1061 | 9.3e-05
| 1060 | 9.2e-05
| 1059 | 0.000133
| 1058 | 4.3e-05
| 1057 | 7.2e-05
| 1056 | 3.7e-05
| 1055 | 4.8e-05
| 1054 | 2.7e-05
| 1053 | 0.000157
| 1052 | 1.1e-05
| 1051 | 5.3e-05
| 1050 | 3.5e-05
| 1049 | 0.000152
| 1048 | 1.4e-05
| 1047 | 8.1e-05
| 1046 | 8.3e-05
| 1045 | 0.000106
| 1044 | 6.4e-05
| 1043 | 3.2e-05
| 1042 | 1.5e-05
| 1041 | 5.7e-05
| 1040 | 4e-05
| 1039 | 7.5e-05
| 1038 | 4.8e-05
| 1037 | 5e-06
| 1036 | 5.5e-05
| 1035 | 7.3e-05
| 1034 | 1.2e-05
| 1033 | 2.2e-05
| 1032 | 4.6e-05
| 1031 | 7.1e-05
| 1030 | 2e-06
| 1029 | 9.2e-05
| 1028 | 4.7e-05
| 1027 | 0.000102
| 1026 | 8.1e-05
| 1025 | 1.3e-05
| 1024 | 3.6e-05
| 1023 | 4.3e-05
| 1022 | 8.5e-05
| 1021 | 6e-06
| 1020 | 1.7e-05
| 1019 | 8.8e-05
| 1018 | 4e-06
| 1017 | 0.000171
| 1016 | 8e-06
| 1015 | 3.3e-05
| 1014 | 0.000115
| 1013 | 5.3e-05
| 1012 | 8.4e-05
| 1011 | 4.2e-05
| 1010 | 2.1e-05
| 1009 | 8.9e-05
| 1008 | 4.8e-05
| 1007 | 0.000117
| 1006 | 7.5e-05
| 1005 | 9.4e-05
| 1004 | 1.1e-05
| 1003 | 9.2e-05
| 1002 | 9.5e-05
| 1001 | 3.3e-05
| 1000 | 8.3e-05
| 999 | 0.000105
| 998 | 6.9e-05
| 997 | 3e-05
| 996 | 6.5e-05
| 995 | 8e-05
| 994 | 2.6e-05
| 993 | 2.5e-05
| 992 | 1e-05
| 991 | 3.3e-05
| 990 | 7.5e-05
| 989 | 5e-05
| 988 | 1e-05
| 987 | 3e-05
| 986 | 0.00011
| 985 | 0.000139
| 984 | 7e-06
| 983 | 2.8e-05
| 982 | 2.1e-05
| 981 | 6.7e-05
| 980 | 9e-05
| 979 | 8.3e-05
| 978 | 1e-05
| 977 | 5.9e-05
| 976 | 5.5e-05
| 975 | 2.1e-05
| 974 | 3.3e-05
| 973 | 6.1e-05
| 972 | 4.4e-05
| 971 | 9e-05
| 970 | 6.2e-05
| 969 | 0.000106
| 968 | 0.000112
| 967 | 7.3e-05
| 966 | 0.000246
| 965 | 5.2e-05
| 964 | 4e-06
| 963 | 1.5e-05
| 962 | 5e-06
| 961 | 3.8e-05
| 960 | 0.000183
| 959 | 0.000115
| 958 | 1.8e-05
| 957 | 0.000122
| 956 | 4.1e-05
| 955 | 5.6e-05
| 954 | 0.000188
| 953 | 9e-06
| 952 | 6.2e-05
| 951 | 0.000176
| 950 | 0.000176
| 949 | 0.000253
| 948 | 6.6e-05
| 947 | 0.000173
| 946 | 3e-05
| 945 | 6e-05
| 944 | 0.000283
| 943 | 0.000143
| 942 | 6.6e-05
| 941 | 3.1e-05
| 940 | 9.1e-05
| 939 | 8e-05
| 938 | 0.000215
| 937 | 8.7e-05
| 936 | 3.1e-05
| 935 | 2e-05
| 934 | 0.000235
| 933 | 0.000212
| 932 | 0.000223
| 931 | 1.4e-05
| 930 | 0.000169
| 929 | 0.000384
| 928 | 0.000138
| 927 | 9.9e-05
| 926 | 5.6e-05
| 925 | 0.000346
| 924 | 2e-06
| 923 | 0.000192
| 922 | 5.9e-05
| 921 | 3.5e-05
| 920 | 9e-06
| 919 | 2.8e-05
| 918 | 5.5e-05
| 917 | 0.000141
| 916 | 6.8e-05
| 915 | 0.000355
| 914 | 0.000269
| 913 | 8.6e-05
| 912 | 0.000308
| 911 | 0.000444
| 910 | 0.000324
| 909 | 0.000209
| 908 | 9.8e-05
| 907 | 0.000224
| 906 | 6.2e-05
| 905 | 4.9e-05
| 904 | 0.000208
| 903 | 0.000199
| 902 | 0.000533
| 901 | 0.00059
| 900 | 0.000522
| 899 | 9.4e-05
| 898 | 0.000183
| 897 | 0.00033
| 896 | 0.000247
| 895 | 0.000103
| 894 | 8.1e-05
| 893 | 0.000265
| 892 | 0.000189
| 891 | 0.000182
| 890 | 0.00023
| 889 | 1e-06
| 888 | 8.8e-05
| 887 | 7.2e-05
| 886 | 0.000565
| 885 | 0.000701
| 884 | 0.000505
| 883 | 8.4e-05
| 882 | 0.000635
| 881 | 0.000668
| 880 | 0.000557
| 879 | 0.000446
| 878 | 0.000121
| 877 | 0.000289
| 876 | 0.000203
| 875 | 6.5e-05
| 874 | 0.000252
| 873 | 0.000112
| 872 | 0.000533
| 871 | 0.000137
| 870 | 9.4e-05
| 869 | 0.000903
| 868 | 0.00093
| 867 | 0.000262
| 866 | 0.000308
| 865 | 6.5e-05
| 864 | 0.000361
| 863 | 0.000601
| 862 | 0.00037
| 861 | 1.8e-05
| 860 | 9.7e-05
| 859 | 0.000297
| 858 | 2e-06
| 857 | 0.000112
| 856 | 3.5e-05
| 855 | 7.6e-05
| 854 | 6.2e-05
| 853 | 2.7e-05
| 852 | 8.8e-05
| 851 | 0.000117
| 850 | 9.8e-05
| 849 | 3.2e-05
| 848 | 1.5e-05
| 847 | 3.8e-05
| 846 | 4.1e-05
| 845 | 1.7e-05
| 844 | 4e-05
| 843 | 7.1e-05
| 842 | 0.000121
| 841 | 3e-06
| 840 | 4.8e-05
| 839 | 0.000103
| 838 | 8.3e-05
| 837 | 4.3e-05
| 836 | 6.5e-05
| 835 | 8.2e-05
| 834 | 6.2e-05
| 833 | 2.4e-05
| 832 | 1.7e-05
| 831 | 1.2e-05
| 830 | 1.9e-05
| 829 | 3e-06
| 828 | 1e-05
| 827 | 4e-06
| 826 | 3e-05
| 825 | 9e-06
| 824 | 2e-05
| 823 | 3.9e-05
| 822 | 1.1e-05
| 821 | 3.3e-05
| 820 | 5.9e-05
| 819 | 2.3e-05
| 818 | 8e-06
| 817 | 0
| 816 | 8.7e-05
| 815 | 2.5e-05
| 814 | 3.7e-05
| 813 | 1.8e-05
| 812 | 6e-06
| 811 | 5.1e-05
| 810 | 1.7e-05
| 809 | 2.5e-05
| 808 | 1.7e-05
| 807 | 2.8e-05
| 806 | 3.2e-05
| 805 | 1.3e-05
| 804 | 6.7e-05
| 803 | 8e-06
| 802 | 5.4e-05
| 801 | 1.1e-05
| 800 | 4.3e-05
| 799 | 5.1e-05
| 798 | 3.5e-05
| 797 | 6.2e-05
| 796 | 3e-06
| 795 | 1.1e-05
| 794 | 1.4e-05
| 793 | 3.7e-05
| 792 | 0
| 791 | 3.7e-05
| 790 | 2.6e-05
| 789 | 1.5e-05
| 788 | 3.6e-05
| 787 | 2.3e-05
| 786 | 1.1e-05
| 785 | 1.3e-05
| 784 | 1.3e-05
| 783 | 1.2e-05
| 782 | 2.5e-05
| 781 | 2.8e-05
| 780 | 3.1e-05
| 779 | 5e-06
| 778 | 8e-06
| 777 | 6.1e-05
| 776 | 8e-06
| 775 | 7e-06
| 774 | 2e-05
| 773 | 5e-06
| 772 | 4e-05
| 771 | 5.4e-05
| 770 | 3e-06
| 769 | 1.7e-05
| 768 | 2.1e-05
| 767 | 9e-06
| 766 | 1e-05
| 765 | 1.2e-05
| 764 | 1.4e-05
| 763 | 2.4e-05
| 762 | 3e-06
| 761 | 2e-06
| 760 | 7e-06
| 759 | 2.1e-05
| 758 | 1.2e-05
| 757 | 1.9e-05
| 756 | 1.3e-05
| 755 | 2.7e-05
| 754 | 4e-06
| 753 | 5.1e-05
| 752 | 1.3e-05
| 751 | 3e-06
| 750 | 2.7e-05
| 749 | 1.5e-05
| 748 | 1.3e-05
| 747 | 4.4e-05
| 746 | 5e-06
| 745 | 2e-05
| 744 | 4.6e-05
| 743 | 1.7e-05
| 742 | 4e-06
| 741 | 3e-05
| 740 | 4.3e-05
| 739 | 1.7e-05
| 738 | 5.4e-05
| 737 | 2.2e-05
| 736 | 2.8e-05
| 735 | 2.9e-05
| 734 | 5.6e-05
| 733 | 2.3e-05
| 732 | 7.4e-05
| 731 | 1.8e-05
| 730 | 8e-06
| 729 | 2.5e-05
| 728 | 5.5e-05
| 727 | 4.9e-05
| 726 | 4.7e-05
| 725 | 1.7e-05
| 724 | 1.2e-05
| 723 | 4.7e-05
| 722 | 1.4e-05
| 721 | 2.7e-05
| 720 | 2.3e-05
| 719 | 2.3e-05
| 718 | 6e-06
| 717 | 3.5e-05
| 716 | 6e-06
| 715 | 5.1e-05
| 714 | 5.4e-05
| 713 | 1.4e-05
| 712 | 2.6e-05
| 711 | 2.4e-05
| 710 | 1.4e-05
| 709 | 1.4e-05
| 708 | 4.3e-05
| 707 | 3e-05
| 706 | 1.1e-05
| 705 | 2.7e-05
| 704 | 5e-06
| 703 | 5.9e-05
| 702 | 4.7e-05
| 701 | 1.5e-05
| 700 | 1.3e-05
| 699 | 2.8e-05
| 698 | 3.6e-05
| 697 | 0
| 696 | 5.2e-05
| 695 | 1.1e-05
| 694 | 8e-06
| 693 | 7.7e-05
| 692 | 3.5e-05
| 691 | 1.2e-05
| 690 | 2.3e-05
| 689 | 7e-06
| 688 | 1.2e-05
| 687 | 3.1e-05
| 686 | 2.5e-05
| 685 | 8e-06
| 684 | 3e-05
| 683 | 6e-06
| 682 | 4e-06
| 681 | 2.1e-05
| 680 | 1e-05
| 679 | 1.2e-05
| 678 | 3.2e-05
| 677 | 2.2e-05
| 676 | 8e-06
| 675 | 9e-06
| 674 | 8e-06
| 673 | 5e-06
| 672 | 1.1e-05
| 671 | 6e-06
| 670 | 1.1e-05
| 669 | 3.3e-05
| 668 | 7e-06
| 667 | 2.3e-05
| 666 | 3.4e-05
| 665 | 2.6e-05
| 664 | 4e-06
| 663 | 2.3e-05
| 662 | 1.5e-05
| 661 | 4e-06
| 660 | 2.8e-05
| 659 | 1e-05
| 658 | 0
| 657 | 4e-05
| 656 | 3e-06
| 655 | 3e-05
| 654 | 3e-05
| 653 | 2.6e-05
| 652 | 0
| 651 | 3e-05
| 650 | 2.9e-05
| 649 | 3.7e-05
| 648 | 1.4e-05
| 647 | 2.4e-05
| 646 | 1.5e-05
| 645 | 4.5e-05
| 644 | 1.7e-05
| 643 | 2.9e-05
| 642 | 3.6e-05
| 641 | 3e-06
| 640 | 1.4e-05
| 639 | 5.6e-05
| 638 | 5e-06
| 637 | 2.8e-05
| 636 | 3.1e-05
| 635 | 1e-05
| 634 | 2e-06
| 633 | 3.3e-05
| 632 | 1.2e-05
| 631 | 2.5e-05
| 630 | 4e-06
| 629 | 7e-06
| 628 | 2.3e-05
| 627 | 3e-05
| 626 | 1.8e-05
| 625 | 4.6e-05
| 624 | 1.9e-05
| 623 | 1.8e-05
| 622 | 1.2e-05
| 621 | 1.8e-05
| 620 | 2.4e-05
| 619 | 2.3e-05
| 618 | 1.8e-05
| 617 | 1.8e-05
| 616 | 1.1e-05
| 615 | 3.3e-05
| 614 | 4.2e-05
| 613 | 1.8e-05
| 612 | 2e-05
| 611 | 1.1e-05
| 610 | 1.1e-05
| 609 | 5e-05
| 608 | 1e-05
| 607 | 9e-06
| 606 | 1.8e-05
| 605 | 9e-06
| 604 | 1.9e-05
| 603 | 3.6e-05
| 602 | 1e-05
| 601 | 1e-05
| 600 | 1e-05
| 599 | 9e-06
| 598 | 2.5e-05
| 597 | 1.3e-05
| 596 | 1.2e-05
| 595 | 1.1e-05
| 594 | 1.4e-05
| 593 | 1.3e-05
| 592 | 1.2e-05
| 591 | 2.3e-05
| 590 | 1.8e-05
| 589 | 7e-06
| 588 | 3e-06
| 587 | 1.3e-05
| 586 | 3e-06
| 585 | 2.1e-05
| 584 | 1.3e-05
| 583 | 2e-06
| 582 | 2.1e-05
| 581 | 1e-05
| 580 | 9e-06
| 579 | 1.8e-05
| 578 | 1e-05
| 577 | 1.8e-05
| 576 | 1.3e-05
| 575 | 1e-05
| 574 | 3e-05
| 573 | 3.7e-05
| 572 | 4e-06
| 571 | 1e-06
| 570 | 3.1e-05
| 569 | 9e-06
| 568 | 1.9e-05
| 567 | 2e-05
| 566 | 1.4e-05
| 565 | 3e-06
| 564 | 1.4e-05
| 563 | 9e-06
| 562 | 1e-06
| 561 | 6e-06
| 560 | 1.8e-05
| 559 | 3.2e-05
| 558 | 6e-06
| 557 | 1.8e-05
| 556 | 1.7e-05
| 555 | 2e-06
| 554 | 1.6e-05
| 553 | 2.4e-05
| 552 | 8e-06
| 551 | 1.1e-05
| 550 | 3.7e-05
| 549 | 2e-05
| 548 | 8e-06
| 547 | 1e-05
| 546 | 1.4e-05
| 545 | 2e-06
| 544 | 2.7e-05
| 543 | 5e-06
| 542 | 1.2e-05
| 541 | 2.6e-05
| 540 | 8e-06
| 539 | 5e-06
| 538 | 3.2e-05
| 537 | 4e-06
| 536 | 2e-05
| 535 | 2.2e-05
| 534 | 2e-06
| 533 | 8e-06
| 532 | 2.4e-05
| 531 | 1e-06
| 530 | 2.1e-05
| 529 | 9e-06
| 528 | 3e-06
| 527 | 6e-06
| 526 | 3.2e-05
| 525 | 1.6e-05
| 524 | 2e-06
| 523 | 0
| 522 | 1e-06
| 521 | 9e-06
| 520 | 2.8e-05
| 519 | 1.1e-05
| 518 | 2.4e-05
| 517 | 2.1e-05
| 516 | 1e-06
| 515 | 7e-06
| 514 | 2.8e-05
| 513 | 4e-06
| 512 | 8e-06
| 511 | 3e-06
| 510 | 9e-06
| 509 | 0
| 508 | 3.2e-05
| 507 | 2.3e-05
| 506 | 1e-05
| 505 | 3e-06
| 504 | 6e-06
| 503 | 2e-06
| 502 | 3.7e-05
| 501 | 1.7e-05
| 500 | 1.7e-05
| 499 | 4e-06
| 498 | 8e-06
| 497 | 5e-06
| 496 | 3.8e-05
| 495 | 1.4e-05
| 494 | 2.4e-05
| 493 | 7e-06
| 492 | 1.3e-05
| 491 | 7e-06
| 490 | 2.4e-05
| 489 | 0
| 488 | 2.2e-05
| 487 | 6e-06
| 486 | 5e-06
| 485 | 8e-06
| 484 | 3.2e-05
| 483 | 0
| 482 | 1.5e-05
| 481 | 8e-06
| 480 | 1e-06
| 479 | 1e-06
| 478 | 1.4e-05
| 477 | 7e-06
| 476 | 1.2e-05
| 475 | 6e-06
| 474 | 8e-06
| 473 | 8e-06
| 472 | 2.9e-05
| 471 | 6e-06
| 470 | 1.9e-05
| 469 | 9e-06
| 468 | 1.5e-05
| 467 | 1e-06
| 466 | 1.7e-05
| 465 | 1e-06
| 464 | 2.4e-05
| 463 | 1e-06
| 462 | 4e-06
| 461 | 0
| 460 | 2.5e-05
| 459 | 5e-06
| 458 | 8e-06
| 457 | 2.1e-05
| 456 | 6e-06
| 455 | 2.5e-05
| 454 | 6e-06
| 453 | 2e-06
| 452 | 2.1e-05
| 451 | 8e-06
| 450 | 1.3e-05
| 449 | 2.7e-05
| 448 | 1.1e-05
| 447 | 7e-06
| 446 | 2.2e-05
| 445 | 2e-05
| 444 | 1.5e-05
| 443 | 1.1e-05
| 442 | 4e-05
| 441 | 7e-06
| 440 | 0
| 439 | 1.8e-05
| 438 | 7e-06
| 437 | 2.1e-05
| 436 | 1.4e-05
| 435 | 1.1e-05
| 434 | 1.5e-05
| 433 | 5e-06
| 432 | 2e-06
| 431 | 4e-06
| 430 | 4.6e-05
| 429 | 1.3e-05
| 428 | 2.1e-05
| 427 | 3.2e-05
| 426 | 1.3e-05
| 425 | 1.2e-05
| 424 | 2.6e-05
| 423 | 0
| 422 | 2.3e-05
| 421 | 2e-05
| 420 | 3e-06
| 419 | 2e-06
| 418 | 3.9e-05
| 417 | 1e-06
| 416 | 1.4e-05
| 415 | 1.9e-05
| 414 | 2.6e-05
| 413 | 1.2e-05
| 412 | 1.5e-05
| 411 | 3.1e-05
| 410 | 2.6e-05
| 409 | 6e-06
| 408 | 1.2e-05
| 407 | 2e-06
| 406 | 2.2e-05
| 405 | 2.2e-05
| 404 | 1.5e-05
| 403 | 2e-06
| 402 | 7e-06
| 401 | 3.2e-05
| 400 | 1.9e-05
| 399 | 5e-06
| 398 | 1.5e-05
| 397 | 3.1e-05
| 396 | 4e-06
| 395 | 1.6e-05
| 394 | 2.6e-05
| 393 | 2e-05
| 392 | 1.8e-05
| 391 | 1e-06
| 390 | 7e-06
| 389 | 8e-06
| 388 | 1.5e-05
| 387 | 2.4e-05
| 386 | 2.5e-05
| 385 | 3e-06
| 384 | 2e-06
| 383 | 3e-06
| 382 | 3e-05
| 381 | 2e-06
| 380 | 1e-06
| 379 | 4e-06
| 378 | 4e-05
| 377 | 3e-06
| 376 | 1.3e-05
| 375 | 8e-06
| 374 | 3e-06
| 373 | 1.5e-05
| 372 | 1.4e-05
| 371 | 9e-06
| 370 | 1.6e-05
| 369 | 5e-06
| 368 | 2e-05
| 367 | 9e-06
| 366 | 1.9e-05
| 365 | 3e-06
| 364 | 3e-05
| 363 | 0
| 362 | 2.1e-05
| 361 | 3.6e-05
| 360 | 7e-05
| 359 | 0
| 358 | 1.4e-05
| 357 | 2e-05
| 356 | 3e-06
| 355 | 2.6e-05
| 354 | 3.3e-05
| 353 | 1.4e-05
| 352 | 3.7e-05
| 351 | 2.4e-05
| 350 | 1.8e-05
| 349 | 6e-06
| 348 | 3.4e-05
| 347 | 3e-05
| 346 | 6.8e-05
| 345 | 1e-06
| 344 | 2.6e-05
| 343 | 6.4e-05
| 342 | 4.8e-05
| 341 | 3e-06
| 340 | 1e-05
| 339 | 2e-06
| 338 | 2.3e-05
| 337 | 3.3e-05
| 336 | 2.3e-05
| 335 | 1.1e-05
| 334 | 4.5e-05
| 333 | 3e-05
| 332 | 1.5e-05
| 331 | 3e-06
| 330 | 4.9e-05
| 329 | 1.7e-05
| 328 | 5e-06
| 327 | 3e-06
| 326 | 1.7e-05
| 325 | 5.7e-05
| 324 | 3.5e-05
| 323 | 1.1e-05
| 322 | 5.9e-05
| 321 | 7.6e-05
| 320 | 2.2e-05
| 319 | 1.1e-05
| 318 | 2.9e-05
| 317 | 6e-06
| 316 | 3.3e-05
| 315 | 2.7e-05
| 314 | 2.1e-05
| 313 | 9e-06
| 312 | 3.6e-05
| 311 | 9e-06
| 310 | 3.4e-05
| 309 | 2e-06
| 308 | 1.6e-05
| 307 | 1.6e-05
| 306 | 1.3e-05
| 305 | 5e-06
| 304 | 1.6e-05
| 303 | 4e-06
| 302 | 4.6e-05
| 301 | 4.8e-05
| 300 | 7e-06
| 299 | 3.2e-05
| 298 | 3e-05
| 297 | 9e-06
| 296 | 1e-05
| 295 | 3.5e-05
| 294 | 8.8e-05
| 293 | 1.1e-05
| 292 | 2.9e-05
| 291 | 7e-06
| 290 | 1e-05
| 289 | 4e-05
| 288 | 1.5e-05
| 287 | 3.5e-05
| 286 | 3e-06
| 285 | 1.7e-05
| 284 | 7e-06
| 283 | 2.4e-05
| 282 | 1.3e-05
| 281 | 4.4e-05
| 280 | 3e-06
| 279 | 1.4e-05
| 278 | 4e-06
| 277 | 4.8e-05
| 276 | 1.9e-05
| 275 | 5.6e-05
| 274 | 1.5e-05
| 273 | 1.1e-05
| 272 | 9e-06
| 271 | 6.8e-05
| 270 | 1e-06
| 269 | 2.1e-05
| 268 | 4.3e-05
| 267 | 2.2e-05
| 266 | 7e-06
| 265 | 1e-05
| 264 | 1e-06
| 263 | 3.5e-05
| 262 | 2.8e-05
| 261 | 1.3e-05
| 260 | 6.2e-05
| 259 | 1.2e-05
| 258 | 3.9e-05
| 257 | 5.5e-05
| 256 | 7e-06
| 255 | 2e-06
| 254 | 3.9e-05
| 253 | 1.9e-05
| 252 | 1.1e-05
| 251 | 7.4e-05
| 250 | 8e-06
| 249 | 3e-06
| 248 | 2.9e-05
| 247 | 4e-06
| 246 | 1.7e-05
| 245 | 5.1e-05
| 244 | 1.1e-05
| 243 | 1.5e-05
| 242 | 9e-06
| 241 | 4.1e-05
| 240 | 1e-06
| 239 | 2e-05
| 238 | 1.1e-05
| 237 | 1e-05
| 236 | 1.8e-05
| 235 | 1.8e-05
| 234 | 8e-06
| 233 | 2.1e-05
| 232 | 1.8e-05
| 231 | 4.8e-05
| 230 | 2.3e-05
| 229 | 2.7e-05
| 228 | 1.3e-05
| 227 | 3.6e-05
| 226 | 4e-06
| 225 | 9e-06
| 224 | 2.2e-05
| 223 | 3.7e-05
| 222 | 9e-06
| 221 | 1e-05
| 220 | 2.7e-05
| 219 | 1e-06
| 218 | 3.4e-05
| 217 | 2e-06
| 216 | 2.5e-05
| 215 | 7.7e-05
| 214 | 3e-06
| 213 | 3.3e-05
| 212 | 6e-06
| 211 | 8e-06
| 210 | 1.7e-05
| 209 | 5.6e-05
| 208 | 3.9e-05
| 207 | 3e-05
| 206 | 3e-05
| 205 | 1.1e-05
| 204 | 5.5e-05
| 203 | 8.9e-05
| 202 | 2.7e-05
| 201 | 2.8e-05
| 200 | 1e-06