## PSD
Typical Power Spectral Density
Increasing Voltage
|  | Wavelength (nm) | PSD (dBm / nm)
|  | 1700 | -54.386
|  | 1700.4 | -55.654
|  | 1700.8 | -54.721
|  | 1701.2 | -54.448
Product Raw Data |  | 1701.6 | -55.196
Tm-Doped Fiber ASE Source, 50 mW, 1820 - 1920 nm |  | 1702 | -54.315
|  | 1702.4 | -54.716
Item # | ASE1900 | 1702.8 | -55.01
DISCLAIMER: The data presented here are typical. Slight variations in performance data will occur from lot to lot. Please contact Technical Support with any questions regarding the use or reliability of this data. |  | 1703.2 | -54.491
|  | 1703.6 | -54.422
|  | 1704 | -54.375
|  | 1704.4 | -54.818
|  | 1704.8 | -54.472
|  | 1705.2 | -55.342
This data may be used in publications. However, please cite Thorlabs as the source. |  | 1705.6 | -54.742
|  | 1706 | -54.74
|  | 1706.4 | -54.502
Additional Information: |  | 1706.8 | -55.013
The typical optical emission of the ASE1900 has an 1870 nm center wavelength and a 100 nm spectral width measured 20 dB below the peak. The ASE source can be customized to have a slightly shorter or longer center wavelength upon request by contacting Thorlabs’ Technical Support. |  | 1707.2 | -54.809
|  | 1707.6 | -54.461
|  | 1708 | -54.457
|  | 1708.4 | -54.818
|  | 1708.8 | -54.663
|  | 1709.2 | -54.753
|  | 1709.6 | -54.525
|  | 1710 | -54.832
|  | 1710.4 | -54.629
|  | 1710.8 | -54.256
|  | 1711.2 | -54.687
|  | 1711.6 | -54.264
|  | 1712 | -54.405
|  | 1712.4 | -54.559
|  | 1712.8 | -54.558
|  | 1713.2 | -54.491
|  | 1713.6 | -54.701
|  | 1714 | -53.781
|  | 1714.4 | -54.567
|  | 1714.8 | -54.893
|  | 1715.2 | -54.724
|  | 1715.6 | -54.665
|  | 1716 | -54.771
|  | 1716.4 | -54.851
|  | 1716.8 | -55.272
|  | 1717.2 | -54.501
|  | 1717.6 | -54.917
|  | 1718 | -54.674
|  | 1718.4 | -54.608
|  | 1718.8 | -55.427
|  | 1719.2 | -54.713
|  | 1719.6 | -54.477
|  | 1720 | -54.622
|  | 1720.4 | -54.042
|  | 1720.8 | -54.455
|  | 1721.2 | -54.73
|  | 1721.6 | -54.577
|  | 1722 | -54.613
|  | 1722.4 | -54.648
|  | 1722.8 | -54.061
|  | 1723.2 | -54.692
|  | 1723.6 | -53.983
|  | 1724 | -54.454
|  | 1724.4 | -54.456
|  | 1724.8 | -54.611
|  | 1725.2 | -54.14
|  | 1725.6 | -54.63
|  | 1726 | -54.293
|  | 1726.4 | -54.129
|  | 1726.8 | -54.043
|  | 1727.2 | -54.399
|  | 1727.6 | -54.665
|  | 1728 | -54.188
|  | 1728.4 | -54.449
|  | 1728.8 | -54.219
|  | 1729.2 | -54.082
|  | 1729.6 | -54.309
|  | 1730 | -54.354
|  | 1730.4 | -53.986
|  | 1730.8 | -54.28
|  | 1731.2 | -54.129
|  | 1731.6 | -55.055
|  | 1732 | -54.537
|  | 1732.4 | -53.555
|  | 1732.8 | -54.225
|  | 1733.2 | -54.47
|  | 1733.6 | -53.969
|  | 1734 | -53.484
|  | 1734.4 | -53.877
|  | 1734.8 | -54.01
|  | 1735.2 | -54.211
|  | 1735.6 | -53.574
|  | 1736 | -53.854
|  | 1736.4 | -54.746
|  | 1736.8 | -53.919
|  | 1737.2 | -54.816
|  | 1737.6 | -54.638
|  | 1738 | -53.776
|  | 1738.4 | -54.688
|  | 1738.8 | -54.285
|  | 1739.2 | -54.013
|  | 1739.6 | -53.61
|  | 1740 | -54.247
|  | 1740.4 | -54.417
|  | 1740.8 | -53.95
|  | 1741.2 | -53.735
|  | 1741.6 | -54.077
|  | 1742 | -53.493
|  | 1742.4 | -53.565
|  | 1742.8 | -53.515
|  | 1743.2 | -53.368
|  | 1743.6 | -54.1
|  | 1744 | -53.61
|  | 1744.4 | -53.555
|  | 1744.8 | -53.922
|  | 1745.2 | -54.25
|  | 1745.6 | -54.064
|  | 1746 | -53.184
|  | 1746.4 | -53.813
|  | 1746.8 | -53.516
|  | 1747.2 | -52.985
|  | 1747.6 | -53.316
|  | 1748 | -54.412
|  | 1748.4 | -53.299
|  | 1748.8 | -53.379
|  | 1749.2 | -53.417
|  | 1749.6 | -53.653
|  | 1750 | -53.574
|  | 1750.4 | -53.306
|  | 1750.8 | -53.346
|  | 1751.2 | -53.337
|  | 1751.6 | -53.471
|  | 1752 | -53.408
|  | 1752.4 | -53.318
|  | 1752.8 | -53.387
|  | 1753.2 | -52.782
|  | 1753.6 | -53.553
|  | 1754 | -53.336
|  | 1754.4 | -53.352
|  | 1754.8 | -53.301
|  | 1755.2 | -53.164
|  | 1755.6 | -53.658
|  | 1756 | -53.19
|  | 1756.4 | -53.095
|  | 1756.8 | -53.579
|  | 1757.2 | -53.532
|  | 1757.6 | -53.527
|  | 1758 | -53.372
|  | 1758.4 | -53.824
|  | 1758.8 | -52.966
|  | 1759.2 | -53.334
|  | 1759.6 | -53.179
|  | 1760 | -53.445
|  | 1760.4 | -53.355
|  | 1760.8 | -53.147
|  | 1761.2 | -52.972
|  | 1761.6 | -53.314
|  | 1762 | -53.081
|  | 1762.4 | -53.301
|  | 1762.8 | -52.729
|  | 1763.2 | -53.022
|  | 1763.6 | -52.962
|  | 1764 | -53.035
|  | 1764.4 | -52.564
|  | 1764.8 | -52.439
|  | 1765.2 | -53.016
|  | 1765.6 | -52.813
|  | 1766 | -52.814
|  | 1766.4 | -52.605
|  | 1766.8 | -52.588
|  | 1767.2 | -52.376
|  | 1767.6 | -52.699
|  | 1768 | -52.872
|  | 1768.4 | -52.643
|  | 1768.8 | -52.424
|  | 1769.2 | -52.455
|  | 1769.6 | -52.733
|  | 1770 | -52.765
|  | 1770.4 | -52.567
|  | 1770.8 | -52.807
|  | 1771.2 | -52.247
|  | 1771.6 | -52.556
|  | 1772 | -52.399
|  | 1772.4 | -52.35
|  | 1772.8 | -52.569
|  | 1773.2 | -52.423
|  | 1773.6 | -52.449
|  | 1774 | -52.448
|  | 1774.4 | -52.151
|  | 1774.8 | -52.175
|  | 1775.2 | -52.039
|  | 1775.6 | -51.882
|  | 1776 | -52.027
|  | 1776.4 | -52.017
|  | 1776.8 | -52.05
|  | 1777.2 | -52.153
|  | 1777.6 | -52.16
|  | 1778 | -51.409
|  | 1778.4 | -51.733
|  | 1778.8 | -51.413
|  | 1779.2 | -51.486
|  | 1779.6 | -51.504
|  | 1780 | -51.325
|  | 1780.4 | -51.573
|  | 1780.8 | -51.517
|  | 1781.2 | -51.327
|  | 1781.6 | -51.195
|  | 1782 | -51.337
|  | 1782.4 | -50.943
|  | 1782.8 | -51.072
|  | 1783.2 | -50.655
|  | 1783.6 | -50.779
|  | 1784 | -50.493
|  | 1784.4 | -50.579
|  | 1784.8 | -50.544
|  | 1785.2 | -50.123
|  | 1785.6 | -50.087
|  | 1786 | -49.749
|  | 1786.4 | -49.862
|  | 1786.8 | -49.676
|  | 1787.2 | -49.421
|  | 1787.6 | -49.109
|  | 1788 | -49.065
|  | 1788.4 | -48.826
|  | 1788.8 | -48.572
|  | 1789.2 | -48.454
|  | 1789.6 | -48.122
|  | 1790 | -47.904
|  | 1790.4 | -47.747
|  | 1790.8 | -47.458
|  | 1791.2 | -47.186
|  | 1791.6 | -46.972
|  | 1792 | -46.567
|  | 1792.4 | -46.326
|  | 1792.8 | -45.96
|  | 1793.2 | -45.67
|  | 1793.6 | -45.28
|  | 1794 | -44.968
|  | 1794.4 | -44.672
|  | 1794.8 | -44.324
|  | 1795.2 | -44.014
|  | 1795.6 | -43.64
|  | 1796 | -43.312
|  | 1796.4 | -42.991
|  | 1796.8 | -42.581
|  | 1797.2 | -42.225
|  | 1797.6 | -41.861
|  | 1798 | -41.449
|  | 1798.4 | -41.097
|  | 1798.8 | -40.706
|  | 1799.2 | -40.351
|  | 1799.6 | -39.967
|  | 1800 | -39.592
|  | 1800.4 | -39.207
|  | 1800.8 | -38.841
|  | 1801.2 | -38.466
|  | 1801.6 | -38.105
|  | 1802 | -37.672
|  | 1802.4 | -37.289
|  | 1802.8 | -36.931
|  | 1803.2 | -36.574
|  | 1803.6 | -36.181
|  | 1804 | -35.785
|  | 1804.4 | -35.407
|  | 1804.8 | -35.077
|  | 1805.2 | -34.739
|  | 1805.6 | -34.331
|  | 1806 | -33.931
|  | 1806.4 | -33.544
|  | 1806.8 | -33.176
|  | 1807.2 | -32.791
|  | 1807.6 | -32.4
|  | 1808 | -31.998
|  | 1808.4 | -31.633
|  | 1808.8 | -31.278
|  | 1809.2 | -30.918
|  | 1809.6 | -30.543
|  | 1810 | -30.18
|  | 1810.4 | -29.828
|  | 1810.8 | -29.489
|  | 1811.2 | -29.124
|  | 1811.6 | -28.765
|  | 1812 | -28.388
|  | 1812.4 | -28.052
|  | 1812.8 | -27.705
|  | 1813.2 | -27.331
|  | 1813.6 | -26.95
|  | 1814 | -26.619
|  | 1814.4 | -26.375
|  | 1814.8 | -26.046
|  | 1815.2 | -25.695
|  | 1815.6 | -25.358
|  | 1816 | -25.032
|  | 1816.4 | -24.659
|  | 1816.8 | -24.305
|  | 1817.2 | -23.978
|  | 1817.6 | -23.643
|  | 1818 | -23.307
|  | 1818.4 | -22.997
|  | 1818.8 | -22.694
|  | 1819.2 | -22.479
|  | 1819.6 | -22.184
|  | 1820 | -21.881
|  | 1820.4 | -21.615
|  | 1820.8 | -21.334
|  | 1821.2 | -20.906
|  | 1821.6 | -20.54
|  | 1822 | -20.222
|  | 1822.4 | -19.876
|  | 1822.8 | -19.5
|  | 1823.2 | -19.138
|  | 1823.6 | -18.825
|  | 1824 | -18.55
|  | 1824.4 | -18.255
|  | 1824.8 | -18.01
|  | 1825.2 | -17.927
|  | 1825.6 | -17.66
|  | 1826 | -17.369
|  | 1826.4 | -17.045
|  | 1826.8 | -16.706
|  | 1827.2 | -16.278
|  | 1827.6 | -16.048
|  | 1828 | -15.781
|  | 1828.4 | -15.474
|  | 1828.8 | -15.245
|  | 1829.2 | -14.99
|  | 1829.6 | -14.695
|  | 1830 | -14.515
|  | 1830.4 | -14.235
|  | 1830.8 | -13.929
|  | 1831.2 | -13.662
|  | 1831.6 | -13.442
|  | 1832 | -13.047
|  | 1832.4 | -12.733
|  | 1832.8 | -12.502
|  | 1833.2 | -12.256
|  | 1833.6 | -11.987
|  | 1834 | -11.82
|  | 1834.4 | -11.594
|  | 1834.8 | -11.431
|  | 1835.2 | -11.354
|  | 1835.6 | -11.065
|  | 1836 | -10.729
|  | 1836.4 | -10.606
|  | 1836.8 | -10.472
|  | 1837.2 | -10.04
|  | 1837.6 | -9.74
|  | 1838 | -9.512
|  | 1838.4 | -9.272
|  | 1838.8 | -9.082
|  | 1839.2 | -8.85
|  | 1839.6 | -8.646
|  | 1840 | -8.452
|  | 1840.4 | -8.293
|  | 1840.8 | -8.089
|  | 1841.2 | -7.907
|  | 1841.6 | -7.728
|  | 1842 | -7.491
|  | 1842.4 | -7.171
|  | 1842.8 | -6.822
|  | 1843.2 | -6.575
|  | 1843.6 | -6.35
|  | 1844 | -6.128
|  | 1844.4 | -5.937
|  | 1844.8 | -5.778
|  | 1845.2 | -5.617
|  | 1845.6 | -5.551
|  | 1846 | -5.595
|  | 1846.4 | -5.468
|  | 1846.8 | -5.443
|  | 1847.2 | -5.315
|  | 1847.6 | -5.103
|  | 1848 | -4.725
|  | 1848.4 | -4.505
|  | 1848.8 | -4.182
|  | 1849.2 | -3.958
|  | 1849.6 | -3.768
|  | 1850 | -3.603
|  | 1850.4 | -3.418
|  | 1850.8 | -3.266
|  | 1851.2 | -3.118
|  | 1851.6 | -3.027
|  | 1852 | -2.919
|  | 1852.4 | -2.834
|  | 1852.8 | -2.949
|  | 1853.2 | -2.833
|  | 1853.6 | -2.628
|  | 1854 | -2.431
|  | 1854.4 | -2.31
|  | 1854.8 | -1.995
|  | 1855.2 | -1.884
|  | 1855.6 | -1.928
|  | 1856 | -1.849
|  | 1856.4 | -1.745
|  | 1856.8 | -1.606
|  | 1857.2 | -1.46
|  | 1857.6 | -1.216
|  | 1858 | -1.079
|  | 1858.4 | -1.111
|  | 1858.8 | -1.142
|  | 1859.2 | -1.114
|  | 1859.6 | -1.071
|  | 1860 | -0.977
|  | 1860.4 | -0.784
|  | 1860.8 | -0.561
|  | 1861.2 | -0.43
|  | 1861.6 | -0.288
|  | 1862 | -0.237
|  | 1862.4 | -0.168
|  | 1862.8 | -0.14
|  | 1863.2 | -0.149
|  | 1863.6 | -0.126
|  | 1864 | -0.068
|  | 1864.4 | -0.008
|  | 1864.8 | 0.055
|  | 1865.2 | 0.149
|  | 1865.6 | 0.227
|  | 1866 | 0.254
|  | 1866.4 | 0.149
|  | 1866.8 | 0.011
|  | 1867.2 | -0.029
|  | 1867.6 | -0.019
|  | 1868 | 0.004
|  | 1868.4 | 0.059
|  | 1868.8 | 0.232
|  | 1869.2 | 0.315
|  | 1869.6 | 0.113
|  | 1870 | -0.045
|  | 1870.4 | -0.005
|  | 1870.8 | -0.005
|  | 1871.2 | 0.02
|  | 1871.6 | 0.099
|  | 1872 | 0.057
|  | 1872.4 | 0.039
|  | 1872.8 | -0.034
|  | 1873.2 | -0.054
|  | 1873.6 | -0.019
|  | 1874 | 0.171
|  | 1874.4 | 0.175
|  | 1874.8 | 0.237
|  | 1875.2 | 0.209
|  | 1875.6 | 0.102
|  | 1876 | -0.033
|  | 1876.4 | -0.023
|  | 1876.8 | -0.067
|  | 1877.2 | -0.105
|  | 1877.6 | -0.097
|  | 1878 | 0.009
|  | 1878.4 | -0.025
|  | 1878.8 | -0.08
|  | 1879.2 | -0.151
|  | 1879.6 | -0.236
|  | 1880 | -0.318
|  | 1880.4 | -0.406
|  | 1880.8 | -0.486
|  | 1881.2 | -0.539
|  | 1881.6 | -0.595
|  | 1882 | -0.649
|  | 1882.4 | -0.715
|  | 1882.8 | -0.899
|  | 1883.2 | -1.046
|  | 1883.6 | -1.134
|  | 1884 | -1.216
|  | 1884.4 | -1.32
|  | 1884.8 | -1.317
|  | 1885.2 | -1.339
|  | 1885.6 | -1.483
|  | 1886 | -1.6
|  | 1886.4 | -1.689
|  | 1886.8 | -1.8
|  | 1887.2 | -1.924
|  | 1887.6 | -1.999
|  | 1888 | -2.109
|  | 1888.4 | -2.249
|  | 1888.8 | -2.479
|  | 1889.2 | -2.697
|  | 1889.6 | -2.844
|  | 1890 | -2.986
|  | 1890.4 | -3.115
|  | 1890.8 | -3.215
|  | 1891.2 | -3.273
|  | 1891.6 | -3.409
|  | 1892 | -3.554
|  | 1892.4 | -3.73
|  | 1892.8 | -3.848
|  | 1893.2 | -3.938
|  | 1893.6 | -4.079
|  | 1894 | -4.22
|  | 1894.4 | -4.338
|  | 1894.8 | -4.45
|  | 1895.2 | -4.605
|  | 1895.6 | -4.755
|  | 1896 | -4.919
|  | 1896.4 | -5.135
|  | 1896.8 | -5.334
|  | 1897.2 | -5.498
|  | 1897.6 | -5.703
|  | 1898 | -5.902
|  | 1898.4 | -6.21
|  | 1898.8 | -6.382
|  | 1899.2 | -6.645
|  | 1899.6 | -6.838
|  | 1900 | -6.989
|  | 1900.4 | -6.954
|  | 1900.8 | -7.072
|  | 1901.2 | -7.176
|  | 1901.6 | -7.415
|  | 1902 | -7.68
|  | 1902.4 | -7.874
|  | 1902.8 | -8.068
|  | 1903.2 | -8.265
|  | 1903.6 | -8.35
|  | 1904 | -8.547
|  | 1904.4 | -8.845
|  | 1904.8 | -9.079
|  | 1905.2 | -9.317
|  | 1905.6 | -9.648
|  | 1906 | -9.735
|  | 1906.4 | -9.784
|  | 1906.8 | -9.946
|  | 1907.2 | -10.106
|  | 1907.6 | -10.165
|  | 1908 | -10.312
|  | 1908.4 | -10.508
|  | 1908.8 | -10.71
|  | 1909.2 | -10.939
|  | 1909.6 | -11.141
|  | 1910 | -11.356
|  | 1910.4 | -11.629
|  | 1910.8 | -11.851
|  | 1911.2 | -12.028
|  | 1911.6 | -12.212
|  | 1912 | -12.437
|  | 1912.4 | -12.701
|  | 1912.8 | -12.943
|  | 1913.2 | -13.177
|  | 1913.6 | -13.409
|  | 1914 | -13.575
|  | 1914.4 | -13.611
|  | 1914.8 | -13.79
|  | 1915.2 | -14.009
|  | 1915.6 | -14.214
|  | 1916 | -14.43
|  | 1916.4 | -14.647
|  | 1916.8 | -14.823
|  | 1917.2 | -14.998
|  | 1917.6 | -15.19
|  | 1918 | -15.403
|  | 1918.4 | -15.696
|  | 1918.8 | -15.983
|  | 1919.2 | -16.302
|  | 1919.6 | -16.703
|  | 1920 | -16.974
|  | 1920.4 | -17.118
|  | 1920.8 | -17.252
|  | 1921.2 | -17.377
|  | 1921.6 | -17.389
|  | 1922 | -17.555
|  | 1922.4 | -17.772
|  | 1922.8 | -18.049
|  | 1923.2 | -18.307
|  | 1923.6 | -18.53
|  | 1924 | -18.745
|  | 1924.4 | -18.949
|  | 1924.8 | -19.084
|  | 1925.2 | -19.242
|  | 1925.6 | -19.467
|  | 1926 | -19.711
|  | 1926.4 | -19.926
|  | 1926.8 | -20.134
|  | 1927.2 | -20.4
|  | 1927.6 | -20.646
|  | 1928 | -20.824
|  | 1928.4 | -21.033
|  | 1928.8 | -21.254
|  | 1929.2 | -21.404
|  | 1929.6 | -21.55
|  | 1930 | -21.763
|  | 1930.4 | -21.979
|  | 1930.8 | -22.175
|  | 1931.2 | -22.359
|  | 1931.6 | -22.556
|  | 1932 | -22.742
|  | 1932.4 | -22.941
|  | 1932.8 | -23.166
|  | 1933.2 | -23.372
|  | 1933.6 | -23.561
|  | 1934 | -23.758
|  | 1934.4 | -23.95
|  | 1934.8 | -24.101
|  | 1935.2 | -24.326
|  | 1935.6 | -24.534
|  | 1936 | -24.727
|  | 1936.4 | -24.917
|  | 1936.8 | -25.118
|  | 1937.2 | -25.253
|  | 1937.6 | -25.438
|  | 1938 | -25.648
|  | 1938.4 | -25.852
|  | 1938.8 | -26.023
|  | 1939.2 | -26.208
|  | 1939.6 | -26.381
|  | 1940 | -26.542
|  | 1940.4 | -26.701
|  | 1940.8 | -26.88
|  | 1941.2 | -27.062
|  | 1941.6 | -27.238
|  | 1942 | -27.414
|  | 1942.4 | -27.589
|  | 1942.8 | -27.769
|  | 1943.2 | -27.955
|  | 1943.6 | -28.157
|  | 1944 | -28.334
|  | 1944.4 | -28.503
|  | 1944.8 | -28.677
|  | 1945.2 | -28.839
|  | 1945.6 | -28.974
|  | 1946 | -29.142
|  | 1946.4 | -29.313
|  | 1946.8 | -29.487
|  | 1947.2 | -29.654
|  | 1947.6 | -29.823
|  | 1948 | -29.985
|  | 1948.4 | -30.151
|  | 1948.8 | -30.307
|  | 1949.2 | -30.465
|  | 1949.6 | -30.629
|  | 1950 | -30.789
|  | 1950.4 | -30.946
|  | 1950.8 | -31.103
|  | 1951.2 | -31.258
|  | 1951.6 | -31.415
|  | 1952 | -31.578
|  | 1952.4 | -31.735
|  | 1952.8 | -31.889
|  | 1953.2 | -32.04
|  | 1953.6 | -32.194
|  | 1954 | -32.326
|  | 1954.4 | -32.472
|  | 1954.8 | -32.615
|  | 1955.2 | -32.76
|  | 1955.6 | -32.903
|  | 1956 | -33.043
|  | 1956.4 | -33.179
|  | 1956.8 | -33.322
|  | 1957.2 | -33.457
|  | 1957.6 | -33.593
|  | 1958 | -33.728
|  | 1958.4 | -33.862
|  | 1958.8 | -33.998
|  | 1959.2 | -34.135
|  | 1959.6 | -34.266
|  | 1960 | -34.395
|  | 1960.4 | -34.526
|  | 1960.8 | -34.663
|  | 1961.2 | -34.797
|  | 1961.6 | -34.933
|  | 1962 | -35.067
|  | 1962.4 | -35.195
|  | 1962.8 | -35.323
|  | 1963.2 | -35.448
|  | 1963.6 | -35.568
|  | 1964 | -35.697
|  | 1964.4 | -35.818
|  | 1964.8 | -35.94
|  | 1965.2 | -36.054
|  | 1965.6 | -36.176
|  | 1966 | -36.284
|  | 1966.4 | -36.41
|  | 1966.8 | -36.515
|  | 1967.2 | -36.619
|  | 1967.6 | -36.734
|  | 1968 | -36.842
|  | 1968.4 | -36.952
|  | 1968.8 | -37.073
|  | 1969.2 | -37.173
|  | 1969.6 | -37.278
|  | 1970 | -37.402
|  | 1970.4 | -37.508
|  | 1970.8 | -37.632
|  | 1971.2 | -37.725
|  | 1971.6 | -37.828
|  | 1972 | -37.928
|  | 1972.4 | -38.029
|  | 1972.8 | -38.141
|  | 1973.2 | -38.247
|  | 1973.6 | -38.352
|  | 1974 | -38.457
|  | 1974.4 | -38.545
|  | 1974.8 | -38.63
|  | 1975.2 | -38.744
|  | 1975.6 | -38.837
|  | 1976 | -38.951
|  | 1976.4 | -39.058
|  | 1976.8 | -39.14
|  | 1977.2 | -39.243
|  | 1977.6 | -39.35
|  | 1978 | -39.436
|  | 1978.4 | -39.536
|  | 1978.8 | -39.628
|  | 1979.2 | -39.708
|  | 1979.6 | -39.792
|  | 1980 | -39.883
|  | 1980.4 | -39.966
|  | 1980.8 | -40.07
|  | 1981.2 | -40.146
|  | 1981.6 | -40.23
|  | 1982 | -40.306
|  | 1982.4 | -40.392
|  | 1982.8 | -40.491
|  | 1983.2 | -40.577
|  | 1983.6 | -40.659
|  | 1984 | -40.741
|  | 1984.4 | -40.844
|  | 1984.8 | -40.919
|  | 1985.2 | -40.997
|  | 1985.6 | -41.083
|  | 1986 | -41.178
|  | 1986.4 | -41.223
|  | 1986.8 | -41.311
|  | 1987.2 | -41.419
|  | 1987.6 | -41.482
|  | 1988 | -41.522
|  | 1988.4 | -41.605
|  | 1988.8 | -41.688
|  | 1989.2 | -41.741
|  | 1989.6 | -41.84
|  | 1990 | -41.89
|  | 1990.4 | -41.974
|  | 1990.8 | -42.013
|  | 1991.2 | -42.126
|  | 1991.6 | -42.18
|  | 1992 | -42.279
|  | 1992.4 | -42.325
|  | 1992.8 | -42.358
|  | 1993.2 | -42.449
|  | 1993.6 | -42.574
|  | 1994 | -42.622
|  | 1994.4 | -42.695
|  | 1994.8 | -42.748
|  | 1995.2 | -42.784
|  | 1995.6 | -42.844
|  | 1996 | -42.957
|  | 1996.4 | -43
|  | 1996.8 | -43.04
|  | 1997.2 | -43.132
|  | 1997.6 | -43.146
|  | 1998 | -43.202
|  | 1998.4 | -43.242
|  | 1998.8 | -43.283
|  | 1999.2 | -43.334
|  | 1999.6 | -43.346
|  | 2000 | -43.387
|  | 2000.4 | -43.382
|  | 2000.8 | -43.441
|  | 2001.2 | -43.557
|  | 2001.6 | -43.609
|  | 2002 | -43.687
|  | 2002.4 | -43.791
|  | 2002.8 | -43.752
|  | 2003.2 | -43.755
|  | 2003.6 | -43.8
|  | 2004 | -43.89
|  | 2004.4 | -43.926
|  | 2004.8 | -44.097
|  | 2005.2 | -44.204
|  | 2005.6 | -44.295
|  | 2006 | -44.356
|  | 2006.4 | -44.305
|  | 2006.8 | -44.374
|  | 2007.2 | -44.36
|  | 2007.6 | -44.366
|  | 2008 | -44.429
|  | 2008.4 | -44.48
|  | 2008.8 | -44.57
|  | 2009.2 | -44.662
|  | 2009.6 | -44.715
|  | 2010 | -44.773
|  | 2010.4 | -44.877
|  | 2010.8 | -44.883
|  | 2011.2 | -44.819
|  | 2011.6 | -44.822
|  | 2012 | -44.833
|  | 2012.4 | -44.788
|  | 2012.8 | -44.778
|  | 2013.2 | -44.822
|  | 2013.6 | -44.92
|  | 2014 | -44.93
|  | 2014.4 | -44.976
|  | 2014.8 | -45.056
|  | 2015.2 | -45.185
|  | 2015.6 | -45.303
|  | 2016 | -45.359
|  | 2016.4 | -45.476
|  | 2016.8 | -45.583
|  | 2017.2 | -45.731
|  | 2017.6 | -45.771
|  | 2018 | -45.852
|  | 2018.4 | -45.947
|  | 2018.8 | -46.056
|  | 2019.2 | -46.134
|  | 2019.6 | -46.302
|  | 2020 | -46.391
|  | 2020.4 | -46.425
|  | 2020.8 | -46.56
|  | 2021.2 | -46.66
|  | 2021.6 | -46.67
|  | 2022 | -46.859
|  | 2022.4 | -46.816
|  | 2022.8 | -47.039
|  | 2023.2 | -47.028
|  | 2023.6 | -47.022
|  | 2024 | -47.244
|  | 2024.4 | -47.218
|  | 2024.8 | -47.151
|  | 2025.2 | -47.337
|  | 2025.6 | -47.423
|  | 2026 | -47.461
|  | 2026.4 | -47.541
|  | 2026.8 | -47.56
|  | 2027.2 | -47.69
|  | 2027.6 | -47.647
|  | 2028 | -47.773
|  | 2028.4 | -47.757
|  | 2028.8 | -47.786
|  | 2029.2 | -47.835
|  | 2029.6 | -47.833
|  | 2030 | -47.938
|  | 2030.4 | -47.985
|  | 2030.8 | -48.008
|  | 2031.2 | -47.952
|  | 2031.6 | -47.949
|  | 2032 | -48.021
|  | 2032.4 | -48.078
|  | 2032.8 | -48.257
|  | 2033.2 | -48.167
|  | 2033.6 | -48.179
|  | 2034 | -48.315
|  | 2034.4 | -48.22
|  | 2034.8 | -48.246
|  | 2035.2 | -48.248
|  | 2035.6 | -48.347
|  | 2036 | -48.44
|  | 2036.4 | -48.48
|  | 2036.8 | -48.424
|  | 2037.2 | -48.454
|  | 2037.6 | -48.54
|  | 2038 | -48.583
|  | 2038.4 | -48.631
|  | 2038.8 | -48.646
|  | 2039.2 | -48.751
|  | 2039.6 | -48.857
|  | 2040 | -48.772
|  | 2040.4 | -48.822
|  | 2040.8 | -48.803
|  | 2041.2 | -48.804
|  | 2041.6 | -48.872
|  | 2042 | -48.846
|  | 2042.4 | -48.945
|  | 2042.8 | -48.928
|  | 2043.2 | -49.112
|  | 2043.6 | -49.014
|  | 2044 | -49.075
|  | 2044.4 | -49.152
|  | 2044.8 | -49.136
|  | 2045.2 | -49.137
|  | 2045.6 | -49.242
|  | 2046 | -49.383
|  | 2046.4 | -49.256
|  | 2046.8 | -49.281
|  | 2047.2 | -49.352
|  | 2047.6 | -49.324
|  | 2048 | -49.592
|  | 2048.4 | -49.385
|  | 2048.8 | -49.515
|  | 2049.2 | -49.421
|  | 2049.6 | -49.714
|  | 2050 | -49.649
|  | 2050.4 | -49.559
|  | 2050.8 | -49.608
|  | 2051.2 | -49.675
|  | 2051.6 | -49.645
|  | 2052 | -49.834
|  | 2052.4 | -49.651
|  | 2052.8 | -49.825
|  | 2053.2 | -49.99
|  | 2053.6 | -49.817
|  | 2054 | -49.94
|  | 2054.4 | -49.974
|  | 2054.8 | -50.183
|  | 2055.2 | -49.907
|  | 2055.6 | -49.904
|  | 2056 | -50.028
|  | 2056.4 | -50.115
|  | 2056.8 | -50.264
|  | 2057.2 | -50.223
|  | 2057.6 | -50.215
|  | 2058 | -50.327
|  | 2058.4 | -50.154
|  | 2058.8 | -50.481
|  | 2059.2 | -50.422
|  | 2059.6 | -49.984
|  | 2060 | -50.261
|  | 2060.4 | -50.253
|  | 2060.8 | -50.175
|  | 2061.2 | -50.257
|  | 2061.6 | -50.338
|  | 2062 | -50.302
|  | 2062.4 | -50.44
|  | 2062.8 | -50.493
|  | 2063.2 | -50.418
|  | 2063.6 | -50.569
|  | 2064 | -50.554
|  | 2064.4 | -50.601
|  | 2064.8 | -50.6
|  | 2065.2 | -50.688
|  | 2065.6 | -50.583
|  | 2066 | -50.674
|  | 2066.4 | -50.829
|  | 2066.8 | -50.506
|  | 2067.2 | -50.537
|  | 2067.6 | -50.695
|  | 2068 | -50.667
|  | 2068.4 | -50.801
|  | 2068.8 | -50.769
|  | 2069.2 | -50.792
|  | 2069.6 | -50.737
|  | 2070 | -50.731
|  | 2070.4 | -50.982
|  | 2070.8 | -50.882
|  | 2071.2 | -50.976
|  | 2071.6 | -50.766
|  | 2072 | -50.911
|  | 2072.4 | -50.831
|  | 2072.8 | -50.869
|  | 2073.2 | -51.045
|  | 2073.6 | -50.994
|  | 2074 | -51.047
|  | 2074.4 | -51.018
|  | 2074.8 | -51.086
|  | 2075.2 | -51.205
|  | 2075.6 | -51.205
|  | 2076 | -51.168
|  | 2076.4 | -51.136
|  | 2076.8 | -51.177
|  | 2077.2 | -51.018
|  | 2077.6 | -51.227
|  | 2078 | -51.164
|  | 2078.4 | -51.195
|  | 2078.8 | -51.313
|  | 2079.2 | -51.343
|  | 2079.6 | -51.354
|  | 2080 | -51.448
|  | 2080.4 | -51.163
|  | 2080.8 | -51.617
|  | 2081.2 | -51.468
|  | 2081.6 | -51.357
|  | 2082 | -51.492
|  | 2082.4 | -51.473
|  | 2082.8 | -51.594
|  | 2083.2 | -51.498
|  | 2083.6 | -51.225
|  | 2084 | -51.498
|  | 2084.4 | -51.444
|  | 2084.8 | -51.604
|  | 2085.2 | -51.448
|  | 2085.6 | -51.624
|  | 2086 | -51.391
|  | 2086.4 | -51.648
|  | 2086.8 | -51.685
|  | 2087.2 | -51.811
|  | 2087.6 | -51.485
|  | 2088 | -51.706
|  | 2088.4 | -51.439
|  | 2088.8 | -51.7
|  | 2089.2 | -51.534
|  | 2089.6 | -51.988
|  | 2090 | -51.484
|  | 2090.4 | -51.571
|  | 2090.8 | -51.762
|  | 2091.2 | -51.559
|  | 2091.6 | -51.506
|  | 2092 | -51.758
|  | 2092.4 | -51.663
|  | 2092.8 | -51.891
|  | 2093.2 | -51.853
|  | 2093.6 | -51.808
|  | 2094 | -51.823
|  | 2094.4 | -51.786
|  | 2094.8 | -51.715
|  | 2095.2 | -51.798
|  | 2095.6 | -51.869
|  | 2096 | -51.877
|  | 2096.4 | -51.886
|  | 2096.8 | -51.967
|  | 2097.2 | -51.838
|  | 2097.6 | -51.906
|  | 2098 | -51.789
|  | 2098.4 | -51.769
|  | 2098.8 | -51.699
|  | 2099.2 | -51.509
|  | 2099.6 | -52.046
|  | 2100 | -52.033

## Stability
Typical Stability of the ASE Output Power
Peak-to-Peak Stability: 1.2%
|  | Hours | Output Power (mW)
|  | 0.0083333 | 63.948
|  | 0.016667 | 63.986
|  | 0.025 | 63.963
|  | 0.033333 | 63.983
Product Raw Data |  | 0.041667 | 64.011
Tm-Doped Fiber ASE Source, 50 mW, 1820 - 1920 nm |  | 0.05 | 64.037
|  | 0.058333 | 64.048
Item # | ASE1900 | 0.066667 | 64.074
DISCLAIMER: The data presented here are typical. Slight variations in performance data will occur from lot to lot. Please contact Technical Support with any questions regarding the use or reliability of this data. |  | 0.075 | 64.086
|  | 0.083333 | 64.044
|  | 0.091667 | 64.057
|  | 0.1 | 64.093
|  | 0.10833 | 64.095
|  | 0.11667 | 64.105
This data may be used in publications. However, please cite Thorlabs as the source. |  | 0.125 | 64.092
|  | 0.13333 | 64.06
|  | 0.14167 | 64.053
Additional Information: |  | 0.15 | 64.125
|  | 0.15833 | 64.064
|  | 0.16667 | 64.137
|  | 0.175 | 64.122
|  | 0.18333 | 64.056
|  | 0.19167 | 64.118
|  | 0.2 | 64.157
|  | 0.20833 | 64.099
|  | 0.21667 | 64.053
|  | 0.225 | 64.111
|  | 0.23333 | 64.084
|  | 0.24167 | 64.132
|  | 0.25 | 64.108
|  | 0.25833 | 64.135
|  | 0.26667 | 64.125
|  | 0.275 | 64.089
|  | 0.28333 | 64.057
|  | 0.29167 | 64.147
|  | 0.3 | 64.123
|  | 0.30833 | 64.13
|  | 0.31667 | 64.142
|  | 0.325 | 64.121
|  | 0.33333 | 64.11
|  | 0.34167 | 64.089
|  | 0.35 | 64.099
|  | 0.35833 | 64.094
|  | 0.36667 | 64.078
|  | 0.375 | 64.119
|  | 0.38333 | 64.098
|  | 0.39167 | 64.111
|  | 0.4 | 64.105
|  | 0.40833 | 64.128
|  | 0.41667 | 64.147
|  | 0.425 | 64.158
|  | 0.43333 | 64.151
|  | 0.44167 | 64.128
|  | 0.45 | 64.103
|  | 0.45833 | 64.118
|  | 0.46667 | 64.091
|  | 0.475 | 64.125
|  | 0.48333 | 64.095
|  | 0.49167 | 64.167
|  | 0.5 | 64.111
|  | 0.50833 | 64.091
|  | 0.51667 | 64.195
|  | 0.525 | 64.196
|  | 0.53333 | 64.138
|  | 0.54167 | 64.187
|  | 0.55 | 64.146
|  | 0.55833 | 64.159
|  | 0.56667 | 64.158
|  | 0.575 | 64.174
|  | 0.58333 | 64.164
|  | 0.59167 | 64.183
|  | 0.6 | 64.144
|  | 0.60833 | 64.18
|  | 0.61667 | 64.16
|  | 0.625 | 64.169
|  | 0.63333 | 64.171
|  | 0.64167 | 64.205
|  | 0.65 | 64.171
|  | 0.65833 | 64.196
|  | 0.66667 | 64.162
|  | 0.675 | 64.096
|  | 0.68333 | 64.165
|  | 0.69167 | 64.168
|  | 0.7 | 64.133
|  | 0.70833 | 64.162
|  | 0.71667 | 64.191
|  | 0.725 | 64.185
|  | 0.73333 | 64.179
|  | 0.74167 | 64.147
|  | 0.75 | 64.157
|  | 0.75833 | 64.145
|  | 0.76667 | 64.123
|  | 0.775 | 64.133
|  | 0.78333 | 64.189
|  | 0.79167 | 64.21
|  | 0.8 | 64.136
|  | 0.80833 | 64.169
|  | 0.81667 | 64.147
|  | 0.825 | 64.123
|  | 0.83333 | 64.201
|  | 0.84167 | 64.16
|  | 0.85 | 64.123
|  | 0.85833 | 64.082
|  | 0.86667 | 64.116
|  | 0.875 | 64.135
|  | 0.88333 | 64.181
|  | 0.89167 | 64.137
|  | 0.9 | 64.152
|  | 0.90833 | 64.142
|  | 0.91667 | 64.166
|  | 0.925 | 64.128
|  | 0.93333 | 64.176
|  | 0.94167 | 64.15
|  | 0.95 | 64.177
|  | 0.95833 | 64.137
|  | 0.96667 | 64.128
|  | 0.975 | 64.169
|  | 0.98333 | 64.151
|  | 0.99167 | 64.17
|  | 1 | 64.213
|  | 1.0083 | 64.225
|  | 1.0167 | 64.201
|  | 1.025 | 64.156
|  | 1.0333 | 64.219
|  | 1.0417 | 64.165
|  | 1.05 | 64.212
|  | 1.0583 | 64.111
|  | 1.0667 | 64.2
|  | 1.075 | 64.17
|  | 1.0833 | 64.191
|  | 1.0917 | 64.201
|  | 1.1 | 64.176
|  | 1.1083 | 64.166
|  | 1.1167 | 64.207
|  | 1.125 | 64.172
|  | 1.1333 | 64.147
|  | 1.1417 | 64.205
|  | 1.15 | 64.169
|  | 1.1583 | 64.152
|  | 1.1667 | 64.198
|  | 1.175 | 64.153
|  | 1.1833 | 64.176
|  | 1.1917 | 64.127
|  | 1.2 | 64.146
|  | 1.2083 | 64.176
|  | 1.2167 | 64.165
|  | 1.225 | 64.192
|  | 1.2333 | 64.163
|  | 1.2417 | 64.176
|  | 1.25 | 64.144
|  | 1.2583 | 64.158
|  | 1.2667 | 64.177
|  | 1.275 | 64.176
|  | 1.2833 | 64.175
|  | 1.2917 | 64.146
|  | 1.3 | 64.169
|  | 1.3083 | 64.134
|  | 1.3167 | 64.133
|  | 1.325 | 64.147
|  | 1.3333 | 64.162
|  | 1.3417 | 64.129
|  | 1.35 | 64.176
|  | 1.3583 | 64.163
|  | 1.3667 | 64.158
|  | 1.375 | 64.197
|  | 1.3833 | 64.217
|  | 1.3917 | 64.233
|  | 1.4 | 64.158
|  | 1.4083 | 64.189
|  | 1.4167 | 64.236
|  | 1.425 | 64.262
|  | 1.4333 | 64.221
|  | 1.4417 | 64.251
|  | 1.45 | 64.228
|  | 1.4583 | 64.222
|  | 1.4667 | 64.248
|  | 1.475 | 64.26
|  | 1.4833 | 64.24
|  | 1.4917 | 64.232
|  | 1.5 | 64.246
|  | 1.5083 | 64.216
|  | 1.5167 | 64.216
|  | 1.525 | 64.198
|  | 1.5333 | 64.236
|  | 1.5417 | 64.224
|  | 1.55 | 64.204
|  | 1.5583 | 64.227
|  | 1.5667 | 64.244
|  | 1.575 | 64.22
|  | 1.5833 | 64.184
|  | 1.5917 | 64.242
|  | 1.6 | 64.239
|  | 1.6083 | 64.258
|  | 1.6167 | 64.208
|  | 1.625 | 64.221
|  | 1.6333 | 64.214
|  | 1.6417 | 64.194
|  | 1.65 | 64.207
|  | 1.6583 | 64.202
|  | 1.6667 | 64.213
|  | 1.675 | 64.177
|  | 1.6833 | 64.176
|  | 1.6917 | 64.182
|  | 1.7 | 64.184
|  | 1.7083 | 64.205
|  | 1.7167 | 64.162
|  | 1.725 | 64.194
|  | 1.7333 | 64.23
|  | 1.7417 | 64.176
|  | 1.75 | 64.197
|  | 1.7583 | 64.172
|  | 1.7667 | 64.201
|  | 1.775 | 64.137
|  | 1.7833 | 64.182
|  | 1.7917 | 64.214
|  | 1.8 | 64.197
|  | 1.8083 | 64.129
|  | 1.8167 | 64.237
|  | 1.825 | 64.168
|  | 1.8333 | 64.14
|  | 1.8417 | 64.185
|  | 1.85 | 64.24
|  | 1.8583 | 64.166
|  | 1.8667 | 64.192
|  | 1.875 | 64.251
|  | 1.8833 | 64.167
|  | 1.8917 | 64.213
|  | 1.9 | 64.197
|  | 1.9083 | 64.193
|  | 1.9167 | 64.219
|  | 1.925 | 64.162
|  | 1.9333 | 64.205
|  | 1.9417 | 64.213
|  | 1.95 | 64.233
|  | 1.9583 | 64.277
|  | 1.9667 | 64.227
|  | 1.975 | 64.208
|  | 1.9833 | 64.232
|  | 1.9917 | 64.209
|  | 2 | 64.225
|  | 2.0083 | 64.151
|  | 2.0167 | 64.186
|  | 2.025 | 64.218
|  | 2.0333 | 64.222
|  | 2.0417 | 64.244
|  | 2.05 | 64.21
|  | 2.0583 | 64.244
|  | 2.0667 | 64.171
|  | 2.075 | 64.225
|  | 2.0833 | 64.222
|  | 2.0917 | 64.199
|  | 2.1 | 64.217
|  | 2.1083 | 64.214
|  | 2.1167 | 64.194
|  | 2.125 | 64.196
|  | 2.1333 | 64.144
|  | 2.1417 | 64.19
|  | 2.15 | 64.189
|  | 2.1583 | 64.18
|  | 2.1667 | 64.247
|  | 2.175 | 64.21
|  | 2.1833 | 64.185
|  | 2.1917 | 64.189
|  | 2.2 | 64.173
|  | 2.2083 | 64.158
|  | 2.2167 | 64.207
|  | 2.225 | 64.165
|  | 2.2333 | 64.132
|  | 2.2417 | 64.163
|  | 2.25 | 64.144
|  | 2.2583 | 64.149
|  | 2.2667 | 64.217
|  | 2.275 | 64.143
|  | 2.2833 | 64.175
|  | 2.2917 | 64.188
|  | 2.3 | 64.131
|  | 2.3083 | 64.178
|  | 2.3167 | 64.192
|  | 2.325 | 64.122
|  | 2.3333 | 64.154
|  | 2.3417 | 64.174
|  | 2.35 | 64.166
|  | 2.3583 | 64.163
|  | 2.3667 | 64.147
|  | 2.375 | 64.175
|  | 2.3833 | 64.162
|  | 2.3917 | 64.18
|  | 2.4 | 64.158
|  | 2.4083 | 64.175
|  | 2.4167 | 64.204
|  | 2.425 | 64.235
|  | 2.4333 | 64.222
|  | 2.4417 | 64.169
|  | 2.45 | 64.191
|  | 2.4583 | 64.189
|  | 2.4667 | 64.219
|  | 2.475 | 64.224
|  | 2.4833 | 64.206
|  | 2.4917 | 64.197
|  | 2.5 | 64.229
|  | 2.5083 | 64.233
|  | 2.5167 | 64.251
|  | 2.525 | 64.211
|  | 2.5333 | 64.224
|  | 2.5417 | 64.193
|  | 2.55 | 64.202
|  | 2.5583 | 64.226
|  | 2.5667 | 64.238
|  | 2.575 | 64.233
|  | 2.5833 | 64.212
|  | 2.5917 | 64.205
|  | 2.6 | 64.23
|  | 2.6083 | 64.177
|  | 2.6167 | 64.228
|  | 2.625 | 64.201
|  | 2.6333 | 64.218
|  | 2.6417 | 64.221
|  | 2.65 | 64.218
|  | 2.6583 | 64.194
|  | 2.6667 | 64.238
|  | 2.675 | 64.217
|  | 2.6833 | 64.21
|  | 2.6917 | 64.232
|  | 2.7 | 64.167
|  | 2.7083 | 64.213
|  | 2.7167 | 64.241
|  | 2.725 | 64.191
|  | 2.7333 | 64.177
|  | 2.7417 | 64.205
|  | 2.75 | 64.206
|  | 2.7583 | 64.204
|  | 2.7667 | 64.188
|  | 2.775 | 64.164
|  | 2.7833 | 64.172
|  | 2.7917 | 64.224
|  | 2.8 | 64.196
|  | 2.8083 | 64.231
|  | 2.8167 | 64.237
|  | 2.825 | 64.193
|  | 2.8333 | 64.153
|  | 2.8417 | 64.25
|  | 2.85 | 64.237
|  | 2.8583 | 64.212
|  | 2.8667 | 64.225
|  | 2.875 | 64.244
|  | 2.8833 | 64.185
|  | 2.8917 | 64.206
|  | 2.9 | 64.206
|  | 2.9083 | 64.243
|  | 2.9167 | 64.24
|  | 2.925 | 64.235
|  | 2.9333 | 64.246
|  | 2.9417 | 64.18
|  | 2.95 | 64.178
|  | 2.9583 | 64.195
|  | 2.9667 | 64.201
|  | 2.975 | 64.208
|  | 2.9833 | 64.199
|  | 2.9917 | 64.194
|  | 3 | 64.218
|  | 3.0083 | 64.191
|  | 3.0167 | 64.241
|  | 3.025 | 64.213
|  | 3.0333 | 64.236
|  | 3.0417 | 64.232
|  | 3.05 | 64.189
|  | 3.0583 | 64.189
|  | 3.0667 | 64.201
|  | 3.075 | 64.182
|  | 3.0833 | 64.177
|  | 3.0917 | 64.203
|  | 3.1 | 64.223
|  | 3.1083 | 64.234
|  | 3.1167 | 64.215
|  | 3.125 | 64.248
|  | 3.1333 | 64.216
|  | 3.1417 | 64.234
|  | 3.15 | 64.225
|  | 3.1583 | 64.241
|  | 3.1667 | 64.233
|  | 3.175 | 64.201
|  | 3.1833 | 64.227
|  | 3.1917 | 64.22
|  | 3.2 | 64.182
|  | 3.2083 | 64.174
|  | 3.2167 | 64.2
|  | 3.225 | 64.259
|  | 3.2333 | 64.266
|  | 3.2417 | 64.247
|  | 3.25 | 64.222
|  | 3.2583 | 64.235
|  | 3.2667 | 64.246
|  | 3.275 | 64.247
|  | 3.2833 | 64.185
|  | 3.2917 | 64.197
|  | 3.3 | 64.227
|  | 3.3083 | 64.231
|  | 3.3167 | 64.27
|  | 3.325 | 64.233
|  | 3.3333 | 64.232
|  | 3.3417 | 64.206
|  | 3.35 | 64.219
|  | 3.3583 | 64.187
|  | 3.3667 | 64.217
|  | 3.375 | 64.22
|  | 3.3833 | 64.166
|  | 3.3917 | 64.215
|  | 3.4 | 64.199
|  | 3.4083 | 64.191
|  | 3.4167 | 64.176
|  | 3.425 | 64.204
|  | 3.4333 | 64.185
|  | 3.4417 | 64.146
|  | 3.45 | 64.203
|  | 3.4583 | 64.175
|  | 3.4667 | 64.227
|  | 3.475 | 64.235
|  | 3.4833 | 64.195
|  | 3.4917 | 64.201
|  | 3.5 | 64.186
|  | 3.5083 | 64.165
|  | 3.5167 | 64.192
|  | 3.525 | 64.207
|  | 3.5333 | 64.189
|  | 3.5417 | 64.19
|  | 3.55 | 64.17
|  | 3.5583 | 64.083
|  | 3.5667 | 64.197
|  | 3.575 | 64.223
|  | 3.5833 | 64.147
|  | 3.5917 | 64.141
|  | 3.6 | 64.169
|  | 3.6083 | 64.198
|  | 3.6167 | 64.163
|  | 3.625 | 64.153
|  | 3.6333 | 64.17
|  | 3.6417 | 64.203
|  | 3.65 | 64.194
|  | 3.6583 | 64.156
|  | 3.6667 | 64.184
|  | 3.675 | 64.176
|  | 3.6833 | 64.181
|  | 3.6917 | 64.161
|  | 3.7 | 64.187
|  | 3.7083 | 64.187
|  | 3.7167 | 64.169
|  | 3.725 | 64.162
|  | 3.7333 | 64.18
|  | 3.7417 | 64.142
|  | 3.75 | 64.182
|  | 3.7583 | 64.141
|  | 3.7667 | 64.179
|  | 3.775 | 64.172
|  | 3.7833 | 64.137
|  | 3.7917 | 64.193
|  | 3.8 | 64.16
|  | 3.8083 | 64.237
|  | 3.8167 | 64.232
|  | 3.825 | 64.209
|  | 3.8333 | 64.237
|  | 3.8417 | 64.184
|  | 3.85 | 64.231
|  | 3.8583 | 64.176
|  | 3.8667 | 64.234
|  | 3.875 | 64.205
|  | 3.8833 | 64.22
|  | 3.8917 | 64.267
|  | 3.9 | 64.24
|  | 3.9083 | 64.244
|  | 3.9167 | 64.225
|  | 3.925 | 64.237
|  | 3.9333 | 64.196
|  | 3.9417 | 64.218
|  | 3.95 | 64.264
|  | 3.9583 | 64.246
|  | 3.9667 | 64.244
|  | 3.975 | 64.232
|  | 3.9833 | 64.174
|  | 3.9917 | 64.223
|  | 4 | 64.237
|  | 4.0083 | 64.21
|  | 4.0167 | 64.184
|  | 4.025 | 64.222
|  | 4.0333 | 64.21
|  | 4.0417 | 64.25
|  | 4.05 | 64.199
|  | 4.0583 | 64.239
|  | 4.0667 | 64.222
|  | 4.075 | 64.248
|  | 4.0833 | 64.224
|  | 4.0917 | 64.21
|  | 4.1 | 64.202
|  | 4.1083 | 64.227
|  | 4.1167 | 64.205
|  | 4.125 | 64.218
|  | 4.1333 | 64.253
|  | 4.1417 | 64.243
|  | 4.15 | 64.243
|  | 4.1583 | 64.211
|  | 4.1667 | 64.153
|  | 4.175 | 64.188
|  | 4.1833 | 64.187
|  | 4.1917 | 64.194
|  | 4.2 | 64.209
|  | 4.2083 | 64.212
|  | 4.2167 | 64.194
|  | 4.225 | 64.234
|  | 4.2333 | 64.201
|  | 4.2417 | 64.169
|  | 4.25 | 64.215
|  | 4.2583 | 64.226
|  | 4.2667 | 64.205
|  | 4.275 | 64.183
|  | 4.2833 | 64.178
|  | 4.2917 | 64.24
|  | 4.3 | 64.192
|  | 4.3083 | 64.15
|  | 4.3167 | 64.163
|  | 4.325 | 64.142
|  | 4.3333 | 64.175
|  | 4.3417 | 64.19
|  | 4.35 | 64.133
|  | 4.3583 | 64.22
|  | 4.3667 | 64.167
|  | 4.375 | 64.196
|  | 4.3833 | 64.206
|  | 4.3917 | 64.208
|  | 4.4 | 64.189
|  | 4.4083 | 64.187
|  | 4.4167 | 64.23
|  | 4.425 | 64.182
|  | 4.4333 | 64.176
|  | 4.4417 | 64.23
|  | 4.45 | 64.19
|  | 4.4583 | 64.179
|  | 4.4667 | 64.188
|  | 4.475 | 64.166
|  | 4.4833 | 64.229
|  | 4.4917 | 64.201
|  | 4.5 | 64.248
|  | 4.5083 | 64.268
|  | 4.5167 | 64.214
|  | 4.525 | 64.231
|  | 4.5333 | 64.199
|  | 4.5417 | 64.193
|  | 4.55 | 64.225
|  | 4.5583 | 64.242
|  | 4.5667 | 64.263
|  | 4.575 | 64.219
|  | 4.5833 | 64.22
|  | 4.5917 | 64.196
|  | 4.6 | 64.238
|  | 4.6083 | 64.182
|  | 4.6167 | 64.24
|  | 4.625 | 64.213
|  | 4.6333 | 64.291
|  | 4.6417 | 64.225
|  | 4.65 | 64.251
|  | 4.6583 | 64.218
|  | 4.6667 | 64.23
|  | 4.675 | 64.21
|  | 4.6833 | 64.232
|  | 4.6917 | 64.192
|  | 4.7 | 64.214
|  | 4.7083 | 64.226
|  | 4.7167 | 64.229
|  | 4.725 | 64.213
|  | 4.7333 | 64.235
|  | 4.7417 | 64.243
|  | 4.75 | 64.19
|  | 4.7583 | 64.206
|  | 4.7667 | 64.221
|  | 4.775 | 64.208
|  | 4.7833 | 64.243
|  | 4.7917 | 64.21
|  | 4.8 | 64.23
|  | 4.8083 | 64.159
|  | 4.8167 | 64.196
|  | 4.825 | 64.223
|  | 4.8333 | 64.196
|  | 4.8417 | 64.235
|  | 4.85 | 64.225
|  | 4.8583 | 64.193
|  | 4.8667 | 64.173
|  | 4.875 | 64.236
|  | 4.8833 | 64.229
|  | 4.8917 | 64.246
|  | 4.9 | 64.226
|  | 4.9083 | 64.193
|  | 4.9167 | 64.205
|  | 4.925 | 64.209
|  | 4.9333 | 64.214
|  | 4.9417 | 64.206
|  | 4.95 | 64.21
|  | 4.9583 | 64.19
|  | 4.9667 | 64.271
|  | 4.975 | 64.23
|  | 4.9833 | 64.248
|  | 4.9917 | 64.277
|  | 5 | 64.252
|  | 5.0083 | 64.23
|  | 5.0167 | 64.274
|  | 5.025 | 64.286
|  | 5.0333 | 64.273
|  | 5.0417 | 64.216
|  | 5.05 | 64.266
|  | 5.0583 | 64.253
|  | 5.0667 | 64.254
|  | 5.075 | 64.206
|  | 5.0833 | 64.234
|  | 5.0917 | 64.23
|  | 5.1 | 64.265
|  | 5.1083 | 64.25
|  | 5.1167 | 64.256
|  | 5.125 | 64.227
|  | 5.1333 | 64.224
|  | 5.1417 | 64.261
|  | 5.15 | 64.221
|  | 5.1583 | 64.233
|  | 5.1667 | 64.219
|  | 5.175 | 64.276
|  | 5.1833 | 64.276
|  | 5.1917 | 64.219
|  | 5.2 | 64.167
|  | 5.2083 | 64.162
|  | 5.2167 | 64.22
|  | 5.225 | 64.214
|  | 5.2333 | 64.255
|  | 5.2417 | 64.257
|  | 5.25 | 64.165
|  | 5.2583 | 64.209
|  | 5.2667 | 64.231
|  | 5.275 | 64.197
|  | 5.2833 | 64.216
|  | 5.2917 | 64.206
|  | 5.3 | 64.242
|  | 5.3083 | 64.238
|  | 5.3167 | 64.156
|  | 5.325 | 64.157
|  | 5.3333 | 64.158
|  | 5.3417 | 64.149
|  | 5.35 | 64.182
|  | 5.3583 | 64.181
|  | 5.3667 | 64.183
|  | 5.375 | 64.245
|  | 5.3833 | 64.2
|  | 5.3917 | 64.21
|  | 5.4 | 64.196
|  | 5.4083 | 64.159
|  | 5.4167 | 64.224
|  | 5.425 | 64.181
|  | 5.4333 | 64.226
|  | 5.4417 | 64.168
|  | 5.45 | 64.22
|  | 5.4583 | 64.159
|  | 5.4667 | 64.208
|  | 5.475 | 64.216
|  | 5.4833 | 64.209
|  | 5.4917 | 64.226
|  | 5.5 | 64.232
|  | 5.5083 | 64.283
|  | 5.5167 | 64.265
|  | 5.525 | 64.226
|  | 5.5333 | 64.214
|  | 5.5417 | 64.281
|  | 5.55 | 64.221
|  | 5.5583 | 64.186
|  | 5.5667 | 64.207
|  | 5.575 | 64.253
|  | 5.5833 | 64.207
|  | 5.5917 | 64.212
|  | 5.6 | 64.273
|  | 5.6083 | 64.215
|  | 5.6167 | 64.251
|  | 5.625 | 64.223
|  | 5.6333 | 64.228
|  | 5.6417 | 64.282
|  | 5.65 | 64.219
|  | 5.6583 | 64.228
|  | 5.6667 | 64.211
|  | 5.675 | 64.204
|  | 5.6833 | 64.217
|  | 5.6917 | 64.192
|  | 5.7 | 64.216
|  | 5.7083 | 64.251
|  | 5.7167 | 64.217
|  | 5.725 | 64.214
|  | 5.7333 | 64.185
|  | 5.7417 | 64.206
|  | 5.75 | 64.21
|  | 5.7583 | 64.197
|  | 5.7667 | 64.248
|  | 5.775 | 64.191
|  | 5.7833 | 64.168
|  | 5.7917 | 64.229
|  | 5.8 | 64.185
|  | 5.8083 | 64.186
|  | 5.8167 | 64.212
|  | 5.825 | 64.171
|  | 5.8333 | 64.228
|  | 5.8417 | 64.183
|  | 5.85 | 64.15
|  | 5.8583 | 64.148
|  | 5.8667 | 64.137
|  | 5.875 | 64.141
|  | 5.8833 | 64.093
|  | 5.8917 | 64.138
|  | 5.9 | 64.126
|  | 5.9083 | 64.194
|  | 5.9167 | 64.097
|  | 5.925 | 64.081
|  | 5.9333 | 64.072
|  | 5.9417 | 64.118
|  | 5.95 | 64.087
|  | 5.9583 | 64.148
|  | 5.9667 | 64.13
|  | 5.975 | 64.148
|  | 5.9833 | 64.092
|  | 5.9917 | 64.122
|  | 6 | 64.12
|  | 6.0083 | 64.124
|  | 6.0167 | 64.086
|  | 6.025 | 64.104
|  | 6.0333 | 64.114
|  | 6.0417 | 64.078
|  | 6.05 | 64.144
|  | 6.0583 | 64.078
|  | 6.0667 | 64.108
|  | 6.075 | 64.127
|  | 6.0833 | 64.119
|  | 6.0917 | 64.12
|  | 6.1 | 64.099
|  | 6.1083 | 64.138
|  | 6.1167 | 64.119
|  | 6.125 | 64.17
|  | 6.1333 | 64.167
|  | 6.1417 | 64.133
|  | 6.15 | 64.157
|  | 6.1583 | 64.13
|  | 6.1667 | 64.114
|  | 6.175 | 64.148
|  | 6.1833 | 64.148
|  | 6.1917 | 64.139
|  | 6.2 | 64.118
|  | 6.2083 | 64.097
|  | 6.2167 | 64.103
|  | 6.225 | 64.116
|  | 6.2333 | 64.165
|  | 6.2417 | 64.152
|  | 6.25 | 64.154
|  | 6.2583 | 64.183
|  | 6.2667 | 64.15
|  | 6.275 | 64.17
|  | 6.2833 | 64.127
|  | 6.2917 | 64.139
|  | 6.3 | 64.203
|  | 6.3083 | 64.162
|  | 6.3167 | 64.198
|  | 6.325 | 64.154
|  | 6.3333 | 64.156
|  | 6.3417 | 64.131
|  | 6.35 | 64.147
|  | 6.3583 | 64.17
|  | 6.3667 | 64.156
|  | 6.375 | 64.143
|  | 6.3833 | 64.167
|  | 6.3917 | 64.124
|  | 6.4 | 64.156
|  | 6.4083 | 64.183
|  | 6.4167 | 64.135
|  | 6.425 | 64.119
|  | 6.4333 | 64.138
|  | 6.4417 | 64.136
|  | 6.45 | 64.161
|  | 6.4583 | 64.125
|  | 6.4667 | 64.143
|  | 6.475 | 64.111
|  | 6.4833 | 64.104
|  | 6.4917 | 64.126
|  | 6.5 | 64.099
|  | 6.5083 | 64.064
|  | 6.5167 | 64.11
|  | 6.525 | 64.093
|  | 6.5333 | 64.098
|  | 6.5417 | 64.12
|  | 6.55 | 64.113
|  | 6.5583 | 64.061
|  | 6.5667 | 64.119
|  | 6.575 | 64.121
|  | 6.5833 | 64.092
|  | 6.5917 | 64.091
|  | 6.6 | 64.065
|  | 6.6083 | 64.091
|  | 6.6167 | 64.111
|  | 6.625 | 64.06
|  | 6.6333 | 64.077
|  | 6.6417 | 64.085
|  | 6.65 | 64.075
|  | 6.6583 | 64.092
|  | 6.6667 | 64.115
|  | 6.675 | 64.066
|  | 6.6833 | 64.054
|  | 6.6917 | 64.031
|  | 6.7 | 64.049
|  | 6.7083 | 64.036
|  | 6.7167 | 64.062
|  | 6.725 | 64.042
|  | 6.7333 | 64.016
|  | 6.7417 | 64.007
|  | 6.75 | 64.047
|  | 6.7583 | 64.031
|  | 6.7667 | 64.022
|  | 6.775 | 64.048
|  | 6.7833 | 64.028
|  | 6.7917 | 64.005
|  | 6.8 | 64.012
|  | 6.8083 | 64.03
|  | 6.8167 | 64.059
|  | 6.825 | 64.018
|  | 6.8333 | 64.003
|  | 6.8417 | 64.025
|  | 6.85 | 64.001
|  | 6.8583 | 64.058
|  | 6.8667 | 63.993
|  | 6.875 | 64.009
|  | 6.8833 | 63.999
|  | 6.8917 | 64.025
|  | 6.9 | 63.954
|  | 6.9083 | 64.011
|  | 6.9167 | 63.994
|  | 6.925 | 63.972
|  | 6.9333 | 64.008
|  | 6.9417 | 64.002
|  | 6.95 | 63.956
|  | 6.9583 | 63.983
|  | 6.9667 | 63.969
|  | 6.975 | 64.012
|  | 6.9833 | 63.966
|  | 6.9917 | 63.987
|  | 7 | 63.962
|  | 7.0083 | 63.986
|  | 7.0167 | 63.965
|  | 7.025 | 63.965
|  | 7.0333 | 64.024
|  | 7.0417 | 64.022
|  | 7.05 | 64.027
|  | 7.0583 | 63.997
|  | 7.0667 | 63.961
|  | 7.075 | 64.051
|  | 7.0833 | 64.02
|  | 7.0917 | 64.023
|  | 7.1 | 64.04
|  | 7.1083 | 64.004
|  | 7.1167 | 64.038
|  | 7.125 | 64.033
|  | 7.1333 | 64.051
|  | 7.1417 | 63.99
|  | 7.15 | 64.052
|  | 7.1583 | 64.008
|  | 7.1667 | 64.02
|  | 7.175 | 64.055
|  | 7.1833 | 64.039
|  | 7.1917 | 64.062
|  | 7.2 | 63.986
|  | 7.2083 | 64.038
|  | 7.2167 | 64.021
|  | 7.225 | 63.969
|  | 7.2333 | 64.02
|  | 7.2417 | 64.049
|  | 7.25 | 63.986
|  | 7.2583 | 64.054
|  | 7.2667 | 64.047
|  | 7.275 | 64.037
|  | 7.2833 | 63.979
|  | 7.2917 | 63.989
|  | 7.3 | 64.039
|  | 7.3083 | 63.995
|  | 7.3167 | 64.018
|  | 7.325 | 64.007
|  | 7.3333 | 64.024
|  | 7.3417 | 63.99
|  | 7.35 | 63.977
|  | 7.3583 | 63.947
|  | 7.3667 | 63.979
|  | 7.375 | 63.999
|  | 7.3833 | 64.002
|  | 7.3917 | 63.969
|  | 7.4 | 63.918
|  | 7.4083 | 63.974
|  | 7.4167 | 63.992
|  | 7.425 | 63.904
|  | 7.4333 | 63.941
|  | 7.4417 | 63.978
|  | 7.45 | 63.977
|  | 7.4583 | 63.968
|  | 7.4667 | 63.99
|  | 7.475 | 63.934
|  | 7.4833 | 63.996
|  | 7.4917 | 63.943
|  | 7.5 | 63.989
|  | 7.5083 | 63.954
|  | 7.5167 | 63.914
|  | 7.525 | 63.999
|  | 7.5333 | 63.996
|  | 7.5417 | 63.941
|  | 7.55 | 63.976
|  | 7.5583 | 63.968
|  | 7.5667 | 63.991
|  | 7.575 | 63.971
|  | 7.5833 | 63.981
|  | 7.5917 | 63.96
|  | 7.6 | 63.928
|  | 7.6083 | 63.98
|  | 7.6167 | 64.004
|  | 7.625 | 63.987
|  | 7.6333 | 63.979
|  | 7.6417 | 63.955
|  | 7.65 | 63.928
|  | 7.6583 | 63.996
|  | 7.6667 | 63.999
|  | 7.675 | 63.958
|  | 7.6833 | 63.994
|  | 7.6917 | 63.966
|  | 7.7 | 64.018
|  | 7.7083 | 63.997
|  | 7.7167 | 63.978
|  | 7.725 | 63.996
|  | 7.7333 | 63.921
|  | 7.7417 | 64.009
|  | 7.75 | 64.006
|  | 7.7583 | 63.958
|  | 7.7667 | 63.994
|  | 7.775 | 63.974
|  | 7.7833 | 63.982
|  | 7.7917 | 64.037
|  | 7.8 | 63.996
|  | 7.8083 | 64.01
|  | 7.8167 | 64.031
|  | 7.825 | 64.007
|  | 7.8333 | 63.989
|  | 7.8417 | 64.006
|  | 7.85 | 63.988
|  | 7.8583 | 63.975
|  | 7.8667 | 63.999
|  | 7.875 | 63.96
|  | 7.8833 | 63.954
|  | 7.8917 | 63.984
|  | 7.9 | 63.984
|  | 7.9083 | 64.003
|  | 7.9167 | 63.951
|  | 7.925 | 63.981
|  | 7.9333 | 64.016
|  | 7.9417 | 64.027
|  | 7.95 | 64.027
|  | 7.9583 | 64.024
|  | 7.9667 | 64.021
|  | 7.975 | 63.996
|  | 7.9833 | 64.018
|  | 7.9917 | 63.986
|  | 8 | 63.991
|  | 8.0083 | 64.008
|  | 8.0167 | 64.038
|  | 8.025 | 64.023
|  | 8.0333 | 64.004
|  | 8.0417 | 64.032
|  | 8.05 | 64.036
|  | 8.0583 | 63.999
|  | 8.0667 | 64.003
|  | 8.075 | 63.989
|  | 8.0833 | 63.992
|  | 8.0917 | 64.012
|  | 8.1 | 64.031
|  | 8.1083 | 64.006
|  | 8.1167 | 63.981
|  | 8.125 | 64.017
|  | 8.1333 | 64.041
|  | 8.1417 | 64.022
|  | 8.15 | 64.043
|  | 8.1583 | 64.067
|  | 8.1667 | 63.996
|  | 8.175 | 64.094
|  | 8.1833 | 63.995
|  | 8.1917 | 64.014
|  | 8.2 | 64.047
|  | 8.2083 | 64.05
|  | 8.2167 | 64.075
|  | 8.225 | 64.078
|  | 8.2333 | 64.034
|  | 8.2417 | 64.008
|  | 8.25 | 64.062
|  | 8.2583 | 64.057
|  | 8.2667 | 64.051
|  | 8.275 | 64.095
|  | 8.2833 | 64.055
|  | 8.2917 | 64.049
|  | 8.3 | 64.054
|  | 8.3083 | 64.074
|  | 8.3167 | 64.056
|  | 8.325 | 64.028
|  | 8.3333 | 64.016
|  | 8.3417 | 64.035
|  | 8.35 | 64.043
|  | 8.3583 | 64.034
|  | 8.3667 | 64.037
|  | 8.375 | 64.063
|  | 8.3833 | 64.029
|  | 8.3917 | 64.035
|  | 8.4 | 64.015
|  | 8.4083 | 64.063
|  | 8.4167 | 64.065
|  | 8.425 | 64.068
|  | 8.4333 | 64.049
|  | 8.4417 | 64.049
|  | 8.45 | 64.024
|  | 8.4583 | 64.033
|  | 8.4667 | 64.052
|  | 8.475 | 64.073
|  | 8.4833 | 64.061
|  | 8.4917 | 64.063
|  | 8.5 | 64.039
|  | 8.5083 | 64.051
|  | 8.5167 | 64.029
|  | 8.525 | 64.087
|  | 8.5333 | 64.05
|  | 8.5417 | 64.01
|  | 8.55 | 64.042
|  | 8.5583 | 64.037
|  | 8.5667 | 63.997
|  | 8.575 | 64.025
|  | 8.5833 | 64.048
|  | 8.5917 | 64.051
|  | 8.6 | 64.018
|  | 8.6083 | 63.993
|  | 8.6167 | 63.992
|  | 8.625 | 63.987
|  | 8.6333 | 63.976
|  | 8.6417 | 63.988
|  | 8.65 | 63.968
|  | 8.6583 | 63.956
|  | 8.6667 | 63.978
|  | 8.675 | 63.968
|  | 8.6833 | 63.959
|  | 8.6917 | 63.925
|  | 8.7 | 63.956
|  | 8.7083 | 63.989
|  | 8.7167 | 63.949
|  | 8.725 | 63.955
|  | 8.7333 | 63.981
|  | 8.7417 | 63.959
|  | 8.75 | 63.963
|  | 8.7583 | 63.965
|  | 8.7667 | 63.959
|  | 8.775 | 63.971
|  | 8.7833 | 64.002
|  | 8.7917 | 64.02
|  | 8.8 | 63.99
|  | 8.8083 | 63.99
|  | 8.8167 | 63.99
|  | 8.825 | 63.988
|  | 8.8333 | 63.974
|  | 8.8417 | 64.028
|  | 8.85 | 64.019
|  | 8.8583 | 64.034
|  | 8.8667 | 63.958
|  | 8.875 | 64.027
|  | 8.8833 | 64.042
|  | 8.8917 | 64.012
|  | 8.9 | 63.975
|  | 8.9083 | 64.019
|  | 8.9167 | 63.958
|  | 8.925 | 63.942
|  | 8.9333 | 64.004
|  | 8.9417 | 63.97
|  | 8.95 | 64.006
|  | 8.9583 | 63.997
|  | 8.9667 | 63.978
|  | 8.975 | 63.977
|  | 8.9833 | 63.997
|  | 8.9917 | 63.975
|  | 9 | 63.988
|  | 9.0083 | 63.941
|  | 9.0167 | 63.986
|  | 9.025 | 63.973
|  | 9.0333 | 63.949
|  | 9.0417 | 63.992
|  | 9.05 | 63.976
|  | 9.0583 | 63.948
|  | 9.0667 | 63.985
|  | 9.075 | 64.004
|  | 9.0833 | 64.021
|  | 9.0917 | 64.026
|  | 9.1 | 63.997
|  | 9.1083 | 63.986
|  | 9.1167 | 64.011
|  | 9.125 | 63.962
|  | 9.1333 | 63.959
|  | 9.1417 | 63.984
|  | 9.15 | 63.993
|  | 9.1583 | 63.966
|  | 9.1667 | 63.966
|  | 9.175 | 63.97
|  | 9.1833 | 63.964
|  | 9.1917 | 64.035
|  | 9.2 | 63.987
|  | 9.2083 | 64.02
|  | 9.2167 | 63.958
|  | 9.225 | 64.014
|  | 9.2333 | 64.027
|  | 9.2417 | 63.968
|  | 9.25 | 63.958
|  | 9.2583 | 63.965
|  | 9.2667 | 64.03
|  | 9.275 | 63.978
|  | 9.2833 | 64.017
|  | 9.2917 | 63.985
|  | 9.3 | 64.056
|  | 9.3083 | 63.981
|  | 9.3167 | 63.985
|  | 9.325 | 64.011
|  | 9.3333 | 63.999
|  | 9.3417 | 63.948
|  | 9.35 | 63.927
|  | 9.3583 | 63.974
|  | 9.3667 | 63.99
|  | 9.375 | 63.943
|  | 9.3833 | 63.991
|  | 9.3917 | 63.984
|  | 9.4 | 63.963
|  | 9.4083 | 64.008
|  | 9.4167 | 63.996
|  | 9.425 | 63.976
|  | 9.4333 | 63.995
|  | 9.4417 | 63.986
|  | 9.45 | 64.001
|  | 9.4583 | 63.96
|  | 9.4667 | 63.956
|  | 9.475 | 63.98
|  | 9.4833 | 63.963
|  | 9.4917 | 63.991
|  | 9.5 | 64.011
|  | 9.5083 | 64.017
|  | 9.5167 | 64
|  | 9.525 | 63.984
|  | 9.5333 | 64.005
|  | 9.5417 | 64.003
|  | 9.55 | 63.999
|  | 9.5583 | 64.023
|  | 9.5667 | 64.005
|  | 9.575 | 64.032
|  | 9.5833 | 64.008
|  | 9.5917 | 64.001
|  | 9.6 | 64.015
|  | 9.6083 | 63.98
|  | 9.6167 | 64.028
|  | 9.625 | 63.984
|  | 9.6333 | 64.006
|  | 9.6417 | 64.032
|  | 9.65 | 63.996
|  | 9.6583 | 64.011
|  | 9.6667 | 63.997
|  | 9.675 | 63.974
|  | 9.6833 | 63.923
|  | 9.6917 | 63.957
|  | 9.7 | 63.973
|  | 9.7083 | 63.975
|  | 9.7167 | 63.957
|  | 9.725 | 63.93
|  | 9.7333 | 63.937
|  | 9.7417 | 64.007
|  | 9.75 | 63.971
|  | 9.7583 | 63.946
|  | 9.7667 | 63.959
|  | 9.775 | 63.953
|  | 9.7833 | 64.021
|  | 9.7917 | 63.99
|  | 9.8 | 63.947
|  | 9.8083 | 63.987
|  | 9.8167 | 63.922
|  | 9.825 | 63.921
|  | 9.8333 | 64.001
|  | 9.8417 | 63.984
|  | 9.85 | 63.978
|  | 9.8583 | 63.998
|  | 9.8667 | 63.977
|  | 9.875 | 63.956
|  | 9.8833 | 63.973
|  | 9.8917 | 63.998
|  | 9.9 | 63.965
|  | 9.9083 | 64.013
|  | 9.9167 | 63.999
|  | 9.925 | 63.952
|  | 9.9333 | 63.949
|  | 9.9417 | 63.959
|  | 9.95 | 63.981
|  | 9.9583 | 64.028
|  | 9.9667 | 63.99
|  | 9.975 | 63.935
|  | 9.9833 | 64.041
|  | 9.9917 | 63.982
|  | 10 | 64.004
|  | 10.0083 | 64.003
|  | 10.0167 | 63.983
|  | 10.025 | 64.045
|  | 10.0333 | 63.989
|  | 10.0417 | 64.005
|  | 10.05 | 64.028
|  | 10.0583 | 63.995
|  | 10.0667 | 63.978
|  | 10.075 | 64.007
|  | 10.0833 | 64.013
|  | 10.0917 | 64.026
|  | 10.1 | 63.988
|  | 10.1083 | 63.99
|  | 10.1167 | 63.995
|  | 10.125 | 63.98
|  | 10.1333 | 63.997
|  | 10.1417 | 63.999
|  | 10.15 | 64.004
|  | 10.1583 | 63.953
|  | 10.1667 | 63.99
|  | 10.175 | 63.967
|  | 10.1833 | 63.961
|  | 10.1917 | 63.969
|  | 10.2 | 63.972
|  | 10.2083 | 63.987
|  | 10.2167 | 63.965
|  | 10.225 | 63.988
|  | 10.2333 | 63.988
|  | 10.2417 | 64.01
|  | 10.25 | 63.981
|  | 10.2583 | 63.971
|  | 10.2667 | 63.959
|  | 10.275 | 63.971
|  | 10.2833 | 63.974
|  | 10.2917 | 64.034
|  | 10.3 | 64.021
|  | 10.3083 | 63.972
|  | 10.3167 | 63.973
|  | 10.325 | 63.952
|  | 10.3333 | 64.015
|  | 10.3417 | 64.052
|  | 10.35 | 64.039
|  | 10.3583 | 64.017
|  | 10.3667 | 63.995
|  | 10.375 | 64.026
|  | 10.3833 | 64.012
|  | 10.3917 | 63.961
|  | 10.4 | 63.985
|  | 10.4083 | 64.025
|  | 10.4167 | 64.015
|  | 10.425 | 64.053
|  | 10.4333 | 64.03
|  | 10.4417 | 63.993
|  | 10.45 | 64.051
|  | 10.4583 | 64.068
|  | 10.4667 | 64.03
|  | 10.475 | 63.986
|  | 10.4833 | 64.06
|  | 10.4917 | 64.052
|  | 10.5 | 63.997
|  | 10.5083 | 64.022
|  | 10.5167 | 64.011
|  | 10.525 | 64.016
|  | 10.5333 | 64.015
|  | 10.5417 | 64.054
|  | 10.55 | 64.033
|  | 10.5583 | 64.012
|  | 10.5667 | 63.992
|  | 10.575 | 64.028
|  | 10.5833 | 64.027
|  | 10.5917 | 64.024
|  | 10.6 | 64.02
|  | 10.6083 | 63.972
|  | 10.6167 | 64.018
|  | 10.625 | 64.038
|  | 10.6333 | 64.016
|  | 10.6417 | 64.042
|  | 10.65 | 64.007
|  | 10.6583 | 64.018
|  | 10.6667 | 64.007
|  | 10.675 | 64.056
|  | 10.6833 | 64.024
|  | 10.6917 | 64.014
|  | 10.7 | 63.999
|  | 10.7083 | 64.022
|  | 10.7167 | 63.977
|  | 10.725 | 64.014
|  | 10.7333 | 63.981
|  | 10.7417 | 63.989
|  | 10.75 | 64.016
|  | 10.7583 | 63.992
|  | 10.7667 | 63.996
|  | 10.775 | 63.987
|  | 10.7833 | 63.974
|  | 10.7917 | 63.978
|  | 10.8 | 64.007
|  | 10.8083 | 63.96
|  | 10.8167 | 63.974
|  | 10.825 | 63.947
|  | 10.8333 | 63.952
|  | 10.8417 | 63.959
|  | 10.85 | 63.976
|  | 10.8583 | 64.01
|  | 10.8667 | 63.998
|  | 10.875 | 64.028
|  | 10.8833 | 64.001
|  | 10.8917 | 64.022
|  | 10.9 | 64.014
|  | 10.9083 | 64
|  | 10.9167 | 63.998
|  | 10.925 | 63.973
|  | 10.9333 | 64.038
|  | 10.9417 | 64.017
|  | 10.95 | 63.974
|  | 10.9583 | 64.014
|  | 10.9667 | 63.995
|  | 10.975 | 63.995
|  | 10.9833 | 63.977
|  | 10.9917 | 64.045
|  | 11 | 64.047
|  | 11.0083 | 64.003
|  | 11.0167 | 64.056
|  | 11.025 | 64.047
|  | 11.0333 | 64.026
|  | 11.0417 | 64.034
|  | 11.05 | 63.976
|  | 11.0583 | 64.061
|  | 11.0667 | 64.03
|  | 11.075 | 64.038
|  | 11.0833 | 64.044
|  | 11.0917 | 64.039
|  | 11.1 | 63.994
|  | 11.1083 | 64.062
|  | 11.1167 | 64.014
|  | 11.125 | 64.045
|  | 11.1333 | 64.037
|  | 11.1417 | 64.044
|  | 11.15 | 64.031
|  | 11.1583 | 64.06
|  | 11.1667 | 64.054
|  | 11.175 | 64.043
|  | 11.1833 | 64.015
|  | 11.1917 | 64.024
|  | 11.2 | 63.996
|  | 11.2083 | 64.022
|  | 11.2167 | 64.07
|  | 11.225 | 64.02
|  | 11.2333 | 63.99
|  | 11.2417 | 64.015
|  | 11.25 | 64.065
|  | 11.2583 | 64.049
|  | 11.2667 | 64.008
|  | 11.275 | 63.986
|  | 11.2833 | 64.007
|  | 11.2917 | 64.005
|  | 11.3 | 64
|  | 11.3083 | 63.981
|  | 11.3167 | 64.034
|  | 11.325 | 63.977
|  | 11.3333 | 63.977
|  | 11.3417 | 63.937
|  | 11.35 | 64.004
|  | 11.3583 | 63.985
|  | 11.3667 | 64.004
|  | 11.375 | 63.956
|  | 11.3833 | 63.995
|  | 11.3917 | 64.008
|  | 11.4 | 63.947
|  | 11.4083 | 63.986
|  | 11.4167 | 63.978
|  | 11.425 | 63.99
|  | 11.4333 | 63.933
|  | 11.4417 | 63.954
|  | 11.45 | 63.942
|  | 11.4583 | 63.933
|  | 11.4667 | 63.946
|  | 11.475 | 63.943
|  | 11.4833 | 63.928
|  | 11.4917 | 63.915
|  | 11.5 | 63.896
|  | 11.5083 | 63.921
|  | 11.5167 | 63.934
|  | 11.525 | 63.935
|  | 11.5333 | 63.946
|  | 11.5417 | 63.971
|  | 11.55 | 63.978
|  | 11.5583 | 63.943
|  | 11.5667 | 63.951
|  | 11.575 | 63.919
|  | 11.5833 | 63.956
|  | 11.5917 | 63.974
|  | 11.6 | 63.952
|  | 11.6083 | 63.967
|  | 11.6167 | 63.945
|  | 11.625 | 63.955
|  | 11.6333 | 63.949
|  | 11.6417 | 63.982
|  | 11.65 | 63.988
|  | 11.6583 | 63.965
|  | 11.6667 | 63.989
|  | 11.675 | 63.981
|  | 11.6833 | 63.976
|  | 11.6917 | 63.982
|  | 11.7 | 63.994
|  | 11.7083 | 64.004
|  | 11.7167 | 63.954
|  | 11.725 | 64.038
|  | 11.7333 | 64.031
|  | 11.7417 | 64.016
|  | 11.75 | 63.982
|  | 11.7583 | 63.998
|  | 11.7667 | 64.045
|  | 11.775 | 64.007
|  | 11.7833 | 64.051
|  | 11.7917 | 64.068
|  | 11.8 | 64.075
|  | 11.8083 | 64.02
|  | 11.8167 | 64.055
|  | 11.825 | 64.038
|  | 11.8333 | 64.027
|  | 11.8417 | 64.087
|  | 11.85 | 64.056
|  | 11.8583 | 64.071
|  | 11.8667 | 64.087
|  | 11.875 | 64.086
|  | 11.8833 | 64.079
|  | 11.8917 | 64.133
|  | 11.9 | 64.102
|  | 11.9083 | 64.067
|  | 11.9167 | 64.128
|  | 11.925 | 64.116
|  | 11.9333 | 64.148
|  | 11.9417 | 64.122
|  | 11.95 | 64.068
|  | 11.9583 | 64.141
|  | 11.9667 | 64.119
|  | 11.975 | 64.168
|  | 11.9833 | 64.108
|  | 11.9917 | 64.181
|  | 12 | 64.175
|  | 12.0083 | 64.113
|  | 12.0167 | 64.107
|  | 12.025 | 64.143
|  | 12.0333 | 64.093
|  | 12.0417 | 64.136
|  | 12.05 | 64.163
|  | 12.0583 | 64.111
|  | 12.0667 | 64.172
|  | 12.075 | 64.174
|  | 12.0833 | 64.135
|  | 12.0917 | 64.086
|  | 12.1 | 64.142
|  | 12.1083 | 64.118
|  | 12.1167 | 64.12
|  | 12.125 | 64.144
|  | 12.1333 | 64.115
|  | 12.1417 | 64.156
|  | 12.15 | 64.125
|  | 12.1583 | 64.128
|  | 12.1667 | 64.101
|  | 12.175 | 64.126
|  | 12.1833 | 64.113
|  | 12.1917 | 64.141
|  | 12.2 | 64.127
|  | 12.2083 | 64.058
|  | 12.2167 | 64.101
|  | 12.225 | 64.057
|  | 12.2333 | 64.106
|  | 12.2417 | 64.101
|  | 12.25 | 64.058
|  | 12.2583 | 64.081
|  | 12.2667 | 64.045
|  | 12.275 | 64.044
|  | 12.2833 | 64.062
|  | 12.2917 | 64.042
|  | 12.3 | 64.052
|  | 12.3083 | 64.044
|  | 12.3167 | 64.027
|  | 12.325 | 64.013
|  | 12.3333 | 64.012
|  | 12.3417 | 64.027
|  | 12.35 | 64.048
|  | 12.3583 | 64.011
|  | 12.3667 | 64.015
|  | 12.375 | 64.028
|  | 12.3833 | 63.961
|  | 12.3917 | 63.986
|  | 12.4 | 63.976
|  | 12.4083 | 63.945
|  | 12.4167 | 63.992
|  | 12.425 | 63.99
|  | 12.4333 | 63.983
|  | 12.4417 | 63.996
|  | 12.45 | 63.958
|  | 12.4583 | 63.949
|  | 12.4667 | 63.965
|  | 12.475 | 63.958
|  | 12.4833 | 63.952
|  | 12.4917 | 64.009
|  | 12.5 | 63.953
|  | 12.5083 | 63.962
|  | 12.5167 | 63.962
|  | 12.525 | 63.985
|  | 12.5333 | 63.925
|  | 12.5417 | 63.987
|  | 12.55 | 63.984
|  | 12.5583 | 64.01
|  | 12.5667 | 63.976
|  | 12.575 | 63.996
|  | 12.5833 | 63.983
|  | 12.5917 | 64.014
|  | 12.6 | 64.047
|  | 12.6083 | 64.028
|  | 12.6167 | 64.01
|  | 12.625 | 64.058
|  | 12.6333 | 64.043
|  | 12.6417 | 64.031
|  | 12.65 | 64.037
|  | 12.6583 | 64.036
|  | 12.6667 | 64.035
|  | 12.675 | 64.08
|  | 12.6833 | 64.052
|  | 12.6917 | 64.08
|  | 12.7 | 64.07
|  | 12.7083 | 64.059
|  | 12.7167 | 64.094
|  | 12.725 | 64.095
|  | 12.7333 | 64.103
|  | 12.7417 | 64.079
|  | 12.75 | 64.033
|  | 12.7583 | 64.055
|  | 12.7667 | 64.067
|  | 12.775 | 64.08
|  | 12.7833 | 64.08
|  | 12.7917 | 64.115
|  | 12.8 | 64.102
|  | 12.8083 | 64.116
|  | 12.8167 | 64.083
|  | 12.825 | 64.074
|  | 12.8333 | 64.109
|  | 12.8417 | 64.104
|  | 12.85 | 64.102
|  | 12.8583 | 64.108
|  | 12.8667 | 64.118
|  | 12.875 | 64.145
|  | 12.8833 | 64.08
|  | 12.8917 | 64.091
|  | 12.9 | 64.1
|  | 12.9083 | 64.078
|  | 12.9167 | 64.087
|  | 12.925 | 64.119
|  | 12.9333 | 64.086
|  | 12.9417 | 64.094
|  | 12.95 | 64.104
|  | 12.9583 | 64.096
|  | 12.9667 | 64.083
|  | 12.975 | 64.07
|  | 12.9833 | 64.107
|  | 12.9917 | 64.072
|  | 13 | 64.114
|  | 13.0083 | 64.095
|  | 13.0167 | 64.068
|  | 13.025 | 64.083
|  | 13.0333 | 64.051
|  | 13.0417 | 64.042
|  | 13.05 | 64.047
|  | 13.0583 | 64.049
|  | 13.0667 | 64.052
|  | 13.075 | 64.067
|  | 13.0833 | 64.005
|  | 13.0917 | 64.03
|  | 13.1 | 64
|  | 13.1083 | 64.026
|  | 13.1167 | 64.036
|  | 13.125 | 64.006
|  | 13.1333 | 64.005
|  | 13.1417 | 64.017
|  | 13.15 | 63.996
|  | 13.1583 | 64.002
|  | 13.1667 | 64.035
|  | 13.175 | 63.969
|  | 13.1833 | 63.994
|  | 13.1917 | 63.979
|  | 13.2 | 63.961
|  | 13.2083 | 64.011
|  | 13.2167 | 63.978
|  | 13.225 | 63.981
|  | 13.2333 | 64.009
|  | 13.2417 | 63.969
|  | 13.25 | 63.983
|  | 13.2583 | 63.97
|  | 13.2667 | 63.967
|  | 13.275 | 63.992
|  | 13.2833 | 63.997
|  | 13.2917 | 63.973
|  | 13.3 | 63.97
|  | 13.3083 | 63.979
|  | 13.3167 | 64.003
|  | 13.325 | 64.017
|  | 13.3333 | 64.013
|  | 13.3417 | 63.995
|  | 13.35 | 63.989
|  | 13.3583 | 64.03
|  | 13.3667 | 63.979
|  | 13.375 | 64.032
|  | 13.3833 | 64.02
|  | 13.3917 | 64.063
|  | 13.4 | 64.059
|  | 13.4083 | 64.024
|  | 13.4167 | 64.012
|  | 13.425 | 64.07
|  | 13.4333 | 64.001
|  | 13.4417 | 64.074
|  | 13.45 | 64.077
|  | 13.4583 | 64.088
|  | 13.4667 | 64.066
|  | 13.475 | 64.096
|  | 13.4833 | 64.075
|  | 13.4917 | 64.075
|  | 13.5 | 64.074
|  | 13.5083 | 64.111
|  | 13.5167 | 64.137
|  | 13.525 | 64.065
|  | 13.5333 | 64.119
|  | 13.5417 | 64.083
|  | 13.55 | 64.086
|  | 13.5583 | 64.102
|  | 13.5667 | 64.082
|  | 13.575 | 64.122
|  | 13.5833 | 64.098
|  | 13.5917 | 64.117
|  | 13.6 | 64.096
|  | 13.6083 | 64.098
|  | 13.6167 | 64.122
|  | 13.625 | 64.142
|  | 13.6333 | 64.134
|  | 13.6417 | 64.116
|  | 13.65 | 64.146
|  | 13.6583 | 64.077
|  | 13.6667 | 64.102
|  | 13.675 | 64.052
|  | 13.6833 | 64.083
|  | 13.6917 | 64.088
|  | 13.7 | 64.117
|  | 13.7083 | 64.145
|  | 13.7167 | 64.106
|  | 13.725 | 64.097
|  | 13.7333 | 64.121
|  | 13.7417 | 64.085
|  | 13.75 | 64.125
|  | 13.7583 | 64.084
|  | 13.7667 | 64.111
|  | 13.775 | 64.121
|  | 13.7833 | 64.116
|  | 13.7917 | 64.082
|  | 13.8 | 64.088
|  | 13.8083 | 64.09
|  | 13.8167 | 64.087
|  | 13.825 | 64.106
|  | 13.8333 | 64.111
|  | 13.8417 | 64.064
|  | 13.85 | 64.071
|  | 13.8583 | 64.069
|  | 13.8667 | 64.07
|  | 13.875 | 64.03
|  | 13.8833 | 64.028
|  | 13.8917 | 64.04
|  | 13.9 | 64.05
|  | 13.9083 | 64.059
|  | 13.9167 | 64.029
|  | 13.925 | 64.025
|  | 13.9333 | 63.998
|  | 13.9417 | 64.021
|  | 13.95 | 64.009
|  | 13.9583 | 64.026
|  | 13.9667 | 64
|  | 13.975 | 64.025
|  | 13.9833 | 64.02
|  | 13.9917 | 64.019
|  | 14 | 63.977
|  | 14.0083 | 63.985
|  | 14.0167 | 64.027
|  | 14.025 | 64.001
|  | 14.0333 | 63.998
|  | 14.0417 | 64.019
|  | 14.05 | 63.986
|  | 14.0583 | 64.025
|  | 14.0667 | 64.019
|  | 14.075 | 63.977
|  | 14.0833 | 64.031
|  | 14.0917 | 64.013
|  | 14.1 | 63.985
|  | 14.1083 | 64.006
|  | 14.1167 | 63.984
|  | 14.125 | 64.016
|  | 14.1333 | 64.048
|  | 14.1417 | 64.025
|  | 14.15 | 64.058
|  | 14.1583 | 64.034
|  | 14.1667 | 64.025
|  | 14.175 | 64.029
|  | 14.1833 | 64.04
|  | 14.1917 | 64.065
|  | 14.2 | 64.047
|  | 14.2083 | 64.078
|  | 14.2167 | 64.055
|  | 14.225 | 64.091
|  | 14.2333 | 64.015
|  | 14.2417 | 64.086
|  | 14.25 | 64.038
|  | 14.2583 | 64.091
|  | 14.2667 | 64.096
|  | 14.275 | 64.078
|  | 14.2833 | 64.111
|  | 14.2917 | 64.096
|  | 14.3 | 64.086
|  | 14.3083 | 64.04
|  | 14.3167 | 64.129
|  | 14.325 | 64.111
|  | 14.3333 | 64.121
|  | 14.3417 | 64.114
|  | 14.35 | 64.065
|  | 14.3583 | 64.098
|  | 14.3667 | 64.141
|  | 14.375 | 64.133
|  | 14.3833 | 64.145
|  | 14.3917 | 64.092
|  | 14.4 | 64.139
|  | 14.4083 | 64.096
|  | 14.4167 | 64.147
|  | 14.425 | 64.106
|  | 14.4333 | 64.15
|  | 14.4417 | 64.097
|  | 14.45 | 64.122
|  | 14.4583 | 64.119
|  | 14.4667 | 64.08
|  | 14.475 | 64.12
|  | 14.4833 | 64.092
|  | 14.4917 | 64.081
|  | 14.5 | 64.117
|  | 14.5083 | 64.097
|  | 14.5167 | 64.057
|  | 14.525 | 64.096
|  | 14.5333 | 64.126
|  | 14.5417 | 64.096
|  | 14.55 | 64.125
|  | 14.5583 | 64.103
|  | 14.5667 | 64.082
|  | 14.575 | 64.106
|  | 14.5833 | 64.068
|  | 14.5917 | 64.053
|  | 14.6 | 64.059
|  | 14.6083 | 64.062
|  | 14.6167 | 64.073
|  | 14.625 | 64.043
|  | 14.6333 | 64.051
|  | 14.6417 | 64.073
|  | 14.65 | 64.079
|  | 14.6583 | 64.055
|  | 14.6667 | 64.063
|  | 14.675 | 64.053
|  | 14.6833 | 64.055
|  | 14.6917 | 64.063
|  | 14.7 | 64.026
|  | 14.7083 | 64.058
|  | 14.7167 | 64.031
|  | 14.725 | 64.012
|  | 14.7333 | 64.042
|  | 14.7417 | 64.025
|  | 14.75 | 63.996
|  | 14.7583 | 64.016
|  | 14.7667 | 64.026
|  | 14.775 | 64.06
|  | 14.7833 | 64.011
|  | 14.7917 | 64.034
|  | 14.8 | 64.023
|  | 14.8083 | 64.021
|  | 14.8167 | 64.032
|  | 14.825 | 64.04
|  | 14.8333 | 64.017
|  | 14.8417 | 64.04
|  | 14.85 | 64.053
|  | 14.8583 | 64.044
|  | 14.8667 | 64.019
|  | 14.875 | 64.055
|  | 14.8833 | 64.041
|  | 14.8917 | 64.014
|  | 14.9 | 64.045
|  | 14.9083 | 64.057
|  | 14.9167 | 64.046
|  | 14.925 | 64.092
|  | 14.9333 | 64.039
|  | 14.9417 | 64.038
|  | 14.95 | 64.085
|  | 14.9583 | 64.063
|  | 14.9667 | 64.09
|  | 14.975 | 64.07
|  | 14.9833 | 64.119
|  | 14.9917 | 64.103
|  | 15 | 64.103
|  | 15.0083 | 64.094
|  | 15.0167 | 64.098
|  | 15.025 | 64.104
|  | 15.0333 | 64.094
|  | 15.0417 | 64.097
|  | 15.05 | 64.135
|  | 15.0583 | 64.102
|  | 15.0667 | 64.116
|  | 15.075 | 64.154
|  | 15.0833 | 64.133
|  | 15.0917 | 64.157
|  | 15.1 | 64.116
|  | 15.1083 | 64.208
|  | 15.1167 | 64.131
|  | 15.125 | 64.189
|  | 15.1333 | 64.181
|  | 15.1417 | 64.146
|  | 15.15 | 64.156
|  | 15.1583 | 64.177
|  | 15.1667 | 64.186
|  | 15.175 | 64.172
|  | 15.1833 | 64.184
|  | 15.1917 | 64.134
|  | 15.2 | 64.195
|  | 15.2083 | 64.198
|  | 15.2167 | 64.159
|  | 15.225 | 64.204
|  | 15.2333 | 64.204
|  | 15.2417 | 64.195
|  | 15.25 | 64.197
|  | 15.2583 | 64.185
|  | 15.2667 | 64.175
|  | 15.275 | 64.144
|  | 15.2833 | 64.171
|  | 15.2917 | 64.174
|  | 15.3 | 64.177
|  | 15.3083 | 64.136
|  | 15.3167 | 64.183
|  | 15.325 | 64.145
|  | 15.3333 | 64.197
|  | 15.3417 | 64.171
|  | 15.35 | 64.146
|  | 15.3583 | 64.135
|  | 15.3667 | 64.169
|  | 15.375 | 64.12
|  | 15.3833 | 64.122
|  | 15.3917 | 64.147
|  | 15.4 | 64.147
|  | 15.4083 | 64.174
|  | 15.4167 | 64.169
|  | 15.425 | 64.14
|  | 15.4333 | 64.114
|  | 15.4417 | 64.093
|  | 15.45 | 64.114
|  | 15.4583 | 64.097
|  | 15.4667 | 64.1
|  | 15.475 | 64.077
|  | 15.4833 | 64.129
|  | 15.4917 | 64.122
|  | 15.5 | 64.117
|  | 15.5083 | 64.027
|  | 15.5167 | 64.09
|  | 15.525 | 64.068
|  | 15.5333 | 64.079
|  | 15.5417 | 64.083
|  | 15.55 | 64.067
|  | 15.5583 | 64.05
|  | 15.5667 | 64.088
|  | 15.575 | 64.011
|  | 15.5833 | 64.029
|  | 15.5917 | 64.043
|  | 15.6 | 63.975
|  | 15.6083 | 64
|  | 15.6167 | 64.037
|  | 15.625 | 64.014
|  | 15.6333 | 64.007
|  | 15.6417 | 64.005
|  | 15.65 | 64.041
|  | 15.6583 | 64.011
|  | 15.6667 | 64.016
|  | 15.675 | 64.017
|  | 15.6833 | 64.015
|  | 15.6917 | 64.024
|  | 15.7 | 64.015
|  | 15.7083 | 63.968
|  | 15.7167 | 63.975
|  | 15.725 | 63.977
|  | 15.7333 | 63.985
|  | 15.7417 | 63.993
|  | 15.75 | 64.015
|  | 15.7583 | 63.981
|  | 15.7667 | 63.994
|  | 15.775 | 64.068
|  | 15.7833 | 64.009
|  | 15.7917 | 63.993
|  | 15.8 | 64.005
|  | 15.8083 | 64.019
|  | 15.8167 | 64.016
|  | 15.825 | 63.977
|  | 15.8333 | 64.035
|  | 15.8417 | 64.013
|  | 15.85 | 64.014
|  | 15.8583 | 64.021
|  | 15.8667 | 63.999
|  | 15.875 | 64.049
|  | 15.8833 | 64.081
|  | 15.8917 | 64.019
|  | 15.9 | 63.998
|  | 15.9083 | 64.056
|  | 15.9167 | 64.087
|  | 15.925 | 64.098
|  | 15.9333 | 64.049
|  | 15.9417 | 64.087
|  | 15.95 | 64.105
|  | 15.9583 | 64.124
|  | 15.9667 | 64.153
|  | 15.975 | 64.092
|  | 15.9833 | 64.156
|  | 15.9917 | 64.147
|  | 16 | 64.131
|  | 16.0083 | 64.181
|  | 16.0167 | 64.123
|  | 16.025 | 64.124
|  | 16.0333 | 64.173
|  | 16.0417 | 64.172
|  | 16.05 | 64.126
|  | 16.0583 | 64.133
|  | 16.0667 | 64.161
|  | 16.075 | 64.178
|  | 16.0833 | 64.131
|  | 16.0917 | 64.171
|  | 16.1 | 64.174
|  | 16.1083 | 64.177
|  | 16.1167 | 64.17
|  | 16.125 | 64.155
|  | 16.1333 | 64.168
|  | 16.1417 | 64.179
|  | 16.15 | 64.191
|  | 16.1583 | 64.169
|  | 16.1667 | 64.169
|  | 16.175 | 64.128
|  | 16.1833 | 64.166
|  | 16.1917 | 64.166
|  | 16.2 | 64.133
|  | 16.2083 | 64.16
|  | 16.2167 | 64.148
|  | 16.225 | 64.147
|  | 16.2333 | 64.161
|  | 16.2417 | 64.113
|  | 16.25 | 64.184
|  | 16.2583 | 64.191
|  | 16.2667 | 64.138
|  | 16.275 | 64.163
|  | 16.2833 | 64.15
|  | 16.2917 | 64.161
|  | 16.3 | 64.172
|  | 16.3083 | 64.169
|  | 16.3167 | 64.129
|  | 16.325 | 64.117
|  | 16.3333 | 64.094
|  | 16.3417 | 64.117
|  | 16.35 | 64.087
|  | 16.3583 | 64.085
|  | 16.3667 | 64.089
|  | 16.375 | 64.115
|  | 16.3833 | 64.073
|  | 16.3917 | 64.098
|  | 16.4 | 64.048
|  | 16.4083 | 64.05
|  | 16.4167 | 64.069
|  | 16.425 | 64.056
|  | 16.4333 | 64.038
|  | 16.4417 | 64.092
|  | 16.45 | 64.064
|  | 16.4583 | 64.029
|  | 16.4667 | 64.044
|  | 16.475 | 64.057
|  | 16.4833 | 64.025
|  | 16.4917 | 64.037
|  | 16.5 | 64.034
|  | 16.5083 | 64.053
|  | 16.5167 | 63.997
|  | 16.525 | 64.077
|  | 16.5333 | 63.984
|  | 16.5417 | 64.015
|  | 16.55 | 64.002
|  | 16.5583 | 64.039
|  | 16.5667 | 64.016
|  | 16.575 | 64.047
|  | 16.5833 | 64.028
|  | 16.5917 | 64.013
|  | 16.6 | 64.051
|  | 16.6083 | 64.045
|  | 16.6167 | 64.062
|  | 16.625 | 64.053
|  | 16.6333 | 64.017
|  | 16.6417 | 64.038
|  | 16.65 | 64.046
|  | 16.6583 | 64.051
|  | 16.6667 | 64.026
|  | 16.675 | 64.032
|  | 16.6833 | 64.065
|  | 16.6917 | 64.048
|  | 16.7 | 64.058
|  | 16.7083 | 64.086
|  | 16.7167 | 64.051
|  | 16.725 | 64.082
|  | 16.7333 | 64.089
|  | 16.7417 | 64.077
|  | 16.75 | 64.089
|  | 16.7583 | 64.104
|  | 16.7667 | 64.119
|  | 16.775 | 64.08
|  | 16.7833 | 64.109
|  | 16.7917 | 64.075
|  | 16.8 | 64.09
|  | 16.8083 | 64.093
|  | 16.8167 | 64.118
|  | 16.825 | 64.142
|  | 16.8333 | 64.117
|  | 16.8417 | 64.153
|  | 16.85 | 64.128
|  | 16.8583 | 64.103
|  | 16.8667 | 64.117
|  | 16.875 | 64.12
|  | 16.8833 | 64.146
|  | 16.8917 | 64.134
|  | 16.9 | 64.158
|  | 16.9083 | 64.114
|  | 16.9167 | 64.153
|  | 16.925 | 64.182
|  | 16.9333 | 64.174
|  | 16.9417 | 64.142
|  | 16.95 | 64.164
|  | 16.9583 | 64.16
|  | 16.9667 | 64.195
|  | 16.975 | 64.165
|  | 16.9833 | 64.141
|  | 16.9917 | 64.176
|  | 17 | 64.232
|  | 17.0083 | 64.182
|  | 17.0167 | 64.206
|  | 17.025 | 64.171
|  | 17.0333 | 64.152
|  | 17.0417 | 64.166
|  | 17.05 | 64.128
|  | 17.0583 | 64.208
|  | 17.0667 | 64.145
|  | 17.075 | 64.189
|  | 17.0833 | 64.16
|  | 17.0917 | 64.156
|  | 17.1 | 64.175
|  | 17.1083 | 64.169
|  | 17.1167 | 64.118
|  | 17.125 | 64.136
|  | 17.1333 | 64.179
|  | 17.1417 | 64.169
|  | 17.15 | 64.154
|  | 17.1583 | 64.175
|  | 17.1667 | 64.141
|  | 17.175 | 64.109
|  | 17.1833 | 64.117
|  | 17.1917 | 64.129
|  | 17.2 | 64.144
|  | 17.2083 | 64.117
|  | 17.2167 | 64.122
|  | 17.225 | 64.109
|  | 17.2333 | 64.072
|  | 17.2417 | 64.1
|  | 17.25 | 64.089
|  | 17.2583 | 64.107
|  | 17.2667 | 64.098
|  | 17.275 | 64.093
|  | 17.2833 | 64.073
|  | 17.2917 | 64.037
|  | 17.3 | 64.047
|  | 17.3083 | 64.06
|  | 17.3167 | 64.073
|  | 17.325 | 64.065
|  | 17.3333 | 64.013
|  | 17.3417 | 64.047
|  | 17.35 | 64.038
|  | 17.3583 | 64.052
|  | 17.3667 | 64.058
|  | 17.375 | 64.028
|  | 17.3833 | 64.043
|  | 17.3917 | 64.01
|  | 17.4 | 64.047
|  | 17.4083 | 64.034
|  | 17.4167 | 64.029
|  | 17.425 | 64.046
|  | 17.4333 | 64.016
|  | 17.4417 | 64.072
|  | 17.45 | 64.029
|  | 17.4583 | 64.041
|  | 17.4667 | 64.036
|  | 17.475 | 64.052
|  | 17.4833 | 64.036
|  | 17.4917 | 64
|  | 17.5 | 64.043
|  | 17.5083 | 64.065
|  | 17.5167 | 64.071
|  | 17.525 | 64.069
|  | 17.5333 | 64.034
|  | 17.5417 | 64.1
|  | 17.55 | 64.103
|  | 17.5583 | 64.069
|  | 17.5667 | 64.06
|  | 17.575 | 64.109
|  | 17.5833 | 64.116
|  | 17.5917 | 64.102
|  | 17.6 | 64.14
|  | 17.6083 | 64.167
|  | 17.6167 | 64.144
|  | 17.625 | 64.104
|  | 17.6333 | 64.141
|  | 17.6417 | 64.126
|  | 17.65 | 64.173
|  | 17.6583 | 64.139
|  | 17.6667 | 64.149
|  | 17.675 | 64.134
|  | 17.6833 | 64.157
|  | 17.6917 | 64.141
|  | 17.7 | 64.168
|  | 17.7083 | 64.155
|  | 17.7167 | 64.164
|  | 17.725 | 64.178
|  | 17.7333 | 64.135
|  | 17.7417 | 64.143
|  | 17.75 | 64.171
|  | 17.7583 | 64.221
|  | 17.7667 | 64.136
|  | 17.775 | 64.158
|  | 17.7833 | 64.189
|  | 17.7917 | 64.182
|  | 17.8 | 64.188
|  | 17.8083 | 64.204
|  | 17.8167 | 64.205
|  | 17.825 | 64.187
|  | 17.8333 | 64.183
|  | 17.8417 | 64.209
|  | 17.85 | 64.174
|  | 17.8583 | 64.195
|  | 17.8667 | 64.2
|  | 17.875 | 64.138
|  | 17.8833 | 64.17
|  | 17.8917 | 64.126
|  | 17.9 | 64.142
|  | 17.9083 | 64.143
|  | 17.9167 | 64.17
|  | 17.925 | 64.183
|  | 17.9333 | 64.181
|  | 17.9417 | 64.155
|  | 17.95 | 64.157
|  | 17.9583 | 64.161
|  | 17.9667 | 64.112
|  | 17.975 | 64.14
|  | 17.9833 | 64.104
|  | 17.9917 | 64.146
|  | 18 | 64.114
|  | 18.0083 | 64.133
|  | 18.0167 | 64.133
|  | 18.025 | 64.105
|  | 18.0333 | 64.129
|  | 18.0417 | 64.128
|  | 18.05 | 64.107
|  | 18.0583 | 64.098
|  | 18.0667 | 64.115
|  | 18.075 | 64.082
|  | 18.0833 | 64.122
|  | 18.0917 | 64.106
|  | 18.1 | 64.081
|  | 18.1083 | 64.09
|  | 18.1167 | 64.084
|  | 18.125 | 64.055
|  | 18.1333 | 64.108
|  | 18.1417 | 64.115
|  | 18.15 | 64.1
|  | 18.1583 | 64.103
|  | 18.1667 | 64.125
|  | 18.175 | 64.084
|  | 18.1833 | 64.088
|  | 18.1917 | 64.1
|  | 18.2 | 64.113
|  | 18.2083 | 64.106
|  | 18.2167 | 64.109
|  | 18.225 | 64.117
|  | 18.2333 | 64.128
|  | 18.2417 | 64.129
|  | 18.25 | 64.174
|  | 18.2583 | 64.12
|  | 18.2667 | 64.157
|  | 18.275 | 64.096
|  | 18.2833 | 64.148
|  | 18.2917 | 64.122
|  | 18.3 | 64.221
|  | 18.3083 | 64.125
|  | 18.3167 | 64.208
|  | 18.325 | 64.148
|  | 18.3333 | 64.174
|  | 18.3417 | 64.163
|  | 18.35 | 64.201
|  | 18.3583 | 64.17
|  | 18.3667 | 64.175
|  | 18.375 | 64.195
|  | 18.3833 | 64.147
|  | 18.3917 | 64.154
|  | 18.4 | 64.175
|  | 18.4083 | 64.141
|  | 18.4167 | 64.229
|  | 18.425 | 64.257
|  | 18.4333 | 64.218
|  | 18.4417 | 64.219
|  | 18.45 | 64.197
|  | 18.4583 | 64.169
|  | 18.4667 | 64.253
|  | 18.475 | 64.255
|  | 18.4833 | 64.249
|  | 18.4917 | 64.19
|  | 18.5 | 64.238
|  | 18.5083 | 64.244
|  | 18.5167 | 64.215
|  | 18.525 | 64.249
|  | 18.5333 | 64.202
|  | 18.5417 | 64.231
|  | 18.55 | 64.278
|  | 18.5583 | 64.231
|  | 18.5667 | 64.23
|  | 18.575 | 64.216
|  | 18.5833 | 64.163
|  | 18.5917 | 64.18
|  | 18.6 | 64.241
|  | 18.6083 | 64.23
|  | 18.6167 | 64.21
|  | 18.625 | 64.193
|  | 18.6333 | 64.172
|  | 18.6417 | 64.205
|  | 18.65 | 64.193
|  | 18.6583 | 64.184
|  | 18.6667 | 64.138
|  | 18.675 | 64.193
|  | 18.6833 | 64.205
|  | 18.6917 | 64.231
|  | 18.7 | 64.184
|  | 18.7083 | 64.192
|  | 18.7167 | 64.16
|  | 18.725 | 64.163
|  | 18.7333 | 64.139
|  | 18.7417 | 64.156
|  | 18.75 | 64.134
|  | 18.7583 | 64.144
|  | 18.7667 | 64.098
|  | 18.775 | 64.112
|  | 18.7833 | 64.079
|  | 18.7917 | 64.075
|  | 18.8 | 64.088
|  | 18.8083 | 64.106
|  | 18.8167 | 64.083
|  | 18.825 | 64.082
|  | 18.8333 | 64.054
|  | 18.8417 | 64.108
|  | 18.85 | 64.027
|  | 18.8583 | 64.039
|  | 18.8667 | 64.056
|  | 18.875 | 64.045
|  | 18.8833 | 64.043
|  | 18.8917 | 64.048
|  | 18.9 | 64.027
|  | 18.9083 | 64.04
|  | 18.9167 | 64.061
|  | 18.925 | 64.066
|  | 18.9333 | 64.027
|  | 18.9417 | 64.075
|  | 18.95 | 64.031
|  | 18.9583 | 64.032
|  | 18.9667 | 64.052
|  | 18.975 | 64.04
|  | 18.9833 | 64.069
|  | 18.9917 | 64.016
|  | 19 | 64.054
|  | 19.0083 | 64.037
|  | 19.0167 | 64.053
|  | 19.025 | 64.05
|  | 19.0333 | 64.085
|  | 19.0417 | 64.032
|  | 19.05 | 64.051
|  | 19.0583 | 64.084
|  | 19.0667 | 64.099
|  | 19.075 | 64.068
|  | 19.0833 | 64.085
|  | 19.0917 | 64.118
|  | 19.1 | 64.108
|  | 19.1083 | 64.098
|  | 19.1167 | 64.124
|  | 19.125 | 64.077
|  | 19.1333 | 64.118
|  | 19.1417 | 64.143
|  | 19.15 | 64.126
|  | 19.1583 | 64.119
|  | 19.1667 | 64.157
|  | 19.175 | 64.179
|  | 19.1833 | 64.15
|  | 19.1917 | 64.144
|  | 19.2 | 64.188
|  | 19.2083 | 64.199
|  | 19.2167 | 64.196
|  | 19.225 | 64.197
|  | 19.2333 | 64.177
|  | 19.2417 | 64.167
|  | 19.25 | 64.199
|  | 19.2583 | 64.175
|  | 19.2667 | 64.183
|  | 19.275 | 64.173
|  | 19.2833 | 64.182
|  | 19.2917 | 64.201
|  | 19.3 | 64.189
|  | 19.3083 | 64.211
|  | 19.3167 | 64.181
|  | 19.325 | 64.131
|  | 19.3333 | 64.163
|  | 19.3417 | 64.193
|  | 19.35 | 64.15
|  | 19.3583 | 64.155
|  | 19.3667 | 64.141
|  | 19.375 | 64.139
|  | 19.3833 | 64.174
|  | 19.3917 | 64.128
|  | 19.4 | 64.159
|  | 19.4083 | 64.16
|  | 19.4167 | 64.156
|  | 19.425 | 64.133
|  | 19.4333 | 64.133
|  | 19.4417 | 64.182
|  | 19.45 | 64.182
|  | 19.4583 | 64.136
|  | 19.4667 | 64.114
|  | 19.475 | 64.118
|  | 19.4833 | 64.121
|  | 19.4917 | 64.126
|  | 19.5 | 64.157
|  | 19.5083 | 64.131
|  | 19.5167 | 64.127
|  | 19.525 | 64.138
|  | 19.5333 | 64.118
|  | 19.5417 | 64.147
|  | 19.55 | 64.115
|  | 19.5583 | 64.156
|  | 19.5667 | 64.111
|  | 19.575 | 64.046
|  | 19.5833 | 64.12
|  | 19.5917 | 64.091
|  | 19.6 | 64.061
|  | 19.6083 | 64.088
|  | 19.6167 | 64.071
|  | 19.625 | 64.049
|  | 19.6333 | 64.072
|  | 19.6417 | 64.043
|  | 19.65 | 64.048
|  | 19.6583 | 64.049
|  | 19.6667 | 63.996
|  | 19.675 | 64.065
|  | 19.6833 | 64.037
|  | 19.6917 | 64.055
|  | 19.7 | 64.042
|  | 19.7083 | 64.013
|  | 19.7167 | 64.017
|  | 19.725 | 64.021
|  | 19.7333 | 64.035
|  | 19.7417 | 64.026
|  | 19.75 | 64.024
|  | 19.7583 | 64.04
|  | 19.7667 | 64.028
|  | 19.775 | 64.058
|  | 19.7833 | 64.016
|  | 19.7917 | 64.038
|  | 19.8 | 64.013
|  | 19.8083 | 64.023
|  | 19.8167 | 64.039
|  | 19.825 | 64.042
|  | 19.8333 | 64.063
|  | 19.8417 | 64.056
|  | 19.85 | 64.078
|  | 19.8583 | 64.073
|  | 19.8667 | 64.059
|  | 19.875 | 64.105
|  | 19.8833 | 64.096
|  | 19.8917 | 64.101
|  | 19.9 | 64.077
|  | 19.9083 | 64.104
|  | 19.9167 | 64.065
|  | 19.925 | 64.095
|  | 19.9333 | 64.104
|  | 19.9417 | 64.139
|  | 19.95 | 64.1
|  | 19.9583 | 64.103
|  | 19.9667 | 64.105
|  | 19.975 | 64.133
|  | 19.9833 | 64.095
|  | 19.9917 | 64.098
|  | 20 | 64.124
|  | 20.0083 | 64.114
|  | 20.0167 | 64.141
|  | 20.025 | 64.128
|  | 20.0333 | 64.174
|  | 20.0417 | 64.168
|  | 20.05 | 64.15
|  | 20.0583 | 64.151
|  | 20.0667 | 64.156
|  | 20.075 | 64.163
|  | 20.0833 | 64.191
|  | 20.0917 | 64.177
|  | 20.1 | 64.205
|  | 20.1083 | 64.165
|  | 20.1167 | 64.154
|  | 20.125 | 64.161
|  | 20.1333 | 64.153
|  | 20.1417 | 64.174
|  | 20.15 | 64.203
|  | 20.1583 | 64.169
|  | 20.1667 | 64.181
|  | 20.175 | 64.159
|  | 20.1833 | 64.106
|  | 20.1917 | 64.164
|  | 20.2 | 64.139
|  | 20.2083 | 64.191
|  | 20.2167 | 64.188
|  | 20.225 | 64.136
|  | 20.2333 | 64.135
|  | 20.2417 | 64.189
|  | 20.25 | 64.181
|  | 20.2583 | 64.169
|  | 20.2667 | 64.157
|  | 20.275 | 64.112
|  | 20.2833 | 64.173
|  | 20.2917 | 64.183
|  | 20.3 | 64.199
|  | 20.3083 | 64.19
|  | 20.3167 | 64.16
|  | 20.325 | 64.15
|  | 20.3333 | 64.13
|  | 20.3417 | 64.156
|  | 20.35 | 64.138
|  | 20.3583 | 64.13
|  | 20.3667 | 64.125
|  | 20.375 | 64.136
|  | 20.3833 | 64.161
|  | 20.3917 | 64.121
|  | 20.4 | 64.126
|  | 20.4083 | 64.147
|  | 20.4167 | 64.148
|  | 20.425 | 64.153
|  | 20.4333 | 64.13
|  | 20.4417 | 64.14
|  | 20.45 | 64.103
|  | 20.4583 | 64.094
|  | 20.4667 | 64.106
|  | 20.475 | 64.124
|  | 20.4833 | 64.061
|  | 20.4917 | 64.106
|  | 20.5 | 64.127
|  | 20.5083 | 64.071
|  | 20.5167 | 64.055
|  | 20.525 | 64.095
|  | 20.5333 | 64.112
|  | 20.5417 | 64.086
|  | 20.55 | 64.102
|  | 20.5583 | 64.083
|  | 20.5667 | 64.109
|  | 20.575 | 64.078
|  | 20.5833 | 64.118
|  | 20.5917 | 64.125
|  | 20.6 | 64.132
|  | 20.6083 | 64.122
|  | 20.6167 | 64.133
|  | 20.625 | 64.143
|  | 20.6333 | 64.139
|  | 20.6417 | 64.152
|  | 20.65 | 64.142
|  | 20.6583 | 64.147
|  | 20.6667 | 64.142
|  | 20.675 | 64.161
|  | 20.6833 | 64.164
|  | 20.6917 | 64.156
|  | 20.7 | 64.169
|  | 20.7083 | 64.155
|  | 20.7167 | 64.19
|  | 20.725 | 64.219
|  | 20.7333 | 64.143
|  | 20.7417 | 64.156
|  | 20.75 | 64.169
|  | 20.7583 | 64.154
|  | 20.7667 | 64.195
|  | 20.775 | 64.184
|  | 20.7833 | 64.193
|  | 20.7917 | 64.226
|  | 20.8 | 64.226
|  | 20.8083 | 64.253
|  | 20.8167 | 64.213
|  | 20.825 | 64.201
|  | 20.8333 | 64.208
|  | 20.8417 | 64.207
|  | 20.85 | 64.206
|  | 20.8583 | 64.221
|  | 20.8667 | 64.207
|  | 20.875 | 64.26
|  | 20.8833 | 64.189
|  | 20.8917 | 64.214
|  | 20.9 | 64.259
|  | 20.9083 | 64.233
|  | 20.9167 | 64.203
|  | 20.925 | 64.29
|  | 20.9333 | 64.2
|  | 20.9417 | 64.274
|  | 20.95 | 64.261
|  | 20.9583 | 64.234
|  | 20.9667 | 64.282
|  | 20.975 | 64.235
|  | 20.9833 | 64.271
|  | 20.9917 | 64.245
|  | 21 | 64.267
|  | 21.0083 | 64.255
|  | 21.0167 | 64.22
|  | 21.025 | 64.269
|  | 21.0333 | 64.281
|  | 21.0417 | 64.283
|  | 21.05 | 64.235
|  | 21.0583 | 64.242
|  | 21.0667 | 64.268
|  | 21.075 | 64.207
|  | 21.0833 | 64.217
|  | 21.0917 | 64.199
|  | 21.1 | 64.242
|  | 21.1083 | 64.201
|  | 21.1167 | 64.225
|  | 21.125 | 64.227
|  | 21.1333 | 64.256
|  | 21.1417 | 64.253
|  | 21.15 | 64.195
|  | 21.1583 | 64.179
|  | 21.1667 | 64.201
|  | 21.175 | 64.222
|  | 21.1833 | 64.183
|  | 21.1917 | 64.228
|  | 21.2 | 64.22
|  | 21.2083 | 64.223
|  | 21.2167 | 64.212
|  | 21.225 | 64.207
|  | 21.2333 | 64.176
|  | 21.2417 | 64.189
|  | 21.25 | 64.172
|  | 21.2583 | 64.183
|  | 21.2667 | 64.134
|  | 21.275 | 64.137
|  | 21.2833 | 64.162
|  | 21.2917 | 64.145
|  | 21.3 | 64.161
|  | 21.3083 | 64.122
|  | 21.3167 | 64.111
|  | 21.325 | 64.127
|  | 21.3333 | 64.123
|  | 21.3417 | 64.136
|  | 21.35 | 64.098
|  | 21.3583 | 64.135
|  | 21.3667 | 64.154
|  | 21.375 | 64.14
|  | 21.3833 | 64.176
|  | 21.3917 | 64.1
|  | 21.4 | 64.154
|  | 21.4083 | 64.139
|  | 21.4167 | 64.16
|  | 21.425 | 64.18
|  | 21.4333 | 64.157
|  | 21.4417 | 64.133
|  | 21.45 | 64.135
|  | 21.4583 | 64.119
|  | 21.4667 | 64.131
|  | 21.475 | 64.15
|  | 21.4833 | 64.166
|  | 21.4917 | 64.182
|  | 21.5 | 64.145
|  | 21.5083 | 64.17
|  | 21.5167 | 64.131
|  | 21.525 | 64.153
|  | 21.5333 | 64.192
|  | 21.5417 | 64.165
|  | 21.55 | 64.184
|  | 21.5583 | 64.167
|  | 21.5667 | 64.189
|  | 21.575 | 64.183
|  | 21.5833 | 64.162
|  | 21.5917 | 64.188
|  | 21.6 | 64.182
|  | 21.6083 | 64.169
|  | 21.6167 | 64.14
|  | 21.625 | 64.196
|  | 21.6333 | 64.186
|  | 21.6417 | 64.172
|  | 21.65 | 64.219
|  | 21.6583 | 64.183
|  | 21.6667 | 64.229
|  | 21.675 | 64.209
|  | 21.6833 | 64.226
|  | 21.6917 | 64.223
|  | 21.7 | 64.201
|  | 21.7083 | 64.178
|  | 21.7167 | 64.236
|  | 21.725 | 64.227
|  | 21.7333 | 64.223
|  | 21.7417 | 64.216
|  | 21.75 | 64.213
|  | 21.7583 | 64.198
|  | 21.7667 | 64.22
|  | 21.775 | 64.185
|  | 21.7833 | 64.216
|  | 21.7917 | 64.149
|  | 21.8 | 64.157
|  | 21.8083 | 64.194
|  | 21.8167 | 64.191
|  | 21.825 | 64.206
|  | 21.8333 | 64.147
|  | 21.8417 | 64.187
|  | 21.85 | 64.188
|  | 21.8583 | 64.163
|  | 21.8667 | 64.17
|  | 21.875 | 64.153
|  | 21.8833 | 64.183
|  | 21.8917 | 64.183
|  | 21.9 | 64.175
|  | 21.9083 | 64.17
|  | 21.9167 | 64.163
|  | 21.925 | 64.123
|  | 21.9333 | 64.149
|  | 21.9417 | 64.194
|  | 21.95 | 64.118
|  | 21.9583 | 64.185
|  | 21.9667 | 64.175
|  | 21.975 | 64.186
|  | 21.9833 | 64.171
|  | 21.9917 | 64.19
|  | 22 | 64.148
|  | 22.0083 | 64.178
|  | 22.0167 | 64.163
|  | 22.025 | 64.15
|  | 22.0333 | 64.18
|  | 22.0417 | 64.138
|  | 22.05 | 64.149
|  | 22.0583 | 64.166
|  | 22.0667 | 64.17
|  | 22.075 | 64.196
|  | 22.0833 | 64.167
|  | 22.0917 | 64.161
|  | 22.1 | 64.138
|  | 22.1083 | 64.124
|  | 22.1167 | 64.114
|  | 22.125 | 64.114
|  | 22.1333 | 64.131
|  | 22.1417 | 64.121
|  | 22.15 | 64.075
|  | 22.1583 | 64.098
|  | 22.1667 | 64.101
|  | 22.175 | 64.103
|  | 22.1833 | 64.069
|  | 22.1917 | 64.062
|  | 22.2 | 64.066
|  | 22.2083 | 64.047
|  | 22.2167 | 64.068
|  | 22.225 | 64.046
|  | 22.2333 | 64.08
|  | 22.2417 | 64.045
|  | 22.25 | 64.037
|  | 22.2583 | 64.045
|  | 22.2667 | 64.067
|  | 22.275 | 64.06
|  | 22.2833 | 64.011
|  | 22.2917 | 64.021
|  | 22.3 | 64.011
|  | 22.3083 | 64.058
|  | 22.3167 | 64.014
|  | 22.325 | 64.06
|  | 22.3333 | 64.004
|  | 22.3417 | 64.028
|  | 22.35 | 64.029
|  | 22.3583 | 64.026
|  | 22.3667 | 64.076
|  | 22.375 | 64.085
|  | 22.3833 | 64.036
|  | 22.3917 | 64.085
|  | 22.4 | 64.065
|  | 22.4083 | 64.051
|  | 22.4167 | 64.086
|  | 22.425 | 64.107
|  | 22.4333 | 64.011
|  | 22.4417 | 64.024
|  | 22.45 | 64.045
|  | 22.4583 | 64.061
|  | 22.4667 | 64.069
|  | 22.475 | 64.117
|  | 22.4833 | 64.067
|  | 22.4917 | 64.099
|  | 22.5 | 64.109
|  | 22.5083 | 64.128
|  | 22.5167 | 64.099
|  | 22.525 | 64.105
|  | 22.5333 | 64.161
|  | 22.5417 | 64.126
|  | 22.55 | 64.138
|  | 22.5583 | 64.165
|  | 22.5667 | 64.132
|  | 22.575 | 64.13
|  | 22.5833 | 64.136
|  | 22.5917 | 64.098
|  | 22.6 | 64.097
|  | 22.6083 | 64.107
|  | 22.6167 | 64.116
|  | 22.625 | 64.15
|  | 22.6333 | 64.14
|  | 22.6417 | 64.136
|  | 22.65 | 64.139
|  | 22.6583 | 64.181
|  | 22.6667 | 64.141
|  | 22.675 | 64.126
|  | 22.6833 | 64.166
|  | 22.6917 | 64.161
|  | 22.7 | 64.186
|  | 22.7083 | 64.146
|  | 22.7167 | 64.12
|  | 22.725 | 64.181
|  | 22.7333 | 64.166
|  | 22.7417 | 64.166
|  | 22.75 | 64.149
|  | 22.7583 | 64.145
|  | 22.7667 | 64.144
|  | 22.775 | 64.19
|  | 22.7833 | 64.117
|  | 22.7917 | 64.157
|  | 22.8 | 64.125
|  | 22.8083 | 64.153
|  | 22.8167 | 64.167
|  | 22.825 | 64.146
|  | 22.8333 | 64.116
|  | 22.8417 | 64.106
|  | 22.85 | 64.126
|  | 22.8583 | 64.193
|  | 22.8667 | 64.152
|  | 22.875 | 64.167
|  | 22.8833 | 64.145
|  | 22.8917 | 64.144
|  | 22.9 | 64.168
|  | 22.9083 | 64.17
|  | 22.9167 | 64.168
|  | 22.925 | 64.162
|  | 22.9333 | 64.154
|  | 22.9417 | 64.156
|  | 22.95 | 64.143
|  | 22.9583 | 64.11
|  | 22.9667 | 64.12
|  | 22.975 | 64.117
|  | 22.9833 | 64.16
|  | 22.9917 | 64.124
|  | 23 | 64.141
|  | 23.0083 | 64.13
|  | 23.0167 | 64.133
|  | 23.025 | 64.154
|  | 23.0333 | 64.141
|  | 23.0417 | 64.091
|  | 23.05 | 64.129
|  | 23.0583 | 64.13
|  | 23.0667 | 64.109
|  | 23.075 | 64.077
|  | 23.0833 | 64.128
|  | 23.0917 | 64.131
|  | 23.1 | 64.101
|  | 23.1083 | 64.11
|  | 23.1167 | 64.107
|  | 23.125 | 64.133
|  | 23.1333 | 64.073
|  | 23.1417 | 64.085
|  | 23.15 | 64.123
|  | 23.1583 | 64.147
|  | 23.1667 | 64.096
|  | 23.175 | 64.105
|  | 23.1833 | 64.13
|  | 23.1917 | 64.111
|  | 23.2 | 64.129
|  | 23.2083 | 64.141
|  | 23.2167 | 64.112
|  | 23.225 | 64.171
|  | 23.2333 | 64.137
|  | 23.2417 | 64.147
|  | 23.25 | 64.174
|  | 23.2583 | 64.193
|  | 23.2667 | 64.171
|  | 23.275 | 64.181
|  | 23.2833 | 64.235
|  | 23.2917 | 64.221
|  | 23.3 | 64.217
|  | 23.3083 | 64.201
|  | 23.3167 | 64.233
|  | 23.325 | 64.236
|  | 23.3333 | 64.183
|  | 23.3417 | 64.201
|  | 23.35 | 64.263
|  | 23.3583 | 64.224
|  | 23.3667 | 64.257
|  | 23.375 | 64.27
|  | 23.3833 | 64.277
|  | 23.3917 | 64.226
|  | 23.4 | 64.296
|  | 23.4083 | 64.264
|  | 23.4167 | 64.282
|  | 23.425 | 64.275
|  | 23.4333 | 64.245
|  | 23.4417 | 64.267
|  | 23.45 | 64.257
|  | 23.4583 | 64.298
|  | 23.4667 | 64.273
|  | 23.475 | 64.281
|  | 23.4833 | 64.296
|  | 23.4917 | 64.285
|  | 23.5 | 64.284
|  | 23.5083 | 64.305
|  | 23.5167 | 64.287
|  | 23.525 | 64.335
|  | 23.5333 | 64.298
|  | 23.5417 | 64.29
|  | 23.55 | 64.28
|  | 23.5583 | 64.316
|  | 23.5667 | 64.301
|  | 23.575 | 64.292
|  | 23.5833 | 64.286
|  | 23.5917 | 64.304
|  | 23.6 | 64.289
|  | 23.6083 | 64.262
|  | 23.6167 | 64.268
|  | 23.625 | 64.268
|  | 23.6333 | 64.346
|  | 23.6417 | 64.303
|  | 23.65 | 64.294
|  | 23.6583 | 64.303
|  | 23.6667 | 64.279
|  | 23.675 | 64.247
|  | 23.6833 | 64.274
|  | 23.6917 | 64.311
|  | 23.7 | 64.296
|  | 23.7083 | 64.301
|  | 23.7167 | 64.305
|  | 23.725 | 64.307
|  | 23.7333 | 64.311
|  | 23.7417 | 64.295
|  | 23.75 | 64.264
|  | 23.7583 | 64.263
|  | 23.7667 | 64.259
|  | 23.775 | 64.235
|  | 23.7833 | 64.24
|  | 23.7917 | 64.231
|  | 23.8 | 64.284
|  | 23.8083 | 64.28
|  | 23.8167 | 64.297
|  | 23.825 | 64.278
|  | 23.8333 | 64.286
|  | 23.8417 | 64.238
|  | 23.85 | 64.285
|  | 23.8583 | 64.318
|  | 23.8667 | 64.242
|  | 23.875 | 64.334
|  | 23.8833 | 64.29
|  | 23.8917 | 64.273
|  | 23.9 | 64.327
|  | 23.9083 | 64.255
|  | 23.9167 | 64.247
|  | 23.925 | 64.267
|  | 23.9333 | 64.297
|  | 23.9417 | 64.312
|  | 23.95 | 64.311
|  | 23.9583 | 64.277
|  | 23.9667 | 64.28
|  | 23.975 | 64.304
|  | 23.9833 | 64.273
|  | 23.9917 | 64.25
|  | 24 | 64.276
|  | 24.0083 | 64.318
|  | 24.0167 | 64.321
|  | 24.025 | 64.273
|  | 24.0333 | 64.265
|  | 24.0417 | 64.238
|  | 24.05 | 64.318
|  | 24.0583 | 64.237
|  | 24.0667 | 64.265
|  | 24.075 | 64.281
|  | 24.0833 | 64.242
|  | 24.0917 | 64.236
|  | 24.1 | 64.263
|  | 24.1083 | 64.248
|  | 24.1167 | 64.26
|  | 24.125 | 64.231
|  | 24.1333 | 64.24
|  | 24.1417 | 64.313
|  | 24.15 | 64.269
|  | 24.1583 | 64.247
|  | 24.1667 | 64.258
|  | 24.175 | 64.247
|  | 24.1833 | 64.211
|  | 24.1917 | 64.291
|  | 24.2 | 64.228
|  | 24.2083 | 64.262
|  | 24.2167 | 64.28
|  | 24.225 | 64.241
|  | 24.2333 | 64.286
|  | 24.2417 | 64.285
|  | 24.25 | 64.26
|  | 24.2583 | 64.279
|  | 24.2667 | 64.309
|  | 24.275 | 64.295
|  | 24.2833 | 64.293
|  | 24.2917 | 64.314
|  | 24.3 | 64.314
|  | 24.3083 | 64.304
|  | 24.3167 | 64.286
|  | 24.325 | 64.272
|  | 24.3333 | 64.341
|  | 24.3417 | 64.31
|  | 24.35 | 64.322
|  | 24.3583 | 64.35
|  | 24.3667 | 64.315
|  | 24.375 | 64.38
|  | 24.3833 | 64.373
|  | 24.3917 | 64.35
|  | 24.4 | 64.333
|  | 24.4083 | 64.358
|  | 24.4167 | 64.379
|  | 24.425 | 64.359
|  | 24.4333 | 64.351
|  | 24.4417 | 64.342
|  | 24.45 | 64.351
|  | 24.4583 | 64.394
|  | 24.4667 | 64.305
|  | 24.475 | 64.394
|  | 24.4833 | 64.375
|  | 24.4917 | 64.355
|  | 24.5 | 64.384
|  | 24.5083 | 64.359
|  | 24.5167 | 64.337
|  | 24.525 | 64.361
|  | 24.5333 | 64.312
|  | 24.5417 | 64.358
|  | 24.55 | 64.34
|  | 24.5583 | 64.316
|  | 24.5667 | 64.327
|  | 24.575 | 64.324
|  | 24.5833 | 64.315
|  | 24.5917 | 64.36
|  | 24.6 | 64.318
|  | 24.6083 | 64.297
|  | 24.6167 | 64.346
|  | 24.625 | 64.343
|  | 24.6333 | 64.288
|  | 24.6417 | 64.305
|  | 24.65 | 64.322
|  | 24.6583 | 64.365
|  | 24.6667 | 64.305
|  | 24.675 | 64.283
|  | 24.6833 | 64.294
|  | 24.6917 | 64.258
|  | 24.7 | 64.268
|  | 24.7083 | 64.321
|  | 24.7167 | 64.294
|  | 24.725 | 64.282
|  | 24.7333 | 64.276
|  | 24.7417 | 64.283
|  | 24.75 | 64.287
|  | 24.7583 | 64.315
|  | 24.7667 | 64.268
|  | 24.775 | 64.278
|  | 24.7833 | 64.326
|  | 24.7917 | 64.356
|  | 24.8 | 64.261
|  | 24.8083 | 64.313
|  | 24.8167 | 64.318
|  | 24.825 | 64.261
|  | 24.8333 | 64.288
|  | 24.8417 | 64.3
|  | 24.85 | 64.281
|  | 24.8583 | 64.306
|  | 24.8667 | 64.275
|  | 24.875 | 64.28
|  | 24.8833 | 64.287
|  | 24.8917 | 64.295
|  | 24.9 | 64.232
|  | 24.9083 | 64.26
|  | 24.9167 | 64.283
|  | 24.925 | 64.276
|  | 24.9333 | 64.297
|  | 24.9417 | 64.307
|  | 24.95 | 64.299
|  | 24.9583 | 64.321
|  | 24.9667 | 64.263
|  | 24.975 | 64.28
|  | 24.9833 | 64.247
|  | 24.9917 | 64.285
|  | 25 | 64.29
|  | 25.0083 | 64.283
|  | 25.0167 | 64.246
|  | 25.025 | 64.258
|  | 25.0333 | 64.261
|  | 25.0417 | 64.265
|  | 25.05 | 64.241
|  | 25.0583 | 64.226
|  | 25.0667 | 64.29
|  | 25.075 | 64.289
|  | 25.0833 | 64.251
|  | 25.0917 | 64.271
|  | 25.1 | 64.255
|  | 25.1083 | 64.255
|  | 25.1167 | 64.25
|  | 25.125 | 64.316
|  | 25.1333 | 64.233
|  | 25.1417 | 64.258
|  | 25.15 | 64.194
|  | 25.1583 | 64.27
|  | 25.1667 | 64.254
|  | 25.175 | 64.221
|  | 25.1833 | 64.271
|  | 25.1917 | 64.22
|  | 25.2 | 64.233
|  | 25.2083 | 64.282
|  | 25.2167 | 64.226
|  | 25.225 | 64.228
|  | 25.2333 | 64.264
|  | 25.2417 | 64.274
|  | 25.25 | 64.266
|  | 25.2583 | 64.304
|  | 25.2667 | 64.305
|  | 25.275 | 64.274
|  | 25.2833 | 64.244
|  | 25.2917 | 64.289
|  | 25.3 | 64.253
|  | 25.3083 | 64.235
|  | 25.3167 | 64.25
|  | 25.325 | 64.205
|  | 25.3333 | 64.265
|  | 25.3417 | 64.202
|  | 25.35 | 64.244
|  | 25.3583 | 64.243
|  | 25.3667 | 64.243
|  | 25.375 | 64.225
|  | 25.3833 | 64.223
|  | 25.3917 | 64.231
|  | 25.4 | 64.224
|  | 25.4083 | 64.276
|  | 25.4167 | 64.212
|  | 25.425 | 64.222
|  | 25.4333 | 64.262
|  | 25.4417 | 64.191
|  | 25.45 | 64.221
|  | 25.4583 | 64.239
|  | 25.4667 | 64.243
|  | 25.475 | 64.234
|  | 25.4833 | 64.232
|  | 25.4917 | 64.224
|  | 25.5 | 64.169
|  | 25.5083 | 64.2
|  | 25.5167 | 64.258
|  | 25.525 | 64.178
|  | 25.5333 | 64.239
|  | 25.5417 | 64.239
|  | 25.55 | 64.221
|  | 25.5583 | 64.227
|  | 25.5667 | 64.216
|  | 25.575 | 64.184
|  | 25.5833 | 64.17
|  | 25.5917 | 64.191
|  | 25.6 | 64.206
|  | 25.6083 | 64.185
|  | 25.6167 | 64.172
|  | 25.625 | 64.173
|  | 25.6333 | 64.183
|  | 25.6417 | 64.142
|  | 25.65 | 64.17
|  | 25.6583 | 64.2
|  | 25.6667 | 64.208
|  | 25.675 | 64.214
|  | 25.6833 | 64.181
|  | 25.6917 | 64.199
|  | 25.7 | 64.206
|  | 25.7083 | 64.189
|  | 25.7167 | 64.159
|  | 25.725 | 64.175
|  | 25.7333 | 64.18
|  | 25.7417 | 64.194
|  | 25.75 | 64.225
|  | 25.7583 | 64.177
|  | 25.7667 | 64.209
|  | 25.775 | 64.196
|  | 25.7833 | 64.142
|  | 25.7917 | 64.159
|  | 25.8 | 64.194
|  | 25.8083 | 64.163
|  | 25.8167 | 64.201
|  | 25.825 | 64.148
|  | 25.8333 | 64.177
|  | 25.8417 | 64.149
|  | 25.85 | 64.182
|  | 25.8583 | 64.178
|  | 25.8667 | 64.161
|  | 25.875 | 64.226
|  | 25.8833 | 64.185
|  | 25.8917 | 64.186
|  | 25.9 | 64.151
|  | 25.9083 | 64.167
|  | 25.9167 | 64.221
|  | 25.925 | 64.18
|  | 25.9333 | 64.164
|  | 25.9417 | 64.178
|  | 25.95 | 64.174
|  | 25.9583 | 64.198
|  | 25.9667 | 64.12
|  | 25.975 | 64.212
|  | 25.9833 | 64.162
|  | 25.9917 | 64.162
|  | 26 | 64.176
|  | 26.0083 | 64.201
|  | 26.0167 | 64.192
|  | 26.025 | 64.147
|  | 26.0333 | 64.208
|  | 26.0417 | 64.179
|  | 26.05 | 64.155
|  | 26.0583 | 64.159
|  | 26.0667 | 64.195
|  | 26.075 | 64.126
|  | 26.0833 | 64.139
|  | 26.0917 | 64.17
|  | 26.1 | 64.17
|  | 26.1083 | 64.174
|  | 26.1167 | 64.206
|  | 26.125 | 64.199
|  | 26.1333 | 64.213
|  | 26.1417 | 64.216
|  | 26.15 | 64.256
|  | 26.1583 | 64.176
|  | 26.1667 | 64.226
|  | 26.175 | 64.267
|  | 26.1833 | 64.213
|  | 26.1917 | 64.216
|  | 26.2 | 64.238
|  | 26.2083 | 64.204
|  | 26.2167 | 64.207
|  | 26.225 | 64.253
|  | 26.2333 | 64.219
|  | 26.2417 | 64.221
|  | 26.25 | 64.225
|  | 26.2583 | 64.229
|  | 26.2667 | 64.184
|  | 26.275 | 64.22
|  | 26.2833 | 64.203
|  | 26.2917 | 64.212
|  | 26.3 | 64.194
|  | 26.3083 | 64.151
|  | 26.3167 | 64.253
|  | 26.325 | 64.208
|  | 26.3333 | 64.196
|  | 26.3417 | 64.239
|  | 26.35 | 64.262
|  | 26.3583 | 64.165
|  | 26.3667 | 64.219
|  | 26.375 | 64.224
|  | 26.3833 | 64.219
|  | 26.3917 | 64.147
|  | 26.4 | 64.158
|  | 26.4083 | 64.205
|  | 26.4167 | 64.163
|  | 26.425 | 64.249
|  | 26.4333 | 64.195
|  | 26.4417 | 64.164
|  | 26.45 | 64.234
|  | 26.4583 | 64.149
|  | 26.4667 | 64.195
|  | 26.475 | 64.185
|  | 26.4833 | 64.193
|  | 26.4917 | 64.232
|  | 26.5 | 64.253
|  | 26.5083 | 64.21
|  | 26.5167 | 64.198
|  | 26.525 | 64.125
|  | 26.5333 | 64.173
|  | 26.5417 | 64.24
|  | 26.55 | 64.213
|  | 26.5583 | 64.201
|  | 26.5667 | 64.177
|  | 26.575 | 64.221
|  | 26.5833 | 64.204
|  | 26.5917 | 64.219
|  | 26.6 | 64.25
|  | 26.6083 | 64.208
|  | 26.6167 | 64.19
|  | 26.625 | 64.181
|  | 26.6333 | 64.202
|  | 26.6417 | 64.171
|  | 26.65 | 64.22
|  | 26.6583 | 64.16
|  | 26.6667 | 64.181
|  | 26.675 | 64.162
|  | 26.6833 | 64.2
|  | 26.6917 | 64.247
|  | 26.7 | 64.167
|  | 26.7083 | 64.183
|  | 26.7167 | 64.177
|  | 26.725 | 64.184
|  | 26.7333 | 64.211
|  | 26.7417 | 64.171
|  | 26.75 | 64.207
|  | 26.7583 | 64.171
|  | 26.7667 | 64.154
|  | 26.775 | 64.185
|  | 26.7833 | 64.162
|  | 26.7917 | 64.116
|  | 26.8 | 64.175
|  | 26.8083 | 64.158
|  | 26.8167 | 64.191
|  | 26.825 | 64.14
|  | 26.8333 | 64.151
|  | 26.8417 | 64.155
|  | 26.85 | 64.168
|  | 26.8583 | 64.143
|  | 26.8667 | 64.13
|  | 26.875 | 64.167
|  | 26.8833 | 64.177
|  | 26.8917 | 64.135
|  | 26.9 | 64.166
|  | 26.9083 | 64.172
|  | 26.9167 | 64.152
|  | 26.925 | 64.183
|  | 26.9333 | 64.214
|  | 26.9417 | 64.183
|  | 26.95 | 64.207
|  | 26.9583 | 64.24
|  | 26.9667 | 64.198
|  | 26.975 | 64.202
|  | 26.9833 | 64.22
|  | 26.9917 | 64.181
|  | 27 | 64.213
|  | 27.0083 | 64.24
|  | 27.0167 | 64.211
|  | 27.025 | 64.197
|  | 27.0333 | 64.216
|  | 27.0417 | 64.155
|  | 27.05 | 64.156
|  | 27.0583 | 64.098
|  | 27.0667 | 64.21
|  | 27.075 | 64.139
|  | 27.0833 | 64.141
|  | 27.0917 | 64.194
|  | 27.1 | 64.162
|  | 27.1083 | 64.184
|  | 27.1167 | 64.156
|  | 27.125 | 64.196
|  | 27.1333 | 64.154
|  | 27.1417 | 64.138
|  | 27.15 | 64.188
|  | 27.1583 | 64.163
|  | 27.1667 | 64.208
|  | 27.175 | 64.183
|  | 27.1833 | 64.146
|  | 27.1917 | 64.17
|  | 27.2 | 64.172
|  | 27.2083 | 64.138
|  | 27.2167 | 64.147
|  | 27.225 | 64.147
|  | 27.2333 | 64.147
|  | 27.2417 | 64.105
|  | 27.25 | 64.182
|  | 27.2583 | 64.142
|  | 27.2667 | 64.194
|  | 27.275 | 64.129
|  | 27.2833 | 64.148
|  | 27.2917 | 64.178
|  | 27.3 | 64.177
|  | 27.3083 | 64.188
|  | 27.3167 | 64.139
|  | 27.325 | 64.139
|  | 27.3333 | 64.132
|  | 27.3417 | 64.13
|  | 27.35 | 64.147
|  | 27.3583 | 64.145
|  | 27.3667 | 64.133
|  | 27.375 | 64.131
|  | 27.3833 | 64.133
|  | 27.3917 | 64.122
|  | 27.4 | 64.168
|  | 27.4083 | 64.131
|  | 27.4167 | 64.125
|  | 27.425 | 64.148
|  | 27.4333 | 64.181
|  | 27.4417 | 64.135
|  | 27.45 | 64.165
|  | 27.4583 | 64.129
|  | 27.4667 | 64.186
|  | 27.475 | 64.141
|  | 27.4833 | 64.155
|  | 27.4917 | 64.197
|  | 27.5 | 64.16
|  | 27.5083 | 64.176
|  | 27.5167 | 64.18
|  | 27.525 | 64.182
|  | 27.5333 | 64.207
|  | 27.5417 | 64.158
|  | 27.55 | 64.241
|  | 27.5583 | 64.182
|  | 27.5667 | 64.188
|  | 27.575 | 64.165
|  | 27.5833 | 64.203
|  | 27.5917 | 64.197
|  | 27.6 | 64.165
|  | 27.6083 | 64.224
|  | 27.6167 | 64.166
|  | 27.625 | 64.2
|  | 27.6333 | 64.185
|  | 27.6417 | 64.14
|  | 27.65 | 64.16
|  | 27.6583 | 64.16
|  | 27.6667 | 64.169
|  | 27.675 | 64.172
|  | 27.6833 | 64.13
|  | 27.6917 | 64.194
|  | 27.7 | 64.141
|  | 27.7083 | 64.191
|  | 27.7167 | 64.206
|  | 27.725 | 64.167
|  | 27.7333 | 64.168
|  | 27.7417 | 64.174
|  | 27.75 | 64.157
|  | 27.7583 | 64.128
|  | 27.7667 | 64.159
|  | 27.775 | 64.177
|  | 27.7833 | 64.143
|  | 27.7917 | 64.175
|  | 27.8 | 64.155
|  | 27.8083 | 64.197
|  | 27.8167 | 64.179
|  | 27.825 | 64.208
|  | 27.8333 | 64.155
|  | 27.8417 | 64.169
|  | 27.85 | 64.199
|  | 27.8583 | 64.121
|  | 27.8667 | 64.205
|  | 27.875 | 64.197
|  | 27.8833 | 64.1
|  | 27.8917 | 64.201
|  | 27.9 | 64.171
|  | 27.9083 | 64.129
|  | 27.9167 | 64.144
|  | 27.925 | 64.141
|  | 27.9333 | 64.144
|  | 27.9417 | 64.167
|  | 27.95 | 64.205
|  | 27.9583 | 64.186
|  | 27.9667 | 64.117
|  | 27.975 | 64.196
|  | 27.9833 | 64.143
|  | 27.9917 | 64.154
|  | 28 | 64.112
|  | 28.0083 | 64.149
|  | 28.0167 | 64.146
|  | 28.025 | 64.121
|  | 28.0333 | 64.12
|  | 28.0417 | 64.123
|  | 28.05 | 64.182
|  | 28.0583 | 64.169
|  | 28.0667 | 64.153
|  | 28.075 | 64.109
|  | 28.0833 | 64.119
|  | 28.0917 | 64.171
|  | 28.1 | 64.18
|  | 28.1083 | 64.185
|  | 28.1167 | 64.138
|  | 28.125 | 64.155
|  | 28.1333 | 64.173
|  | 28.1417 | 64.176
|  | 28.15 | 64.173
|  | 28.1583 | 64.131
|  | 28.1667 | 64.163
|  | 28.175 | 64.141
|  | 28.1833 | 64.136
|  | 28.1917 | 64.118
|  | 28.2 | 64.155
|  | 28.2083 | 64.152
|  | 28.2167 | 64.134
|  | 28.225 | 64.165
|  | 28.2333 | 64.161
|  | 28.2417 | 64.159
|  | 28.25 | 64.117
|  | 28.2583 | 64.145
|  | 28.2667 | 64.163
|  | 28.275 | 64.156
|  | 28.2833 | 64.129
|  | 28.2917 | 64.135
|  | 28.3 | 64.194
|  | 28.3083 | 64.126
|  | 28.3167 | 64.135
|  | 28.325 | 64.156
|  | 28.3333 | 64.13
|  | 28.3417 | 64.152
|  | 28.35 | 64.135
|  | 28.3583 | 64.177
|  | 28.3667 | 64.192
|  | 28.375 | 64.129
|  | 28.3833 | 64.18
|  | 28.3917 | 64.147
|  | 28.4 | 64.108
|  | 28.4083 | 64.18
|  | 28.4167 | 64.2
|  | 28.425 | 64.166
|  | 28.4333 | 64.154
|  | 28.4417 | 64.171
|  | 28.45 | 64.165
|  | 28.4583 | 64.197
|  | 28.4667 | 64.171
|  | 28.475 | 64.188
|  | 28.4833 | 64.131
|  | 28.4917 | 64.145
|  | 28.5 | 64.19
|  | 28.5083 | 64.149
|  | 28.5167 | 64.176
|  | 28.525 | 64.169
|  | 28.5333 | 64.159
|  | 28.5417 | 64.18
|  | 28.55 | 64.18
|  | 28.5583 | 64.176
|  | 28.5667 | 64.159
|  | 28.575 | 64.135
|  | 28.5833 | 64.143
|  | 28.5917 | 64.136
|  | 28.6 | 64.165
|  | 28.6083 | 64.149
|  | 28.6167 | 64.169
|  | 28.625 | 64.174
|  | 28.6333 | 64.191
|  | 28.6417 | 64.147
|  | 28.65 | 64.192
|  | 28.6583 | 64.143
|  | 28.6667 | 64.172
|  | 28.675 | 64.159
|  | 28.6833 | 64.167
|  | 28.6917 | 64.162
|  | 28.7 | 64.201
|  | 28.7083 | 64.161
|  | 28.7167 | 64.153
|  | 28.725 | 64.194
|  | 28.7333 | 64.192
|  | 28.7417 | 64.183
|  | 28.75 | 64.184
|  | 28.7583 | 64.172
|  | 28.7667 | 64.158
|  | 28.775 | 64.149
|  | 28.7833 | 64.192
|  | 28.7917 | 64.218
|  | 28.8 | 64.125
|  | 28.8083 | 64.223
|  | 28.8167 | 64.138
|  | 28.825 | 64.154
|  | 28.8333 | 64.193
|  | 28.8417 | 64.181
|  | 28.85 | 64.174
|  | 28.8583 | 64.151
|  | 28.8667 | 64.164
|  | 28.875 | 64.182
|  | 28.8833 | 64.206
|  | 28.8917 | 64.195
|  | 28.9 | 64.173
|  | 28.9083 | 64.15
|  | 28.9167 | 64.134
|  | 28.925 | 64.159
|  | 28.9333 | 64.151
|  | 28.9417 | 64.157
|  | 28.95 | 64.18
|  | 28.9583 | 64.12
|  | 28.9667 | 64.174
|  | 28.975 | 64.149
|  | 28.9833 | 64.132
|  | 28.9917 | 64.131
|  | 29 | 64.114
|  | 29.0083 | 64.143
|  | 29.0167 | 64.176
|  | 29.025 | 64.141
|  | 29.0333 | 64.143
|  | 29.0417 | 64.136
|  | 29.05 | 64.104
|  | 29.0583 | 64.141
|  | 29.0667 | 64.139
|  | 29.075 | 64.099
|  | 29.0833 | 64.115
|  | 29.0917 | 64.152
|  | 29.1 | 64.117
|  | 29.1083 | 64.13
|  | 29.1167 | 64.113
|  | 29.125 | 64.149
|  | 29.1333 | 64.104
|  | 29.1417 | 64.114
|  | 29.15 | 64.101
|  | 29.1583 | 64.135
|  | 29.1667 | 64.095
|  | 29.175 | 64.159
|  | 29.1833 | 64.139
|  | 29.1917 | 64.125
|  | 29.2 | 64.15
|  | 29.2083 | 64.155
|  | 29.2167 | 64.11
|  | 29.225 | 64.135
|  | 29.2333 | 64.142
|  | 29.2417 | 64.157
|  | 29.25 | 64.136
|  | 29.2583 | 64.184
|  | 29.2667 | 64.115
|  | 29.275 | 64.15
|  | 29.2833 | 64.17
|  | 29.2917 | 64.18
|  | 29.3 | 64.167
|  | 29.3083 | 64.121
|  | 29.3167 | 64.159
|  | 29.325 | 64.156
|  | 29.3333 | 64.144
|  | 29.3417 | 64.155
|  | 29.35 | 64.157
|  | 29.3583 | 64.128
|  | 29.3667 | 64.147
|  | 29.375 | 64.177
|  | 29.3833 | 64.149
|  | 29.3917 | 64.179
|  | 29.4 | 64.139
|  | 29.4083 | 64.143
|  | 29.4167 | 64.171
|  | 29.425 | 64.148
|  | 29.4333 | 64.188
|  | 29.4417 | 64.123
|  | 29.45 | 64.152
|  | 29.4583 | 64.175
|  | 29.4667 | 64.239
|  | 29.475 | 64.189
|  | 29.4833 | 64.212
|  | 29.4917 | 64.118
|  | 29.5 | 64.164
|  | 29.5083 | 64.17
|  | 29.5167 | 64.139
|  | 29.525 | 64.168
|  | 29.5333 | 64.133
|  | 29.5417 | 64.125
|  | 29.55 | 64.129
|  | 29.5583 | 64.096
|  | 29.5667 | 64.14
|  | 29.575 | 64.171
|  | 29.5833 | 64.151
|  | 29.5917 | 64.177
|  | 29.6 | 64.113
|  | 29.6083 | 64.16
|  | 29.6167 | 64.13
|  | 29.625 | 64.158
|  | 29.6333 | 64.187
|  | 29.6417 | 64.175
|  | 29.65 | 64.129
|  | 29.6583 | 64.153
|  | 29.6667 | 64.145
|  | 29.675 | 64.171
|  | 29.6833 | 64.166
|  | 29.6917 | 64.124
|  | 29.7 | 64.128
|  | 29.7083 | 64.164
|  | 29.7167 | 64.17
|  | 29.725 | 64.153
|  | 29.7333 | 64.143
|  | 29.7417 | 64.087
|  | 29.75 | 64.164
|  | 29.7583 | 64.155
|  | 29.7667 | 64.141
|  | 29.775 | 64.153
|  | 29.7833 | 64.155
|  | 29.7917 | 64.156
|  | 29.8 | 64.086
|  | 29.8083 | 64.14
|  | 29.8167 | 64.167
|  | 29.825 | 64.158
|  | 29.8333 | 64.178
|  | 29.8417 | 64.133
|  | 29.85 | 64.164
|  | 29.8583 | 64.139
|  | 29.8667 | 64.141
|  | 29.875 | 64.136
|  | 29.8833 | 64.143
|  | 29.8917 | 64.137
|  | 29.9 | 64.134
|  | 29.9083 | 64.183
|  | 29.9167 | 64.136
|  | 29.925 | 64.129
|  | 29.9333 | 64.139
|  | 29.9417 | 64.104
|  | 29.95 | 64.121
|  | 29.9583 | 64.103
|  | 29.9667 | 64.133
|  | 29.975 | 64.088
|  | 29.9833 | 64.134
|  | 29.9917 | 64.167
|  | 30 | 64.108
|  | 30.0083 | 64.133
|  | 30.0167 | 64.138
|  | 30.025 | 64.101
|  | 30.0333 | 64.137
|  | 30.0417 | 64.116
|  | 30.05 | 64.089
|  | 30.0583 | 64.174
|  | 30.0667 | 64.151
|  | 30.075 | 64.072
|  | 30.0833 | 64.156
|  | 30.0917 | 64.116
|  | 30.1 | 64.156
|  | 30.1083 | 64.154
|  | 30.1167 | 64.173
|  | 30.125 | 64.132
|  | 30.1333 | 64.087
|  | 30.1417 | 64.149
|  | 30.15 | 64.105
|  | 30.1583 | 64.16
|  | 30.1667 | 64.144
|  | 30.175 | 64.156
|  | 30.1833 | 64.093
|  | 30.1917 | 64.127
|  | 30.2 | 64.177
|  | 30.2083 | 64.163
|  | 30.2167 | 64.124
|  | 30.225 | 64.149
|  | 30.2333 | 64.131
|  | 30.2417 | 64.166
|  | 30.25 | 64.141
|  | 30.2583 | 64.172
|  | 30.2667 | 64.155
|  | 30.275 | 64.131
|  | 30.2833 | 64.185
|  | 30.2917 | 64.114
|  | 30.3 | 64.087
|  | 30.3083 | 64.139
|  | 30.3167 | 64.096
|  | 30.325 | 64.07
|  | 30.3333 | 64.104
|  | 30.3417 | 64.101
|  | 30.35 | 64.093
|  | 30.3583 | 64.124
|  | 30.3667 | 64.129
|  | 30.375 | 64.122
|  | 30.3833 | 64.16
|  | 30.3917 | 64.107
|  | 30.4 | 64.116
|  | 30.4083 | 64.106
|  | 30.4167 | 64.095
|  | 30.425 | 64.108
|  | 30.4333 | 64.112
|  | 30.4417 | 64.109
|  | 30.45 | 64.109
|  | 30.4583 | 64.13
|  | 30.4667 | 64.125
|  | 30.475 | 64.125
|  | 30.4833 | 64.092
|  | 30.4917 | 64.118
|  | 30.5 | 64.12
|  | 30.5083 | 64.155
|  | 30.5167 | 64.098
|  | 30.525 | 64.118
|  | 30.5333 | 64.117
|  | 30.5417 | 64.143
|  | 30.55 | 64.129
|  | 30.5583 | 64.133
|  | 30.5667 | 64.114
|  | 30.575 | 64.073
|  | 30.5833 | 64.118
|  | 30.5917 | 64.106
|  | 30.6 | 64.164
|  | 30.6083 | 64.116
|  | 30.6167 | 64.126
|  | 30.625 | 64.107
|  | 30.6333 | 64.081
|  | 30.6417 | 64.081
|  | 30.65 | 64.135
|  | 30.6583 | 64.09
|  | 30.6667 | 64.099
|  | 30.675 | 64.071
|  | 30.6833 | 64.083
|  | 30.6917 | 64.134
|  | 30.7 | 64.141
|  | 30.7083 | 64.107
|  | 30.7167 | 64.102
|  | 30.725 | 64.087
|  | 30.7333 | 64.023
|  | 30.7417 | 64.093
|  | 30.75 | 64.086
|  | 30.7583 | 64.088
|  | 30.7667 | 64.067
|  | 30.775 | 64.074
|  | 30.7833 | 64.056
|  | 30.7917 | 64.116
|  | 30.8 | 64.122
|  | 30.8083 | 64.072
|  | 30.8167 | 64.109
|  | 30.825 | 64.063
|  | 30.8333 | 64.09
|  | 30.8417 | 64.024
|  | 30.85 | 64.097
|  | 30.8583 | 64.076
|  | 30.8667 | 64.071
|  | 30.875 | 64.08
|  | 30.8833 | 64.094
|  | 30.8917 | 64.088
|  | 30.9 | 64.079
|  | 30.9083 | 64.082
|  | 30.9167 | 64.081
|  | 30.925 | 64.083
|  | 30.9333 | 64.076
|  | 30.9417 | 64.069
|  | 30.95 | 64.057
|  | 30.9583 | 64.096
|  | 30.9667 | 64.098
|  | 30.975 | 64.046
|  | 30.9833 | 64.063
|  | 30.9917 | 64.087
|  | 31 | 64.066
|  | 31.0083 | 64.106
|  | 31.0167 | 64.057
|  | 31.025 | 64.098
|  | 31.0333 | 64.087
|  | 31.0417 | 64.048
|  | 31.05 | 64.067
|  | 31.0583 | 64.049
|  | 31.0667 | 64.048
|  | 31.075 | 64.072
|  | 31.0833 | 64.093
|  | 31.0917 | 64.05
|  | 31.1 | 64.092
|  | 31.1083 | 64.101
|  | 31.1167 | 64.068
|  | 31.125 | 64.112
|  | 31.1333 | 64.067
|  | 31.1417 | 64.079
|  | 31.15 | 64.085
|  | 31.1583 | 64.031
|  | 31.1667 | 64.072
|  | 31.175 | 64.038
|  | 31.1833 | 64.029
|  | 31.1917 | 64.07
|  | 31.2 | 64.073
|  | 31.2083 | 64.076
|  | 31.2167 | 64.093
|  | 31.225 | 64.069
|  | 31.2333 | 64.082
|  | 31.2417 | 64.084
|  | 31.25 | 64.096
|  | 31.2583 | 64.076
|  | 31.2667 | 64.047
|  | 31.275 | 64.071
|  | 31.2833 | 64.1
|  | 31.2917 | 64.104
|  | 31.3 | 64.109
|  | 31.3083 | 64.123
|  | 31.3167 | 64.107
|  | 31.325 | 64.051
|  | 31.3333 | 64.087
|  | 31.3417 | 64.064
|  | 31.35 | 64.161
|  | 31.3583 | 64.08
|  | 31.3667 | 64.046
|  | 31.375 | 64.078
|  | 31.3833 | 64.09
|  | 31.3917 | 64.024
|  | 31.4 | 64.039
|  | 31.4083 | 64.06
|  | 31.4167 | 64.08
|  | 31.425 | 64.059
|  | 31.4333 | 64.099
|  | 31.4417 | 64.073
|  | 31.45 | 64.057
|  | 31.4583 | 64.101
|  | 31.4667 | 64.086
|  | 31.475 | 64.067
|  | 31.4833 | 64.042
|  | 31.4917 | 64.092
|  | 31.5 | 64.066
|  | 31.5083 | 64.064
|  | 31.5167 | 64.04
|  | 31.525 | 64.072
|  | 31.5333 | 64.062
|  | 31.5417 | 64.096
|  | 31.55 | 64.036
|  | 31.5583 | 64.099
|  | 31.5667 | 64.067
|  | 31.575 | 64.049
|  | 31.5833 | 64.067
|  | 31.5917 | 64.11
|  | 31.6 | 64.054
|  | 31.6083 | 64.116
|  | 31.6167 | 64.05
|  | 31.625 | 64.07
|  | 31.6333 | 64.057
|  | 31.6417 | 64.057
|  | 31.65 | 64.096
|  | 31.6583 | 64.055
|  | 31.6667 | 64.078
|  | 31.675 | 64.06
|  | 31.6833 | 64.064
|  | 31.6917 | 64.081
|  | 31.7 | 64.098
|  | 31.7083 | 64.09
|  | 31.7167 | 64.102
|  | 31.725 | 64.068
|  | 31.7333 | 64.068
|  | 31.7417 | 64.059
|  | 31.75 | 64.065
|  | 31.7583 | 64.066
|  | 31.7667 | 64.081
|  | 31.775 | 64.071
|  | 31.7833 | 64.011
|  | 31.7917 | 64.071
|  | 31.8 | 64.016
|  | 31.8083 | 64.028
|  | 31.8167 | 64.068
|  | 31.825 | 64.069
|  | 31.8333 | 64.099
|  | 31.8417 | 64.027
|  | 31.85 | 64.061
|  | 31.8583 | 64.01
|  | 31.8667 | 64.053
|  | 31.875 | 64.031
|  | 31.8833 | 64.027
|  | 31.8917 | 64.039
|  | 31.9 | 64.036
|  | 31.9083 | 64.075
|  | 31.9167 | 63.986
|  | 31.925 | 64.004
|  | 31.9333 | 64.012
|  | 31.9417 | 64.003
|  | 31.95 | 63.979
|  | 31.9583 | 64.013
|  | 31.9667 | 63.992
|  | 31.975 | 64.017
|  | 31.9833 | 63.97
|  | 31.9917 | 64.012
|  | 32 | 64.022
|  | 32.0083 | 63.995
|  | 32.0167 | 63.942
|  | 32.025 | 63.989
|  | 32.0333 | 64.03
|  | 32.0417 | 64.017
|  | 32.05 | 64.003
|  | 32.0583 | 64.049
|  | 32.0667 | 63.999
|  | 32.075 | 64.032
|  | 32.0833 | 63.973
|  | 32.0917 | 64
|  | 32.1 | 63.989
|  | 32.1083 | 63.986
|  | 32.1167 | 64.004
|  | 32.125 | 63.998
|  | 32.1333 | 63.999
|  | 32.1417 | 63.991
|  | 32.15 | 64.013
|  | 32.1583 | 63.968
|  | 32.1667 | 63.976
|  | 32.175 | 64.006
|  | 32.1833 | 63.992
|  | 32.1917 | 63.978
|  | 32.2 | 63.965
|  | 32.2083 | 64.027
|  | 32.2167 | 64.01
|  | 32.225 | 63.936
|  | 32.2333 | 63.968
|  | 32.2417 | 63.958
|  | 32.25 | 63.987
|  | 32.2583 | 63.987
|  | 32.2667 | 64.002
|  | 32.275 | 63.96
|  | 32.2833 | 63.97
|  | 32.2917 | 63.988
|  | 32.3 | 63.964
|  | 32.3083 | 63.982
|  | 32.3167 | 64.011
|  | 32.325 | 63.953
|  | 32.3333 | 63.961
|  | 32.3417 | 63.995
|  | 32.35 | 63.982
|  | 32.3583 | 63.993
|  | 32.3667 | 63.926
|  | 32.375 | 63.961
|  | 32.3833 | 63.992
|  | 32.3917 | 63.981
|  | 32.4 | 63.995
|  | 32.4083 | 64.023
|  | 32.4167 | 63.989
|  | 32.425 | 63.978
|  | 32.4333 | 63.997
|  | 32.4417 | 64.005
|  | 32.45 | 64.013
|  | 32.4583 | 63.979
|  | 32.4667 | 64.003
|  | 32.475 | 63.988
|  | 32.4833 | 64.002
|  | 32.4917 | 63.998
|  | 32.5 | 63.965
|  | 32.5083 | 64.011
|  | 32.5167 | 63.972
|  | 32.525 | 63.952
|  | 32.5333 | 63.961
|  | 32.5417 | 64.02
|  | 32.55 | 63.973
|  | 32.5583 | 63.967
|  | 32.5667 | 63.983
|  | 32.575 | 63.921
|  | 32.5833 | 63.929
|  | 32.5917 | 63.939
|  | 32.6 | 63.974
|  | 32.6083 | 63.981
|  | 32.6167 | 63.959
|  | 32.625 | 63.958
|  | 32.6333 | 63.983
|  | 32.6417 | 63.986
|  | 32.65 | 63.993
|  | 32.6583 | 63.944
|  | 32.6667 | 63.955
|  | 32.675 | 63.97
|  | 32.6833 | 63.952
|  | 32.6917 | 63.964
|  | 32.7 | 63.984
|  | 32.7083 | 63.993
|  | 32.7167 | 63.969
|  | 32.725 | 63.98
|  | 32.7333 | 64
|  | 32.7417 | 63.96
|  | 32.75 | 63.935
|  | 32.7583 | 64.003
|  | 32.7667 | 63.938
|  | 32.775 | 63.943
|  | 32.7833 | 63.933
|  | 32.7917 | 63.97
|  | 32.8 | 63.967
|  | 32.8083 | 63.943
|  | 32.8167 | 63.968
|  | 32.825 | 63.952
|  | 32.8333 | 63.984
|  | 32.8417 | 63.959
|  | 32.85 | 63.949
|  | 32.8583 | 63.986
|  | 32.8667 | 63.948
|  | 32.875 | 63.961
|  | 32.8833 | 63.973
|  | 32.8917 | 63.982
|  | 32.9 | 63.984
|  | 32.9083 | 63.967
|  | 32.9167 | 63.985
|  | 32.925 | 63.974
|  | 32.9333 | 64.011
|  | 32.9417 | 63.942
|  | 32.95 | 63.983
|  | 32.9583 | 63.968
|  | 32.9667 | 63.958
|  | 32.975 | 64.013
|  | 32.9833 | 63.981
|  | 32.9917 | 63.955
|  | 33 | 64.002
|  | 33.0083 | 64
|  | 33.0167 | 64.022
|  | 33.025 | 64.001
|  | 33.0333 | 64.001
|  | 33.0417 | 63.957
|  | 33.05 | 64.006
|  | 33.0583 | 64.003
|  | 33.0667 | 64.002
|  | 33.075 | 63.975
|  | 33.0833 | 64
|  | 33.0917 | 63.989
|  | 33.1 | 63.974
|  | 33.1083 | 63.96
|  | 33.1167 | 63.94
|  | 33.125 | 64.006
|  | 33.1333 | 63.994
|  | 33.1417 | 64.013
|  | 33.15 | 64
|  | 33.1583 | 63.975
|  | 33.1667 | 63.978
|  | 33.175 | 63.98
|  | 33.1833 | 63.985
|  | 33.1917 | 63.969
|  | 33.2 | 63.991
|  | 33.2083 | 63.955
|  | 33.2167 | 63.994
|  | 33.225 | 63.98
|  | 33.2333 | 63.972
|  | 33.2417 | 63.983
|  | 33.25 | 64.016
|  | 33.2583 | 64.017
|  | 33.2667 | 63.984
|  | 33.275 | 63.979
|  | 33.2833 | 63.955
|  | 33.2917 | 63.946
|  | 33.3 | 63.934
|  | 33.3083 | 63.991
|  | 33.3167 | 63.99
|  | 33.325 | 63.933
|  | 33.3333 | 63.969
|  | 33.3417 | 63.942
|  | 33.35 | 63.957
|  | 33.3583 | 63.941
|  | 33.3667 | 63.943
|  | 33.375 | 63.962
|  | 33.3833 | 63.952
|  | 33.3917 | 63.934
|  | 33.4 | 63.953
|  | 33.4083 | 63.968
|  | 33.4167 | 63.935
|  | 33.425 | 63.968
|  | 33.4333 | 63.965
|  | 33.4417 | 63.981
|  | 33.45 | 63.963
|  | 33.4583 | 63.977
|  | 33.4667 | 63.941
|  | 33.475 | 63.953
|  | 33.4833 | 63.956
|  | 33.4917 | 63.933
|  | 33.5 | 63.965
|  | 33.5083 | 63.961
|  | 33.5167 | 63.959
|  | 33.525 | 63.967
|  | 33.5333 | 63.939
|  | 33.5417 | 63.954
|  | 33.55 | 63.898
|  | 33.5583 | 63.935
|  | 33.5667 | 63.926
|  | 33.575 | 63.87
|  | 33.5833 | 63.915
|  | 33.5917 | 63.961
|  | 33.6 | 63.936
|  | 33.6083 | 63.907
|  | 33.6167 | 63.912
|  | 33.625 | 63.948
|  | 33.6333 | 63.896
|  | 33.6417 | 63.938
|  | 33.65 | 63.943
|  | 33.6583 | 63.895
|  | 33.6667 | 63.932
|  | 33.675 | 63.94
|  | 33.6833 | 63.937
|  | 33.6917 | 63.963
|  | 33.7 | 63.94
|  | 33.7083 | 63.908
|  | 33.7167 | 63.925
|  | 33.725 | 63.899
|  | 33.7333 | 63.898
|  | 33.7417 | 63.886
|  | 33.75 | 63.899
|  | 33.7583 | 63.867
|  | 33.7667 | 63.909
|  | 33.775 | 63.88
|  | 33.7833 | 63.856
|  | 33.7917 | 63.887
|  | 33.8 | 63.871
|  | 33.8083 | 63.888
|  | 33.8167 | 63.925
|  | 33.825 | 63.92
|  | 33.8333 | 63.88
|  | 33.8417 | 63.92
|  | 33.85 | 63.926
|  | 33.8583 | 63.904
|  | 33.8667 | 63.87
|  | 33.875 | 63.888
|  | 33.8833 | 63.881
|  | 33.8917 | 63.916
|  | 33.9 | 63.882
|  | 33.9083 | 63.924
|  | 33.9167 | 63.877
|  | 33.925 | 63.878
|  | 33.9333 | 63.87
|  | 33.9417 | 63.891
|  | 33.95 | 63.896
|  | 33.9583 | 63.905
|  | 33.9667 | 63.914
|  | 33.975 | 63.885
|  | 33.9833 | 63.916
|  | 33.9917 | 63.942
|  | 34 | 63.894
|  | 34.0083 | 63.932
|  | 34.0167 | 63.948
|  | 34.025 | 63.917
|  | 34.0333 | 63.9
|  | 34.0417 | 63.932
|  | 34.05 | 63.922
|  | 34.0583 | 63.906
|  | 34.0667 | 63.903
|  | 34.075 | 63.892
|  | 34.0833 | 63.903
|  | 34.0917 | 63.925
|  | 34.1 | 63.937
|  | 34.1083 | 63.863
|  | 34.1167 | 63.861
|  | 34.125 | 63.893
|  | 34.1333 | 63.907
|  | 34.1417 | 63.914
|  | 34.15 | 63.905
|  | 34.1583 | 63.888
|  | 34.1667 | 63.948
|  | 34.175 | 63.877
|  | 34.1833 | 63.863
|  | 34.1917 | 63.875
|  | 34.2 | 63.875
|  | 34.2083 | 63.913
|  | 34.2167 | 63.915
|  | 34.225 | 63.896
|  | 34.2333 | 63.944
|  | 34.2417 | 63.946
|  | 34.25 | 63.877
|  | 34.2583 | 63.954
|  | 34.2667 | 63.924
|  | 34.275 | 63.923
|  | 34.2833 | 63.922
|  | 34.2917 | 63.941
|  | 34.3 | 63.899
|  | 34.3083 | 63.944
|  | 34.3167 | 63.917
|  | 34.325 | 63.949
|  | 34.3333 | 63.928
|  | 34.3417 | 63.918
|  | 34.35 | 63.931
|  | 34.3583 | 63.933
|  | 34.3667 | 63.918
|  | 34.375 | 63.945
|  | 34.3833 | 63.92
|  | 34.3917 | 63.933
|  | 34.4 | 63.892
|  | 34.4083 | 63.915
|  | 34.4167 | 63.924
|  | 34.425 | 63.905
|  | 34.4333 | 63.912
|  | 34.4417 | 63.934
|  | 34.45 | 63.898
|  | 34.4583 | 63.896
|  | 34.4667 | 63.945
|  | 34.475 | 63.917
|  | 34.4833 | 63.882
|  | 34.4917 | 63.882
|  | 34.5 | 63.936
|  | 34.5083 | 63.948
|  | 34.5167 | 63.951
|  | 34.525 | 63.914
|  | 34.5333 | 63.921
|  | 34.5417 | 63.919
|  | 34.55 | 63.927
|  | 34.5583 | 63.9
|  | 34.5667 | 63.95
|  | 34.575 | 63.932
|  | 34.5833 | 63.937
|  | 34.5917 | 63.966
|  | 34.6 | 63.975
|  | 34.6083 | 63.931
|  | 34.6167 | 63.919
|  | 34.625 | 63.909
|  | 34.6333 | 63.909
|  | 34.6417 | 63.934
|  | 34.65 | 63.943
|  | 34.6583 | 63.891
|  | 34.6667 | 63.906
|  | 34.675 | 63.954
|  | 34.6833 | 63.93
|  | 34.6917 | 63.908
|  | 34.7 | 63.941
|  | 34.7083 | 63.914
|  | 34.7167 | 63.921
|  | 34.725 | 63.89
|  | 34.7333 | 63.902
|  | 34.7417 | 63.897
|  | 34.75 | 63.921
|  | 34.7583 | 63.879
|  | 34.7667 | 63.921
|  | 34.775 | 63.913
|  | 34.7833 | 63.942
|  | 34.7917 | 63.94
|  | 34.8 | 63.957
|  | 34.8083 | 63.918
|  | 34.8167 | 63.953
|  | 34.825 | 63.95
|  | 34.8333 | 63.97
|  | 34.8417 | 63.952
|  | 34.85 | 63.928
|  | 34.8583 | 63.95
|  | 34.8667 | 63.942
|  | 34.875 | 63.939
|  | 34.8833 | 63.921
|  | 34.8917 | 63.927
|  | 34.9 | 63.918
|  | 34.9083 | 63.945
|  | 34.9167 | 63.971
|  | 34.925 | 63.944
|  | 34.9333 | 63.908
|  | 34.9417 | 63.955
|  | 34.95 | 63.922
|  | 34.9583 | 63.93
|  | 34.9667 | 63.906
|  | 34.975 | 63.939
|  | 34.9833 | 63.937
|  | 34.9917 | 63.964
|  | 35 | 63.904
|  | 35.0083 | 63.901
|  | 35.0167 | 63.893
|  | 35.025 | 63.881
|  | 35.0333 | 63.917
|  | 35.0417 | 63.904
|  | 35.05 | 63.939
|  | 35.0583 | 63.916
|  | 35.0667 | 63.888
|  | 35.075 | 63.929
|  | 35.0833 | 63.925
|  | 35.0917 | 63.928
|  | 35.1 | 63.913
|  | 35.1083 | 63.902
|  | 35.1167 | 63.87
|  | 35.125 | 63.955
|  | 35.1333 | 63.933
|  | 35.1417 | 63.93
|  | 35.15 | 63.865
|  | 35.1583 | 63.898
|  | 35.1667 | 63.938
|  | 35.175 | 63.947
|  | 35.1833 | 63.945
|  | 35.1917 | 63.915
|  | 35.2 | 63.944
|  | 35.2083 | 63.918
|  | 35.2167 | 63.897
|  | 35.225 | 63.932
|  | 35.2333 | 63.943
|  | 35.2417 | 63.912
|  | 35.25 | 63.93
|  | 35.2583 | 63.92
|  | 35.2667 | 63.902
|  | 35.275 | 63.943
|  | 35.2833 | 63.916
|  | 35.2917 | 63.906
|  | 35.3 | 63.89
|  | 35.3083 | 63.884
|  | 35.3167 | 63.917
|  | 35.325 | 63.883
|  | 35.3333 | 63.901
|  | 35.3417 | 63.911
|  | 35.35 | 63.926
|  | 35.3583 | 63.851
|  | 35.3667 | 63.879
|  | 35.375 | 63.89
|  | 35.3833 | 63.899
|  | 35.3917 | 63.895
|  | 35.4 | 63.907
|  | 35.4083 | 63.881
|  | 35.4167 | 63.882
|  | 35.425 | 63.854
|  | 35.4333 | 63.878
|  | 35.4417 | 63.898
|  | 35.45 | 63.879
|  | 35.4583 | 63.877
|  | 35.4667 | 63.866
|  | 35.475 | 63.854
|  | 35.4833 | 63.89
|  | 35.4917 | 63.863
|  | 35.5 | 63.856
|  | 35.5083 | 63.855
|  | 35.5167 | 63.904
|  | 35.525 | 63.841
|  | 35.5333 | 63.915
|  | 35.5417 | 63.898
|  | 35.55 | 63.909
|  | 35.5583 | 63.942
|  | 35.5667 | 63.91
|  | 35.575 | 63.953
|  | 35.5833 | 63.962
|  | 35.5917 | 63.939
|  | 35.6 | 63.954
|  | 35.6083 | 63.948
|  | 35.6167 | 63.924
|  | 35.625 | 63.914
|  | 35.6333 | 63.956
|  | 35.6417 | 63.948
|  | 35.65 | 63.95
|  | 35.6583 | 63.935
|  | 35.6667 | 63.955
|  | 35.675 | 63.932
|  | 35.6833 | 63.921
|  | 35.6917 | 63.914
|  | 35.7 | 63.943
|  | 35.7083 | 63.915
|  | 35.7167 | 63.955
|  | 35.725 | 63.945
|  | 35.7333 | 63.958
|  | 35.7417 | 63.933
|  | 35.75 | 63.939
|  | 35.7583 | 63.932
|  | 35.7667 | 63.913
|  | 35.775 | 63.95
|  | 35.7833 | 63.902
|  | 35.7917 | 63.893
|  | 35.8 | 63.886
|  | 35.8083 | 63.866
|  | 35.8167 | 63.913
|  | 35.825 | 63.902
|  | 35.8333 | 63.879
|  | 35.8417 | 63.887
|  | 35.85 | 63.885
|  | 35.8583 | 63.897
|  | 35.8667 | 63.911
|  | 35.875 | 63.9
|  | 35.8833 | 63.888
|  | 35.8917 | 63.904
|  | 35.9 | 63.867
|  | 35.9083 | 63.865
|  | 35.9167 | 63.897
|  | 35.925 | 63.908
|  | 35.9333 | 63.892
|  | 35.9417 | 63.876
|  | 35.95 | 63.884
|  | 35.9583 | 63.913
|  | 35.9667 | 63.921
|  | 35.975 | 63.909
|  | 35.9833 | 63.897
|  | 35.9917 | 63.911
|  | 36 | 63.922
|  | 36.0083 | 63.903
|  | 36.0167 | 63.939
|  | 36.025 | 63.904
|  | 36.0333 | 63.9
|  | 36.0417 | 63.919
|  | 36.05 | 63.925
|  | 36.0583 | 63.925
|  | 36.0667 | 63.901
|  | 36.075 | 63.883
|  | 36.0833 | 63.916
|  | 36.0917 | 63.907
|  | 36.1 | 63.939
|  | 36.1083 | 63.96
|  | 36.1167 | 63.938
|  | 36.125 | 63.924
|  | 36.1333 | 63.942
|  | 36.1417 | 63.957
|  | 36.15 | 63.903
|  | 36.1583 | 64.005
|  | 36.1667 | 63.967
|  | 36.175 | 63.949
|  | 36.1833 | 63.933
|  | 36.1917 | 63.98
|  | 36.2 | 64.02
|  | 36.2083 | 63.972
|  | 36.2167 | 64.002
|  | 36.225 | 64.011
|  | 36.2333 | 64.024
|  | 36.2417 | 63.994
|  | 36.25 | 64.042
|  | 36.2583 | 64.055
|  | 36.2667 | 64.026
|  | 36.275 | 64.008
|  | 36.2833 | 64.08
|  | 36.2917 | 64.044
|  | 36.3 | 64.033
|  | 36.3083 | 64.058
|  | 36.3167 | 64.052
|  | 36.325 | 64.048
|  | 36.3333 | 64.085
|  | 36.3417 | 64.047
|  | 36.35 | 64.042
|  | 36.3583 | 64.105
|  | 36.3667 | 64.097
|  | 36.375 | 64.049
|  | 36.3833 | 64.036
|  | 36.3917 | 64.076
|  | 36.4 | 64.056
|  | 36.4083 | 64.052
|  | 36.4167 | 64.072
|  | 36.425 | 64.069
|  | 36.4333 | 64.085
|  | 36.4417 | 64.042
|  | 36.45 | 64.098
|  | 36.4583 | 64.072
|  | 36.4667 | 64.074
|  | 36.475 | 64.026
|  | 36.4833 | 64.062
|  | 36.4917 | 64.027
|  | 36.5 | 64.052
|  | 36.5083 | 64.056
|  | 36.5167 | 64.076
|  | 36.525 | 64.024
|  | 36.5333 | 64.074
|  | 36.5417 | 64.058
|  | 36.55 | 64.049
|  | 36.5583 | 64.044
|  | 36.5667 | 64.054
|  | 36.575 | 64.002
|  | 36.5833 | 64.029
|  | 36.5917 | 64.059
|  | 36.6 | 64.006
|  | 36.6083 | 63.976
|  | 36.6167 | 64.003
|  | 36.625 | 63.979
|  | 36.6333 | 63.961
|  | 36.6417 | 63.946
|  | 36.65 | 64.032
|  | 36.6583 | 63.984
|  | 36.6667 | 63.999
|  | 36.675 | 64.022
|  | 36.6833 | 63.956
|  | 36.6917 | 63.97
|  | 36.7 | 63.948
|  | 36.7083 | 63.931
|  | 36.7167 | 63.972
|  | 36.725 | 63.942
|  | 36.7333 | 63.913
|  | 36.7417 | 63.984
|  | 36.75 | 63.947
|  | 36.7583 | 63.951
|  | 36.7667 | 63.953
|  | 36.775 | 63.964
|  | 36.7833 | 63.949
|  | 36.7917 | 63.89
|  | 36.8 | 63.896
|  | 36.8083 | 63.901
|  | 36.8167 | 63.92
|  | 36.825 | 63.912
|  | 36.8333 | 63.878
|  | 36.8417 | 63.948
|  | 36.85 | 63.931
|  | 36.8583 | 63.921
|  | 36.8667 | 63.906
|  | 36.875 | 63.944
|  | 36.8833 | 63.895
|  | 36.8917 | 63.911
|  | 36.9 | 63.945
|  | 36.9083 | 63.914
|  | 36.9167 | 63.928
|  | 36.925 | 63.945
|  | 36.9333 | 63.915
|  | 36.9417 | 63.912
|  | 36.95 | 63.912
|  | 36.9583 | 63.949
|  | 36.9667 | 63.926
|  | 36.975 | 63.927
|  | 36.9833 | 63.933
|  | 36.9917 | 63.967
|  | 37 | 63.933
|  | 37.0083 | 63.958
|  | 37.0167 | 63.971
|  | 37.025 | 63.935
|  | 37.0333 | 63.959
|  | 37.0417 | 63.989
|  | 37.05 | 63.973
|  | 37.0583 | 63.919
|  | 37.0667 | 63.953
|  | 37.075 | 63.96
|  | 37.0833 | 63.942
|  | 37.0917 | 63.95
|  | 37.1 | 63.972
|  | 37.1083 | 63.943
|  | 37.1167 | 64.004
|  | 37.125 | 63.981
|  | 37.1333 | 63.994
|  | 37.1417 | 63.965
|  | 37.15 | 63.986
|  | 37.1583 | 63.966
|  | 37.1667 | 64.024
|  | 37.175 | 63.997
|  | 37.1833 | 63.962
|  | 37.1917 | 63.98
|  | 37.2 | 64.01
|  | 37.2083 | 64
|  | 37.2167 | 64.07
|  | 37.225 | 64.031
|  | 37.2333 | 64.059
|  | 37.2417 | 64.03
|  | 37.25 | 64.066
|  | 37.2583 | 64.024
|  | 37.2667 | 64.074
|  | 37.275 | 64.091
|  | 37.2833 | 64.077
|  | 37.2917 | 64.075
|  | 37.3 | 64.083
|  | 37.3083 | 64.077
|  | 37.3167 | 64.077
|  | 37.325 | 64.094
|  | 37.3333 | 64.088
|  | 37.3417 | 64.125
|  | 37.35 | 64.084
|  | 37.3583 | 64.114
|  | 37.3667 | 64.072
|  | 37.375 | 64.106
|  | 37.3833 | 64.029
|  | 37.3917 | 64.083
|  | 37.4 | 64.113
|  | 37.4083 | 64.117
|  | 37.4167 | 64.06
|  | 37.425 | 64.101
|  | 37.4333 | 64.113
|  | 37.4417 | 64.136
|  | 37.45 | 64.085
|  | 37.4583 | 64.122
|  | 37.4667 | 64.129
|  | 37.475 | 64.076
|  | 37.4833 | 64.125
|  | 37.4917 | 64.137
|  | 37.5 | 64.125
|  | 37.5083 | 64.093
|  | 37.5167 | 64.082
|  | 37.525 | 64.122
|  | 37.5333 | 64.075
|  | 37.5417 | 64.15
|  | 37.55 | 64.161
|  | 37.5583 | 64.1
|  | 37.5667 | 64.085
|  | 37.575 | 64.102
|  | 37.5833 | 64.081
|  | 37.5917 | 64.051
|  | 37.6 | 64.023
|  | 37.6083 | 64.048
|  | 37.6167 | 64.048
|  | 37.625 | 64.04
|  | 37.6333 | 64.039
|  | 37.6417 | 64.062
|  | 37.65 | 64.061
|  | 37.6583 | 64.029
|  | 37.6667 | 64.021
|  | 37.675 | 64.044
|  | 37.6833 | 64.049
|  | 37.6917 | 64.053
|  | 37.7 | 63.98
|  | 37.7083 | 64.009
|  | 37.7167 | 63.992
|  | 37.725 | 64.054
|  | 37.7333 | 64.004
|  | 37.7417 | 63.994
|  | 37.75 | 63.999
|  | 37.7583 | 63.992
|  | 37.7667 | 63.997
|  | 37.775 | 64.02
|  | 37.7833 | 63.959
|  | 37.7917 | 63.977
|  | 37.8 | 64.015
|  | 37.8083 | 63.967
|  | 37.8167 | 63.969
|  | 37.825 | 63.965
|  | 37.8333 | 63.961
|  | 37.8417 | 63.978
|  | 37.85 | 63.973
|  | 37.8583 | 63.987
|  | 37.8667 | 63.973
|  | 37.875 | 63.96
|  | 37.8833 | 63.986
|  | 37.8917 | 63.947
|  | 37.9 | 63.922
|  | 37.9083 | 63.973
|  | 37.9167 | 63.97
|  | 37.925 | 63.97
|  | 37.9333 | 63.987
|  | 37.9417 | 63.985
|  | 37.95 | 63.97
|  | 37.9583 | 63.975
|  | 37.9667 | 63.973
|  | 37.975 | 63.975
|  | 37.9833 | 63.973
|  | 37.9917 | 63.996
|  | 38 | 64.004
|  | 38.0083 | 63.973
|  | 38.0167 | 63.939
|  | 38.025 | 63.978
|  | 38.0333 | 64.009
|  | 38.0417 | 63.977
|  | 38.05 | 64.01
|  | 38.0583 | 63.995
|  | 38.0667 | 64.009
|  | 38.075 | 63.971
|  | 38.0833 | 63.991
|  | 38.0917 | 64.014
|  | 38.1 | 64.014
|  | 38.1083 | 64.013
|  | 38.1167 | 63.964
|  | 38.125 | 64.007
|  | 38.1333 | 63.98
|  | 38.1417 | 64.007
|  | 38.15 | 64.009
|  | 38.1583 | 64.025
|  | 38.1667 | 64.017
|  | 38.175 | 64.041
|  | 38.1833 | 64.006
|  | 38.1917 | 64.027
|  | 38.2 | 64.038
|  | 38.2083 | 64.073
|  | 38.2167 | 64.06
|  | 38.225 | 64.058
|  | 38.2333 | 64.022
|  | 38.2417 | 64.076
|  | 38.25 | 64.056
|  | 38.2583 | 64.054
|  | 38.2667 | 64.083
|  | 38.275 | 64.087
|  | 38.2833 | 64.092
|  | 38.2917 | 64.074
|  | 38.3 | 64.039
|  | 38.3083 | 64.1
|  | 38.3167 | 64.096
|  | 38.325 | 64.093
|  | 38.3333 | 64.159
|  | 38.3417 | 64.11
|  | 38.35 | 64.104
|  | 38.3583 | 64.082
|  | 38.3667 | 64.153
|  | 38.375 | 64.111
|  | 38.3833 | 64.112
|  | 38.3917 | 64.114
|  | 38.4 | 64.108
|  | 38.4083 | 64.12
|  | 38.4167 | 64.169
|  | 38.425 | 64.109
|  | 38.4333 | 64.106
|  | 38.4417 | 64.147
|  | 38.45 | 64.135
|  | 38.4583 | 64.132
|  | 38.4667 | 64.11
|  | 38.475 | 64.161
|  | 38.4833 | 64.13
|  | 38.4917 | 64.151
|  | 38.5 | 64.113
|  | 38.5083 | 64.187
|  | 38.5167 | 64.156
|  | 38.525 | 64.171
|  | 38.5333 | 64.133
|  | 38.5417 | 64.173
|  | 38.55 | 64.152
|  | 38.5583 | 64.144
|  | 38.5667 | 64.139
|  | 38.575 | 64.129
|  | 38.5833 | 64.119
|  | 38.5917 | 64.128
|  | 38.6 | 64.118
|  | 38.6083 | 64.079
|  | 38.6167 | 64.094
|  | 38.625 | 64.071
|  | 38.6333 | 64.13
|  | 38.6417 | 64.08
|  | 38.65 | 64.102
|  | 38.6583 | 64.072
|  | 38.6667 | 64.061
|  | 38.675 | 64.03
|  | 38.6833 | 64.088
|  | 38.6917 | 64.024
|  | 38.7 | 64.066
|  | 38.7083 | 64.078
|  | 38.7167 | 64.041
|  | 38.725 | 64.051
|  | 38.7333 | 64.023
|  | 38.7417 | 64.052
|  | 38.75 | 63.997
|  | 38.7583 | 64.076
|  | 38.7667 | 64.053
|  | 38.775 | 64
|  | 38.7833 | 64.033
|  | 38.7917 | 64.021
|  | 38.8 | 63.966
|  | 38.8083 | 64.034
|  | 38.8167 | 63.982
|  | 38.825 | 63.962
|  | 38.8333 | 63.997
|  | 38.8417 | 63.995
|  | 38.85 | 64.014
|  | 38.8583 | 63.977
|  | 38.8667 | 63.97
|  | 38.875 | 63.932
|  | 38.8833 | 63.946
|  | 38.8917 | 63.97
|  | 38.9 | 63.973
|  | 38.9083 | 63.964
|  | 38.9167 | 64.001
|  | 38.925 | 64.002
|  | 38.9333 | 63.948
|  | 38.9417 | 63.969
|  | 38.95 | 63.977
|  | 38.9583 | 63.963
|  | 38.9667 | 63.969
|  | 38.975 | 63.974
|  | 38.9833 | 63.991
|  | 38.9917 | 63.972
|  | 39 | 63.973
|  | 39.0083 | 63.999
|  | 39.0167 | 63.973
|  | 39.025 | 63.953
|  | 39.0333 | 63.968
|  | 39.0417 | 63.941
|  | 39.05 | 63.98
|  | 39.0583 | 63.987
|  | 39.0667 | 63.978
|  | 39.075 | 63.971
|  | 39.0833 | 64.008
|  | 39.0917 | 63.968
|  | 39.1 | 64.012
|  | 39.1083 | 63.995
|  | 39.1167 | 63.978
|  | 39.125 | 63.995
|  | 39.1333 | 64.012
|  | 39.1417 | 63.965
|  | 39.15 | 63.989
|  | 39.1583 | 63.996
|  | 39.1667 | 63.977
|  | 39.175 | 64.04
|  | 39.1833 | 63.993
|  | 39.1917 | 64.001
|  | 39.2 | 63.994
|  | 39.2083 | 64.024
|  | 39.2167 | 64.044
|  | 39.225 | 64.059
|  | 39.2333 | 64.052
|  | 39.2417 | 64.005
|  | 39.25 | 64.031
|  | 39.2583 | 64.02
|  | 39.2667 | 64.02
|  | 39.275 | 64.008
|  | 39.2833 | 64.017
|  | 39.2917 | 64.035
|  | 39.3 | 64.038
|  | 39.3083 | 64.014
|  | 39.3167 | 64.074
|  | 39.325 | 64.023
|  | 39.3333 | 64.052
|  | 39.3417 | 64.068
|  | 39.35 | 64.074
|  | 39.3583 | 64.103
|  | 39.3667 | 64.059
|  | 39.375 | 64.087
|  | 39.3833 | 64.088
|  | 39.3917 | 64.081
|  | 39.4 | 64.07
|  | 39.4083 | 64.085
|  | 39.4167 | 64.114
|  | 39.425 | 64.083
|  | 39.4333 | 64.082
|  | 39.4417 | 64.087
|  | 39.45 | 64.101
|  | 39.4583 | 64.115
|  | 39.4667 | 64.129
|  | 39.475 | 64.126
|  | 39.4833 | 64.143
|  | 39.4917 | 64.092
|  | 39.5 | 64.146
|  | 39.5083 | 64.124
|  | 39.5167 | 64.136
|  | 39.525 | 64.127
|  | 39.5333 | 64.132
|  | 39.5417 | 64.121
|  | 39.55 | 64.162
|  | 39.5583 | 64.179
|  | 39.5667 | 64.184
|  | 39.575 | 64.129
|  | 39.5833 | 64.134
|  | 39.5917 | 64.134
|  | 39.6 | 64.128
|  | 39.6083 | 64.155
|  | 39.6167 | 64.145
|  | 39.625 | 64.107
|  | 39.6333 | 64.18
|  | 39.6417 | 64.171
|  | 39.65 | 64.141
|  | 39.6583 | 64.144
|  | 39.6667 | 64.165
|  | 39.675 | 64.11
|  | 39.6833 | 64.131
|  | 39.6917 | 64.123
|  | 39.7 | 64.132
|  | 39.7083 | 64.139
|  | 39.7167 | 64.123
|  | 39.725 | 64.107
|  | 39.7333 | 64.112
|  | 39.7417 | 64.113
|  | 39.75 | 64.141
|  | 39.7583 | 64.091
|  | 39.7667 | 64.103
|  | 39.775 | 64.106
|  | 39.7833 | 64.115
|  | 39.7917 | 64.099
|  | 39.8 | 64.092
|  | 39.8083 | 64.091
|  | 39.8167 | 64.05
|  | 39.825 | 64.058
|  | 39.8333 | 64.078
|  | 39.8417 | 64.029
|  | 39.85 | 64.095
|  | 39.8583 | 64.031
|  | 39.8667 | 64.056
|  | 39.875 | 64.035
|  | 39.8833 | 64.018
|  | 39.8917 | 64.04
|  | 39.9 | 64.016
|  | 39.9083 | 64.025
|  | 39.9167 | 64.031
|  | 39.925 | 64.018
|  | 39.9333 | 64
|  | 39.9417 | 63.975
|  | 39.95 | 63.997
|  | 39.9583 | 64.032
|  | 39.9667 | 64.012
|  | 39.975 | 63.973
|  | 39.9833 | 63.987
|  | 39.9917 | 63.973
|  | 40 | 64.002
|  | 40.0083 | 63.962
|  | 40.0167 | 64.038
|  | 40.025 | 63.96
|  | 40.0333 | 63.981
|  | 40.0417 | 64.005
|  | 40.05 | 63.934
|  | 40.0583 | 63.959
|  | 40.0667 | 63.935
|  | 40.075 | 63.971
|  | 40.0833 | 63.963
|  | 40.0917 | 63.961
|  | 40.1 | 63.946
|  | 40.1083 | 63.938
|  | 40.1167 | 63.968
|  | 40.125 | 63.97
|  | 40.1333 | 63.941
|  | 40.1417 | 63.987
|  | 40.15 | 63.964
|  | 40.1583 | 63.986
|  | 40.1667 | 63.974
|  | 40.175 | 63.956
|  | 40.1833 | 63.975
|  | 40.1917 | 63.944
|  | 40.2 | 63.994
|  | 40.2083 | 63.968
|  | 40.2167 | 64.001
|  | 40.225 | 64
|  | 40.2333 | 63.995
|  | 40.2417 | 63.992
|  | 40.25 | 63.967
|  | 40.2583 | 63.975
|  | 40.2667 | 63.981
|  | 40.275 | 63.943
|  | 40.2833 | 64.006
|  | 40.2917 | 63.968
|  | 40.3 | 64.014
|  | 40.3083 | 64.012
|  | 40.3167 | 63.999
|  | 40.325 | 63.969
|  | 40.3333 | 63.994
|  | 40.3417 | 63.995
|  | 40.35 | 63.997
|  | 40.3583 | 63.964
|  | 40.3667 | 64.01
|  | 40.375 | 63.991
|  | 40.3833 | 63.998
|  | 40.3917 | 63.995
|  | 40.4 | 64.03
|  | 40.4083 | 64.006
|  | 40.4167 | 64.012
|  | 40.425 | 64.022
|  | 40.4333 | 63.992
|  | 40.4417 | 64.014
|  | 40.45 | 64.01
|  | 40.4583 | 64.029
|  | 40.4667 | 64.024
|  | 40.475 | 64.019
|  | 40.4833 | 63.989
|  | 40.4917 | 64.016
|  | 40.5 | 63.988
|  | 40.5083 | 64.03
|  | 40.5167 | 64.024
|  | 40.525 | 63.979
|  | 40.5333 | 64.016
|  | 40.5417 | 64.033
|  | 40.55 | 64.047
|  | 40.5583 | 64.063
|  | 40.5667 | 64.088
|  | 40.575 | 64.072
|  | 40.5833 | 64.078
|  | 40.5917 | 64.109
|  | 40.6 | 64.067
|  | 40.6083 | 64.064
|  | 40.6167 | 64.102
|  | 40.625 | 64.045
|  | 40.6333 | 64.128
|  | 40.6417 | 64.107
|  | 40.65 | 64.132
|  | 40.6583 | 64.122
|  | 40.6667 | 64.106
|  | 40.675 | 64.113
|  | 40.6833 | 64.067
|  | 40.6917 | 64.125
|  | 40.7 | 64.121
|  | 40.7083 | 64.152
|  | 40.7167 | 64.126
|  | 40.725 | 64.182
|  | 40.7333 | 64.148
|  | 40.7417 | 64.182
|  | 40.75 | 64.14
|  | 40.7583 | 64.149
|  | 40.7667 | 64.149
|  | 40.775 | 64.155
|  | 40.7833 | 64.151
|  | 40.7917 | 64.141
|  | 40.8 | 64.172
|  | 40.8083 | 64.13
|  | 40.8167 | 64.147
|  | 40.825 | 64.142
|  | 40.8333 | 64.168
|  | 40.8417 | 64.181
|  | 40.85 | 64.11
|  | 40.8583 | 64.107
|  | 40.8667 | 64.12
|  | 40.875 | 64.132
|  | 40.8833 | 64.112
|  | 40.8917 | 64.119
|  | 40.9 | 64.082
|  | 40.9083 | 64.126
|  | 40.9167 | 64.121
|  | 40.925 | 64.089
|  | 40.9333 | 64.111
|  | 40.9417 | 64.057
|  | 40.95 | 64.071
|  | 40.9583 | 64.077
|  | 40.9667 | 64.069
|  | 40.975 | 64.046
|  | 40.9833 | 64.062
|  | 40.9917 | 64.084
|  | 41 | 64.094
|  | 41.0083 | 64.04
|  | 41.0167 | 64.043
|  | 41.025 | 64.068
|  | 41.0333 | 64.046
|  | 41.0417 | 64.052
|  | 41.05 | 64.02
|  | 41.0583 | 64.043
|  | 41.0667 | 64.051
|  | 41.075 | 64.042
|  | 41.0833 | 64.059
|  | 41.0917 | 64.024
|  | 41.1 | 64.042
|  | 41.1083 | 64.047
|  | 41.1167 | 64.041
|  | 41.125 | 64.055
|  | 41.1333 | 64.045
|  | 41.1417 | 64.031
|  | 41.15 | 64.038
|  | 41.1583 | 64.022
|  | 41.1667 | 64.045
|  | 41.175 | 64.033
|  | 41.1833 | 64.035
|  | 41.1917 | 64.035
|  | 41.2 | 64.016
|  | 41.2083 | 64.029
|  | 41.2167 | 64.049
|  | 41.225 | 64.022
|  | 41.2333 | 64.015
|  | 41.2417 | 64.043
|  | 41.25 | 64.029
|  | 41.2583 | 64.051
|  | 41.2667 | 64.046
|  | 41.275 | 64.041
|  | 41.2833 | 64.016
|  | 41.2917 | 64.048
|  | 41.3 | 64.061
|  | 41.3083 | 64.024
|  | 41.3167 | 64.051
|  | 41.325 | 64.015
|  | 41.3333 | 64.056
|  | 41.3417 | 64.018
|  | 41.35 | 64.012
|  | 41.3583 | 64.062
|  | 41.3667 | 64.053
|  | 41.375 | 64.058
|  | 41.3833 | 64.058
|  | 41.3917 | 64.058
|  | 41.4 | 64.066
|  | 41.4083 | 64.102
|  | 41.4167 | 64.08
|  | 41.425 | 64.067
|  | 41.4333 | 64.06
|  | 41.4417 | 64.055
|  | 41.45 | 64.055
|  | 41.4583 | 64.061
|  | 41.4667 | 64.054
|  | 41.475 | 64.069
|  | 41.4833 | 64.09
|  | 41.4917 | 64.078
|  | 41.5 | 64.102
|  | 41.5083 | 64.074
|  | 41.5167 | 64.106
|  | 41.525 | 64.084
|  | 41.5333 | 64.081
|  | 41.5417 | 64.116
|  | 41.55 | 64.108
|  | 41.5583 | 64.101
|  | 41.5667 | 64.122
|  | 41.575 | 64.102
|  | 41.5833 | 64.1
|  | 41.5917 | 64.11
|  | 41.6 | 64.115
|  | 41.6083 | 64.119
|  | 41.6167 | 64.123
|  | 41.625 | 64.122
|  | 41.6333 | 64.131
|  | 41.6417 | 64.115
|  | 41.65 | 64.133
|  | 41.6583 | 64.12
|  | 41.6667 | 64.094
|  | 41.675 | 64.113
|  | 41.6833 | 64.114
|  | 41.6917 | 64.091
|  | 41.7 | 64.111
|  | 41.7083 | 64.13
|  | 41.7167 | 64.171
|  | 41.725 | 64.122
|  | 41.7333 | 64.158
|  | 41.7417 | 64.12
|  | 41.75 | 64.121
|  | 41.7583 | 64.151
|  | 41.7667 | 64.166
|  | 41.775 | 64.163
|  | 41.7833 | 64.159
|  | 41.7917 | 64.146
|  | 41.8 | 64.158
|  | 41.8083 | 64.161
|  | 41.8167 | 64.168
|  | 41.825 | 64.161
|  | 41.8333 | 64.158
|  | 41.8417 | 64.166
|  | 41.85 | 64.181
|  | 41.8583 | 64.143
|  | 41.8667 | 64.188
|  | 41.875 | 64.196
|  | 41.8833 | 64.181
|  | 41.8917 | 64.176
|  | 41.9 | 64.206
|  | 41.9083 | 64.165
|  | 41.9167 | 64.174
|  | 41.925 | 64.193
|  | 41.9333 | 64.194
|  | 41.9417 | 64.166
|  | 41.95 | 64.203
|  | 41.9583 | 64.188
|  | 41.9667 | 64.213
|  | 41.975 | 64.191
|  | 41.9833 | 64.199
|  | 41.9917 | 64.167
|  | 42 | 64.195
|  | 42.0083 | 64.2
|  | 42.0167 | 64.181
|  | 42.025 | 64.214
|  | 42.0333 | 64.2
|  | 42.0417 | 64.186
|  | 42.05 | 64.196
|  | 42.0583 | 64.186
|  | 42.0667 | 64.162
|  | 42.075 | 64.231
|  | 42.0833 | 64.207
|  | 42.0917 | 64.241
|  | 42.1 | 64.176
|  | 42.1083 | 64.222
|  | 42.1167 | 64.214
|  | 42.125 | 64.2
|  | 42.1333 | 64.2
|  | 42.1417 | 64.172
|  | 42.15 | 64.201
|  | 42.1583 | 64.234
|  | 42.1667 | 64.21
|  | 42.175 | 64.222
|  | 42.1833 | 64.152
|  | 42.1917 | 64.24
|  | 42.2 | 64.241
|  | 42.2083 | 64.227
|  | 42.2167 | 64.202
|  | 42.225 | 64.194
|  | 42.2333 | 64.227
|  | 42.2417 | 64.225
|  | 42.25 | 64.25
|  | 42.2583 | 64.262
|  | 42.2667 | 64.229
|  | 42.275 | 64.239
|  | 42.2833 | 64.227
|  | 42.2917 | 64.215
|  | 42.3 | 64.21
|  | 42.3083 | 64.25
|  | 42.3167 | 64.256
|  | 42.325 | 64.25
|  | 42.3333 | 64.222
|  | 42.3417 | 64.242
|  | 42.35 | 64.247
|  | 42.3583 | 64.199
|  | 42.3667 | 64.225
|  | 42.375 | 64.26
|  | 42.3833 | 64.23
|  | 42.3917 | 64.231
|  | 42.4 | 64.247
|  | 42.4083 | 64.265
|  | 42.4167 | 64.247
|  | 42.425 | 64.219
|  | 42.4333 | 64.22
|  | 42.4417 | 64.273
|  | 42.45 | 64.273
|  | 42.4583 | 64.227
|  | 42.4667 | 64.27
|  | 42.475 | 64.283
|  | 42.4833 | 64.259
|  | 42.4917 | 64.242
|  | 42.5 | 64.245
|  | 42.5083 | 64.26
|  | 42.5167 | 64.251
|  | 42.525 | 64.258
|  | 42.5333 | 64.274
|  | 42.5417 | 64.217
|  | 42.55 | 64.277
|  | 42.5583 | 64.279
|  | 42.5667 | 64.243
|  | 42.575 | 64.287
|  | 42.5833 | 64.253
|  | 42.5917 | 64.282
|  | 42.6 | 64.299
|  | 42.6083 | 64.301
|  | 42.6167 | 64.267
|  | 42.625 | 64.276
|  | 42.6333 | 64.304
|  | 42.6417 | 64.268
|  | 42.65 | 64.286
|  | 42.6583 | 64.277
|  | 42.6667 | 64.306
|  | 42.675 | 64.261
|  | 42.6833 | 64.243
|  | 42.6917 | 64.274
|  | 42.7 | 64.301
|  | 42.7083 | 64.299
|  | 42.7167 | 64.301
|  | 42.725 | 64.276
|  | 42.7333 | 64.279
|  | 42.7417 | 64.301
|  | 42.75 | 64.282
|  | 42.7583 | 64.31
|  | 42.7667 | 64.295
|  | 42.775 | 64.315
|  | 42.7833 | 64.284
|  | 42.7917 | 64.268
|  | 42.8 | 64.285
|  | 42.8083 | 64.304
|  | 42.8167 | 64.263
|  | 42.825 | 64.302
|  | 42.8333 | 64.315
|  | 42.8417 | 64.328
|  | 42.85 | 64.293
|  | 42.8583 | 64.347
|  | 42.8667 | 64.302
|  | 42.875 | 64.312
|  | 42.8833 | 64.314
|  | 42.8917 | 64.301
|  | 42.9 | 64.325
|  | 42.9083 | 64.302
|  | 42.9167 | 64.323
|  | 42.925 | 64.338
|  | 42.9333 | 64.304
|  | 42.9417 | 64.339
|  | 42.95 | 64.318
|  | 42.9583 | 64.349
|  | 42.9667 | 64.339
|  | 42.975 | 64.343
|  | 42.9833 | 64.337
|  | 42.9917 | 64.335
|  | 43 | 64.311
|  | 43.0083 | 64.314
|  | 43.0167 | 64.309
|  | 43.025 | 64.313
|  | 43.0333 | 64.301
|  | 43.0417 | 64.336
|  | 43.05 | 64.29
|  | 43.0583 | 64.331
|  | 43.0667 | 64.301
|  | 43.075 | 64.349
|  | 43.0833 | 64.278
|  | 43.0917 | 64.286
|  | 43.1 | 64.35
|  | 43.1083 | 64.357
|  | 43.1167 | 64.337
|  | 43.125 | 64.316
|  | 43.1333 | 64.295
|  | 43.1417 | 64.326
|  | 43.15 | 64.3
|  | 43.1583 | 64.32
|  | 43.1667 | 64.348
|  | 43.175 | 64.332
|  | 43.1833 | 64.319
|  | 43.1917 | 64.297
|  | 43.2 | 64.336
|  | 43.2083 | 64.353
|  | 43.2167 | 64.355
|  | 43.225 | 64.346
|  | 43.2333 | 64.38
|  | 43.2417 | 64.336
|  | 43.25 | 64.342
|  | 43.2583 | 64.342
|  | 43.2667 | 64.326
|  | 43.275 | 64.332
|  | 43.2833 | 64.326
|  | 43.2917 | 64.32
|  | 43.3 | 64.341
|  | 43.3083 | 64.333
|  | 43.3167 | 64.365
|  | 43.325 | 64.349
|  | 43.3333 | 64.336
|  | 43.3417 | 64.309
|  | 43.35 | 64.331
|  | 43.3583 | 64.328
|  | 43.3667 | 64.365
|  | 43.375 | 64.349
|  | 43.3833 | 64.354
|  | 43.3917 | 64.357
|  | 43.4 | 64.362
|  | 43.4083 | 64.31
|  | 43.4167 | 64.318
|  | 43.425 | 64.322
|  | 43.4333 | 64.341
|  | 43.4417 | 64.353
|  | 43.45 | 64.356
|  | 43.4583 | 64.356
|  | 43.4667 | 64.363
|  | 43.475 | 64.339
|  | 43.4833 | 64.372
|  | 43.4917 | 64.374
|  | 43.5 | 64.347
|  | 43.5083 | 64.391
|  | 43.5167 | 64.406
|  | 43.525 | 64.347
|  | 43.5333 | 64.324
|  | 43.5417 | 64.342
|  | 43.55 | 64.365
|  | 43.5583 | 64.355
|  | 43.5667 | 64.398
|  | 43.575 | 64.384
|  | 43.5833 | 64.396
|  | 43.5917 | 64.386
|  | 43.6 | 64.382
|  | 43.6083 | 64.386
|  | 43.6167 | 64.4
|  | 43.625 | 64.391
|  | 43.6333 | 64.368
|  | 43.6417 | 64.38
|  | 43.65 | 64.388
|  | 43.6583 | 64.326
|  | 43.6667 | 64.374
|  | 43.675 | 64.388
|  | 43.6833 | 64.341
|  | 43.6917 | 64.382
|  | 43.7 | 64.397
|  | 43.7083 | 64.348
|  | 43.7167 | 64.365
|  | 43.725 | 64.358
|  | 43.7333 | 64.359
|  | 43.7417 | 64.392
|  | 43.75 | 64.354
|  | 43.7583 | 64.329
|  | 43.7667 | 64.376
|  | 43.775 | 64.39
|  | 43.7833 | 64.377
|  | 43.7917 | 64.386
|  | 43.8 | 64.381
|  | 43.8083 | 64.395
|  | 43.8167 | 64.385
|  | 43.825 | 64.428
|  | 43.8333 | 64.417
|  | 43.8417 | 64.434
|  | 43.85 | 64.384
|  | 43.8583 | 64.392
|  | 43.8667 | 64.388
|  | 43.875 | 64.367
|  | 43.8833 | 64.416
|  | 43.8917 | 64.399
|  | 43.9 | 64.396
|  | 43.9083 | 64.382
|  | 43.9167 | 64.397
|  | 43.925 | 64.415
|  | 43.9333 | 64.388
|  | 43.9417 | 64.417
|  | 43.95 | 64.394
|  | 43.9583 | 64.431
|  | 43.9667 | 64.419
|  | 43.975 | 64.431
|  | 43.9833 | 64.43
|  | 43.9917 | 64.452
|  | 44 | 64.425
|  | 44.0083 | 64.406
|  | 44.0167 | 64.454
|  | 44.025 | 64.408
|  | 44.0333 | 64.426
|  | 44.0417 | 64.451
|  | 44.05 | 64.405
|  | 44.0583 | 64.423
|  | 44.0667 | 64.44
|  | 44.075 | 64.462
|  | 44.0833 | 64.432
|  | 44.0917 | 64.42
|  | 44.1 | 64.422
|  | 44.1083 | 64.447
|  | 44.1167 | 64.419
|  | 44.125 | 64.451
|  | 44.1333 | 64.391
|  | 44.1417 | 64.436
|  | 44.15 | 64.458
|  | 44.1583 | 64.427
|  | 44.1667 | 64.457
|  | 44.175 | 64.419
|  | 44.1833 | 64.446
|  | 44.1917 | 64.448
|  | 44.2 | 64.437
|  | 44.2083 | 64.433
|  | 44.2167 | 64.428
|  | 44.225 | 64.423
|  | 44.2333 | 64.451
|  | 44.2417 | 64.447
|  | 44.25 | 64.412
|  | 44.2583 | 64.458
|  | 44.2667 | 64.448
|  | 44.275 | 64.393
|  | 44.2833 | 64.429
|  | 44.2917 | 64.41
|  | 44.3 | 64.438
|  | 44.3083 | 64.427
|  | 44.3167 | 64.475
|  | 44.325 | 64.445
|  | 44.3333 | 64.428
|  | 44.3417 | 64.441
|  | 44.35 | 64.457
|  | 44.3583 | 64.453
|  | 44.3667 | 64.458
|  | 44.375 | 64.456
|  | 44.3833 | 64.444
|  | 44.3917 | 64.487
|  | 44.4 | 64.428
|  | 44.4083 | 64.493
|  | 44.4167 | 64.445
|  | 44.425 | 64.492
|  | 44.4333 | 64.456
|  | 44.4417 | 64.463
|  | 44.45 | 64.449
|  | 44.4583 | 64.481
|  | 44.4667 | 64.443
|  | 44.475 | 64.479
|  | 44.4833 | 64.442
|  | 44.4917 | 64.449
|  | 44.5 | 64.483
|  | 44.5083 | 64.454
|  | 44.5167 | 64.483
|  | 44.525 | 64.422
|  | 44.5333 | 64.447
|  | 44.5417 | 64.454
|  | 44.55 | 64.461
|  | 44.5583 | 64.482
|  | 44.5667 | 64.478
|  | 44.575 | 64.45
|  | 44.5833 | 64.469
|  | 44.5917 | 64.462
|  | 44.6 | 64.491
|  | 44.6083 | 64.468
|  | 44.6167 | 64.458
|  | 44.625 | 64.509
|  | 44.6333 | 64.476
|  | 44.6417 | 64.503
|  | 44.65 | 64.508
|  | 44.6583 | 64.491
|  | 44.6667 | 64.497
|  | 44.675 | 64.472
|  | 44.6833 | 64.464
|  | 44.6917 | 64.513
|  | 44.7 | 64.528
|  | 44.7083 | 64.474
|  | 44.7167 | 64.468
|  | 44.725 | 64.463
|  | 44.7333 | 64.518
|  | 44.7417 | 64.486
|  | 44.75 | 64.503
|  | 44.7583 | 64.473
|  | 44.7667 | 64.493
|  | 44.775 | 64.533
|  | 44.7833 | 64.508
|  | 44.7917 | 64.535
|  | 44.8 | 64.511
|  | 44.8083 | 64.484
|  | 44.8167 | 64.486
|  | 44.825 | 64.474
|  | 44.8333 | 64.492
|  | 44.8417 | 64.522
|  | 44.85 | 64.487
|  | 44.8583 | 64.485
|  | 44.8667 | 64.523
|  | 44.875 | 64.47
|  | 44.8833 | 64.523
|  | 44.8917 | 64.517
|  | 44.9 | 64.492
|  | 44.9083 | 64.51
|  | 44.9167 | 64.524
|  | 44.925 | 64.514
|  | 44.9333 | 64.505
|  | 44.9417 | 64.499
|  | 44.95 | 64.504
|  | 44.9583 | 64.511
|  | 44.9667 | 64.501
|  | 44.975 | 64.543
|  | 44.9833 | 64.567
|  | 44.9917 | 64.546
|  | 45 | 64.531
|  | 45.0083 | 64.554
|  | 45.0167 | 64.552
|  | 45.025 | 64.543
|  | 45.0333 | 64.563
|  | 45.0417 | 64.573
|  | 45.05 | 64.585
|  | 45.0583 | 64.6
|  | 45.0667 | 64.603
|  | 45.075 | 64.617
|  | 45.0833 | 64.581
|  | 45.0917 | 64.545
|  | 45.1 | 64.537
|  | 45.1083 | 64.572
|  | 45.1167 | 64.558
|  | 45.125 | 64.511
|  | 45.1333 | 64.523
|  | 45.1417 | 64.595
|  | 45.15 | 64.58
|  | 45.1583 | 64.577
|  | 45.1667 | 64.558
|  | 45.175 | 64.543
|  | 45.1833 | 64.51
|  | 45.1917 | 64.557
|  | 45.2 | 64.553
|  | 45.2083 | 64.564
|  | 45.2167 | 64.544
|  | 45.225 | 64.572
|  | 45.2333 | 64.505
|  | 45.2417 | 64.542
|  | 45.25 | 64.527
|  | 45.2583 | 64.517
|  | 45.2667 | 64.485
|  | 45.275 | 64.432
|  | 45.2833 | 64.5
|  | 45.2917 | 64.543
|  | 45.3 | 64.514
|  | 45.3083 | 64.512
|  | 45.3167 | 64.518
|  | 45.325 | 64.484
|  | 45.3333 | 64.492
|  | 45.3417 | 64.451
|  | 45.35 | 64.48
|  | 45.3583 | 64.444
|  | 45.3667 | 64.443
|  | 45.375 | 64.441
|  | 45.3833 | 64.445
|  | 45.3917 | 64.394
|  | 45.4 | 64.403

## L-I Data
Typcial Output ASE Power vs. Current
|  | Current (mA) | Output Power (mW)
|  | 200 | 4.6
|  | 250 | 14.2
|  | 300 | 24.6
|  | 350 | 35.8
Product Raw Data |  | 400 | 45.8
Tm-Doped Fiber ASE Source, 50 mW, 1820 - 1920 nm |  | 450 | 54.3
Item # | ASE1900
DISCLAIMER: The data presented here are typical. Slight variations in performance data will occur from lot to lot. Please contact Technical Support with any questions regarding the use or reliability of this data.
This data may be used in publications. However, please cite Thorlabs as the source.
Additional Information:
This light-current (L-I) curve shows the typical relationship between the current driving the pump laser diode and the optical output power provided by the ASE1900 ASE source. Unit-specific L-I data are included with each ASE1900.