## Graph
Product Raw Data
Collimated LEDs for Nikon Eclipse (Bayonet Mount) Microscopes
DISCLAIMER: The data presented here are typical. Slight variations in performance data will occur from lot to lot. Please contact Technical Support with any questions regarding the use or reliability of this data.
This data may be used in publications. However, please cite Thorlabs as the source.
Additional Information:
Each Collimated LED consists of a Mounted LED attached to a microscope-port-compatible collimation package. The data presented on the Normalized Spectra tab are for the bare (uncollimated) LEDs. The data in the graph to the left and on the the Normalized Output Spectrum tab has been scaled to the approximate total beam power of the LED through the collimation package for Nikon Eclipse Microscopes.
Due to variations in the manufacturing process and operating parameters such as temperature and current, the actual spectral output of any given LED will vary. Output plots are only intended to be used as a guideline.

## Spectra Scaled to Beam Power
LED Item # |  | M365L2-C5 |  | M365L3-C5 |  | M365LP1-C5 |  | M385L2-C5 |  | M385L3-C5 |  | M385LP1-C5 |  | M405LP1-C5 |  | M455L3-C5 |  | M455L4-C5 |  | M470L3-C5 |  | M470L4-C5 |  | M505L3-C5 |  | M505L4-C5 |  | M530L3-C5 |  | M530L4-C5 |  | M590L3-C5 |  | M590L4-C5 |  | M617L3-C5 |  | M617L4-C5 |  | M625L3-C5 |  | M625L4-C5 |  | M660L4-C5 |  | M780L3-C5 |  | M810L3-C5 |  | M850L3-C5 |  | M940L3-C5 |  | MCWHL5-C5 |  | MCWHL6-C5
Approximate Total Beam Power with Collimation Adapter for Nikon Eclipse Microscopes (mW) |  | 80 |  | 320 |  | 435 |  | 120 |  | 410 |  | 630 |  | 570 |  | 400 |  | 630 |  | 300 |  | 420 |  | 170 |  | 220 |  | 150 |  | 200 |  | 70 |  | 130 |  | 260 |  | 360 |  | 300 |  | 630 |  | 520 |  | 170 |  | 225 |  | 370 |  | 340 |  | 340 |  | 477
| Scaling Constant | 8.2315 |  | 26.5756 |  | 32.4308 |  | 9.5526 |  | 32.547 |  | 46.902 |  | #REF! |  | 16.6298 |  | 27.7179 |  | 14.2254 |  | 13.7814 |  | 4.4405 |  | 5.3677 |  | 3.608 |  | 4.8402 |  | 4.7071 |  | 6.5954 |  | 14.1023 |  | 17.3688 |  | 15.5995 |  | 24.6701 |  | 20.3626 |  | 4.5385 |  | 6.185 |  | 10.7239 |  | 4.6452 |  | 6.3848 |  | 5.2354
Spectra |  | Wavelength (nm) | Spectral Flux (mW/nm) | Wavelength (nm) | Spectral Flux (mW/nm) | Wavelength (nm) | Spectral Flux (mW/nm) | Wavelength (nm) | Spectral Flux (mW/nm) | Wavelength (nm) | Spectral Flux (mW/nm) | Wavelength (nm) | Spectral Flux (mW/nm) | Wavelength (nm) | Spectral Flux (mW/nm) | Wavelength (nm) | Spectral Flux (mW/nm) | Wavelength (nm) | Spectral Flux (mW/nm) | Wavelength (nm) | Spectral Flux (mW/nm) | Wavelength (nm) | Spectral Flux (mW/nm) | Wavelength (nm) | Spectral Flux (mW/nm) | Wavelength (nm) | Spectral Flux (mW/nm) | Wavelength (nm) | Spectral Flux (mW/nm) | Wavelength (nm) | Spectral Flux (mW/nm) | Wavelength (nm) | Spectral Flux (mW/nm) | Wavelength (nm) | Spectral Flux (mW/nm) | Wavelength (nm) | Spectral Flux (mW/nm) | Wavelength (nm) | Spectral Flux (mW/nm) | Wavelength (nm) | Spectral Flux (mW/nm) | Wavelength (nm) | Spectral Flux (mW/nm) | Wavelength (nm) | Spectral Flux (mW/nm) | Wavelength (nm) | Spectral Flux (mW/nm) | Wavelength (nm) | Spectral Flux (mW/nm) | Wavelength (nm) | Spectral Flux (mW/nm) | Wavelength (nm) | Spectral Flux (mW/nm) | Wavelength (nm) | Spectral Flux (mW/nm) | Wavelength (nm) | Spectral Flux (mW/nm)
|  | 319.0612 | 0.0025184 | 200.0376 | 0.033506 | 199.9755 | -0.031063 | 319.0612 | 0.00033209 | 200.0376 | 0.031929 | 199.9755 | 0 | 199.9755 | #REF! | 320.1482 | 0.00019056 | 200.0376 | 0 | 194.11 | 0.028068 | 200.0376 | 0 | 319.0612 | 0.00374 | 200.0376 | 0 | 194.11 | 0.002786 | 200.0376 | 5.0119e-05 | 194.11 | 0.0051009 | 200.0376 | 0 | 320.1482 | 0.0001706 | 200.0376 | 0 | 320.1482 | 0 | 200.0376 | 0.0083992 | 199.9755 | 0 | 498.5586 | 0.0070347 | 199.9755 | 0 | 497.0539 | 7.1499e-05 | 498.5586 | 0.018349 | 199.9755 | 0 | 200.0376 | 0
|  | 319.1756 | 0 | 200.2403 | 0.010176 | 200.1769 | -0.016428 | 319.1756 | 0 | 200.2403 | -0.021895 | 200.1769 | 0 | 200.1769 | #REF! | 320.2569 | 0.00018739 | 200.2403 | 0 | 194.31 | -0.04726 | 200.2403 | 0 | 319.1756 | 0.0096803 | 200.2403 | 0 | 194.31 | -0.0021065 | 200.2403 | 0 | 194.31 | -0.0043867 | 200.2403 | 0 | 320.2569 | 0.00016069 | 200.2403 | 0 | 320.2569 | 0 | 200.2403 | 0 | 200.1769 | 0 | 498.7121 | 0.0092585 | 200.1769 | 0 | 497.2087 | 0.00032174 | 498.7121 | 0.018442 | 200.1769 | 0 | 200.2403 | 0
|  | 319.2899 | 0.0014814 | 200.443 | 0.0031809 | 200.3784 | 0.0032147 | 319.2899 | 0 | 200.443 | -0.012337 | 200.3784 | 0 | 200.3784 | #REF! | 320.3656 | 0.0001669 | 200.443 | 0 | 194.52 | 0.002159 | 200.443 | 0 | 319.2899 | 0.0051066 | 200.443 | 0 | 194.52 | 0.0015046 | 200.443 | 6.3932e-05 | 194.52 | 0.0031115 | 200.443 | 0 | 320.3656 | 0.00015078 | 200.443 | 0 | 320.3656 | 0 | 200.443 | 0.0062544 | 200.3784 | 0 | 498.8657 | 0.007897 | 200.3784 | 0 | 497.3637 | 0 | 498.8657 | 0.01742 | 200.3784 | 0 | 200.443 | 0
|  | 319.4043 | 0.0014543 | 200.6458 | 0.01354 | 200.5799 | -0.0042612 | 319.4043 | 0.0082822 | 200.6458 | -0.0053901 | 200.5799 | 0 | 200.5799 | #REF! | 320.4742 | 0.00014864 | 200.6458 | 0 | 194.72 | -0.0083963 | 200.6458 | 0 | 319.4043 | 0.003382 | 200.6458 | 0 | 194.72 | -0.002689 | 200.6458 | 0 | 194.72 | -0.0031625 | 200.6458 | 0 | 320.4742 | 0.00015607 | 200.6458 | 0 | 320.4742 | 0 | 200.6458 | 0 | 200.5799 | 0 | 499.0192 | 0.0089408 | 200.5799 | 0 | 497.5186 | 0 | 499.0192 | 0.018395 | 200.5799 | 0 | 200.6458 | 0
|  | 319.5186 | 0.0045922 | 200.8485 | 0.010241 | 200.7814 | 0.027217 | 319.5186 | 0 | 200.8485 | 0.0052936 | 200.7814 | 0 | 200.7814 | #REF! | 320.583 | 0.00013877 | 200.8485 | 0 | 194.92 | 0.043421 | 200.8485 | 0 | 319.5186 | 0.001849 | 200.8485 | 0 | 194.92 | -0.00047565 | 200.8485 | 7.9198e-05 | 194.92 | -0.0042337 | 200.8485 | 0 | 320.583 | 0.00013294 | 200.8485 | 0 | 320.583 | 0 | 200.8485 | 0.012032 | 200.7814 | 0 | 499.1728 | 0.0084416 | 200.7814 | 0 | 497.6735 | 0 | 499.1728 | 0.017698 | 200.7814 | 0 | 200.8485 | 0
|  | 319.633 | 0.0013064 | 201.0513 | 0.0096249 | 200.9829 | 0.0057056 | 319.633 | 0.0036442 | 201.0513 | 0.00026956 | 200.9829 | 0 | 200.9829 | #REF! | 320.6917 | 0.00013225 | 201.0513 | 0 | 195.12 | 0.018952 | 201.0513 | 0 | 319.633 | 0.0069272 | 201.0513 | 0 | 195.12 | 0.00010678 | 201.0513 | 0 | 195.12 | 0.0031115 | 201.0513 | 0 | 320.6917 | 0.00011461 | 201.0513 | 0 | 320.6917 | 0 | 201.0513 | 0 | 200.9829 | 0 | 499.3263 | 0.0031922 | 200.9829 | 0 | 497.8284 | 0.00032174 | 499.3263 | 0.018395 | 200.9829 | 0 | 201.0513 | 0
|  | 319.7473 | 0 | 201.2541 | -0.0073286 | 201.1845 | 0.017451 | 319.7473 | 0 | 201.2541 | -0.0014332 | 201.1845 | 0 | 201.1845 | #REF! | 320.8004 | 0.00014622 | 201.2541 | 0 | 195.33 | 0.0079165 | 201.2541 | 0 | 319.7473 | 0.00046226 | 201.2541 | 0 | 195.33 | 0.0024366 | 201.2541 | 6.0993e-05 | 195.33 | -0.0027035 | 201.2541 | 0 | 320.8004 | 0.00010157 | 201.2541 | 0 | 320.8004 | 0 | 201.2541 | 0.0051721 | 201.1845 | 0 | 499.4799 | 0.0060816 | 201.1845 | 0 | 497.9833 | 0 | 499.4799 | 0.017373 | 201.1845 | 0 | 201.2541 | 0
|  | 319.8616 | 0 | 201.4569 | 0.0087377 | 201.3861 | -0.020885 | 319.8616 | 0.0031472 | 201.4569 | -0.026665 | 201.3861 | 0 | 201.3861 | #REF! | 320.9091 | 0.00013393 | 201.4569 | 0 | 195.53 | -0.030466 | 201.4569 | 0 | 319.8616 | 0.0023737 | 201.4569 | 0 | 195.53 | -0.0056011 | 201.4569 | 0 | 195.53 | -0.0054579 | 201.4569 | 0 | 320.9091 | 0.00011081 | 201.4569 | 0 | 320.9091 | 0 | 201.4569 | 0 | 201.3861 | 0 | 499.6335 | 0.0059 | 201.3861 | 0 | 498.1383 | 0.00032174 | 499.6335 | 0.018163 | 201.3861 | 0 | 201.4569 | 0
|  | 319.976 | 0.0019258 | 201.6597 | 0.034585 | 201.5876 | 0.027867 | 319.976 | 0 | 201.6597 | 0.0081461 | 201.5876 | 0 | 201.5876 | #REF! | 321.0178 | 0.00014082 | 201.6597 | 0 | 195.73 | -0.0074367 | 201.6597 | 0 | 319.976 | 0.0042442 | 201.6597 | 0 | 195.73 | -0.0042033 | 201.6597 | 8.6821e-05 | 195.73 | 0.0067842 | 201.6597 | 0 | 321.0178 | 0.00010834 | 201.6597 | 0 | 321.0178 | 0 | 201.6597 | 0.011492 | 201.5876 | 0 | 499.7871 | 0.01003 | 201.5876 | 0 | 498.2932 | 0 | 499.7871 | 0.017373 | 201.5876 | 0 | 201.6597 | 0
|  | 320.0903 | 0 | 201.8626 | -0.0027473 | 201.7892 | -0.014867 | 320.0903 | 0 | 201.8626 | -0.014633 | 201.7892 | 0 | 201.7892 | #REF! | 321.1266 | 0.00013225 | 201.8626 | 0 | 195.93 | 0.0098357 | 201.8626 | 0 | 320.0903 | 0.006794 | 201.8626 | 0 | 195.93 | -0.00024269 | 201.8626 | 0 | 195.93 | -0.012803 | 201.8626 | 0 | 321.1266 | 0.00010487 | 201.8626 | 0 | 321.1266 | 0 | 201.8626 | 0 | 201.7893 | 0 | 499.9407 | 0.0083962 | 201.7892 | 0 | 498.4482 | 0.00010725 | 499.9407 | 0.018349 | 201.7893 | 0 | 201.8626 | 0
|  | 320.2046 | 0 | 202.0655 | 0.035965 | 201.9909 | 0.07418 | 320.2046 | 0.0013283 | 202.0655 | 0.041275 | 201.9909 | 0 | 201.9909 | #REF! | 321.2353 | 0.00014362 | 202.0655 | 0 | 196.13 | 0.012714 | 202.0655 | 0 | 320.2046 | 0.0015969 | 202.0655 | 0 | 196.13 | -0.0044363 | 202.0655 | 0.00014164 | 196.13 | 0.0015813 | 202.0655 | 0 | 321.2353 | 0.00011461 | 202.0655 | 0 | 321.2353 | 0 | 202.0655 | 0.015344 | 201.9909 | 0 | 500.0942 | 0.0046293 | 201.9909 | 0 | 498.6032 | 7.1499e-05 | 500.0942 | 0.017605 | 201.9909 | 0 | 202.0655 | 0
|  | 320.3189 | 0.010207 | 202.2683 | -0.0065243 | 202.1925 | -0.0076792 | 320.3189 | 0.0043067 | 202.2683 | 0.0075019 | 202.1925 | 0 | 202.1925 | #REF! | 321.3441 | 0.00013393 | 202.2683 | 0 | 196.34 | 0.015113 | 202.2683 | 0 | 320.3189 | 0.0087922 | 202.2683 | 0 | 196.34 | -0.0099112 | 202.2683 | 0 | 196.34 | -0.0083652 | 202.2683 | 0 | 321.3441 | 0.0001057 | 202.2683 | 0 | 321.3441 | 0 | 202.2683 | 0 | 202.1925 | 0 | 500.2479 | 0.0048562 | 202.1925 | 0 | 498.7581 | 0.00053624 | 500.2479 | 0.018813 | 202.1925 | 0 | 202.2683 | 0
|  | 320.4332 | 0.00059256 | 202.4713 | 0.037884 | 202.3942 | 0.014233 | 320.4332 | 0.0026565 | 202.4713 | 0.01462 | 202.3942 | 0 | 202.3942 | #REF! | 321.4528 | 0.00012797 | 202.4712 | 0 | 196.54 | -0.010795 | 202.4712 | 0 | 320.4332 | 0.0063943 | 202.4712 | 0 | 196.54 | 0.0017376 | 202.4713 | 7.5057e-05 | 196.54 | 0.0093854 | 202.4712 | 0 | 321.4528 | 0.00010454 | 202.4712 | 0 | 321.4528 | 0 | 202.4712 | 0.0066581 | 202.3942 | 0 | 500.4015 | 0.0087593 | 202.3942 | 0 | 498.9131 | 0 | 500.4015 | 0.017977 | 202.3942 | 0 | 202.4713 | 0
|  | 320.5475 | 0 | 202.6742 | -0.00055867 | 202.5959 | -0.016528 | 320.5475 | 0 | 202.6742 | -0.022567 | 202.5959 | 0 | 202.5959 | #REF! | 321.5616 | 0.00013151 | 202.6742 | 0 | 196.74 | 0.0083963 | 202.6742 | 0 | 320.5475 | 0 | 202.6742 | 0 | 196.74 | -0.002223 | 202.6742 | 0 | 196.74 | -0.012344 | 202.6742 | 0 | 321.5616 | 9.9254e-05 | 202.6742 | 0 | 321.5616 | 0 | 202.6742 | 0 | 202.5959 | 0 | 500.5551 | 0.0066262 | 202.5959 | 0 | 499.0681 | 0.00032174 | 500.5551 | 0.019046 | 202.5959 | 0 | 202.6742 | 0
|  | 320.6619 | 0.0022221 | 202.8771 | 0.018391 | 202.7976 | 0.014692 | 320.6619 | 0 | 202.8771 | -0.00055896 | 202.7976 | 0 | 202.7976 | #REF! | 321.6704 | 0.00014268 | 202.8771 | 0 | 196.94 | -0.0064771 | 202.8771 | 0 | 320.6619 | 0.0029836 | 202.8771 | 0 | 196.94 | -0.0044363 | 202.8771 | 9.5491e-05 | 196.94 | -0.0013262 | 202.8771 | 0 | 321.6704 | 0.00012188 | 202.8771 | 0 | 321.6704 | 0 | 202.8771 | 0.012273 | 202.7976 | 0 | 500.7088 | 0.0098939 | 202.7976 | 0 | 499.2231 | 0 | 500.7088 | 0.017791 | 202.7976 | 0 | 202.8771 | 0
|  | 320.7761 | 0 | 203.08 | -0.0063089 | 202.9993 | -0.014422 | 320.7761 | 0.0031472 | 203.08 | 0.0012735 | 202.9993 | 0 | 202.9993 | #REF! | 321.7791 | 0.00015218 | 203.0801 | 0 | 197.15 | 0.0074367 | 203.0801 | 0 | 320.7761 | 0.0055062 | 203.0801 | 0 | 197.15 | -0.0099112 | 203.08 | 0 | 197.15 | -0.015404 | 203.0801 | 0 | 321.7791 | 0.00013146 | 203.0801 | 0 | 321.7791 | 0 | 203.08 | 0 | 202.9993 | 0 | 500.8624 | 0.0087139 | 202.9993 | 0 | 499.3781 | 0.00010725 | 500.8624 | 0.018813 | 202.9993 | 0 | 203.08 | 0
|  | 320.8904 | 0 | 203.283 | 0.018991 | 203.201 | 0.0014633 | 320.8904 | 0 | 203.283 | 0.0091622 | 203.201 | 0 | 203.201 | #REF! | 321.8879 | 0.00015535 | 203.283 | 0 | 197.35 | 0.031426 | 203.283 | 0 | 320.8904 | 0.0027314 | 203.283 | 0 | 197.35 | -0.0032714 | 203.283 | 5.6093e-05 | 197.35 | -0.0033155 | 203.283 | 0 | 321.8879 | 0.00014467 | 203.283 | 0 | 321.8879 | 0 | 203.283 | 0.0084334 | 203.201 | 0 | 501.0161 | 0.014659 | 203.201 | 0 | 499.5331 | 0 | 501.0161 | 0.018024 | 203.201 | 0 | 203.283 | 0
|  | 321.0047 | 0 | 203.486 | 0.017608 | 203.4028 | -0.023513 | 321.0047 | 0.0021534 | 203.486 | -0.010276 | 203.4028 | 0 | 203.4028 | #REF! | 321.9967 | 0.00015479 | 203.486 | 0 | 197.55 | -0.019431 | 203.486 | 0 | 321.0047 | 0.0090586 | 203.486 | 0 | 197.55 | -0.0060669 | 203.486 | 0 | 197.55 | -0.0007141 | 203.486 | 0 | 321.9967 | 0.00014186 | 203.486 | 0 | 321.9967 | 0 | 203.486 | 0 | 203.4028 | 0 | 501.1698 | 0.0078062 | 203.4028 | 0 | 499.6881 | 0.00010725 | 501.1698 | 0.019278 | 203.4028 | 0 | 203.486 | 0
|  | 321.119 | 0 | 203.689 | 0.027378 | 203.6046 | 0.008612 | 321.119 | 0 | 203.689 | 0.010295 | 203.6046 | 0 | 203.6046 | #REF! | 322.1055 | 0.00015218 | 203.689 | 0 | 197.75 | -0.020872 | 203.689 | 0 | 321.119 | 0.0085258 | 203.689 | 0 | 197.75 | -0.0030384 | 203.689 | 8.6925e-05 | 197.75 | -0.0030095 | 203.689 | 0 | 322.1055 | 0.00014384 | 203.689 | 0 | 322.1055 | 0 | 203.689 | 0.01071 | 203.6045 | 0 | 501.3234 | 0.01003 | 203.6046 | 0 | 499.8432 | 7.1499e-05 | 501.3234 | 0.018535 | 203.6045 | 0 | 203.689 | 0
|  | 321.2333 | 0 | 203.892 | -0.010196 | 203.8063 | 0.0034538 | 321.2333 | 0.0029816 | 203.892 | -0.02616 | 203.8063 | 0 | 203.8063 | #REF! | 322.2143 | 0.00016001 | 203.892 | 0 | 197.96 | 0.0011995 | 203.892 | 0 | 321.2333 | 0.005151 | 203.892 | 0 | 197.96 | -0.0025725 | 203.892 | 0 | 197.96 | 0.00081613 | 203.892 | 0 | 322.2143 | 0.00014996 | 203.892 | 0 | 322.2143 | 0 | 203.892 | 0 | 203.8064 | 0 | 501.4771 | 0.0083962 | 203.8063 | 0 | 499.9982 | 0.00010725 | 501.4771 | 0.019649 | 203.8064 | 0 | 203.892 | 0
|  | 321.3476 | 0.001037 | 204.0951 | 0.030778 | 204.0082 | 0.015277 | 321.3476 | 0 | 204.0951 | 0.011631 | 204.0082 | 0 | 204.0082 | #REF! | 322.3231 | 0.00017249 | 204.0951 | 0 | 198.16 | 0.013194 | 204.0951 | 0 | 321.3476 | 0.0083926 | 204.0951 | 0 | 198.16 | -0.0059506 | 204.0951 | 8.9081e-05 | 198.16 | 0.0078554 | 204.0951 | 0 | 322.3231 | 0.00013757 | 204.0951 | 0 | 322.3231 | 0 | 204.0951 | 0.011362 | 204.0082 | 0 | 501.6308 | 0.010938 | 204.0082 | 0 | 500.1532 | 7.1499e-05 | 501.6308 | 0.01886 | 204.0082 | 0 | 204.0951 | 8.7475e-05
|  | 321.4619 | 0.0093016 | 204.2981 | -0.0078521 | 204.21 | -0.018214 | 321.4619 | 0.012227 | 204.2981 | -0.023303 | 204.21 | 0 | 204.21 | #REF! | 322.4319 | 0.00018348 | 204.2981 | 0 | 198.36 | -0.0011995 | 204.2981 | 0 | 321.4619 | 0 | 204.2981 | 0 | 198.36 | -0.005368 | 204.2981 | 0 | 198.36 | -0.0036216 | 204.2981 | 0 | 322.4319 | 0.0001412 | 204.2981 | 0 | 322.4319 | 0 | 204.2981 | 0 | 204.21 | 0 | 501.7845 | 0.0080785 | 204.21 | 0 | 500.3083 | 0.00032174 | 501.7845 | 0.019649 | 204.21 | 0 | 204.2981 | 1.9106e-05
|  | 321.5762 | 0 | 204.5012 | 0.028616 | 204.4118 | -0.0028989 | 321.5762 | 0.0046488 | 204.5012 | 0.0020637 | 204.4118 | 0 | 204.4118 | #REF! | 322.5407 | 0.00017118 | 204.5012 | 0 | 198.56 | -0.004558 | 204.5012 | 0 | 321.5762 | 0 | 204.5012 | 0 | 198.56 | 0.00033976 | 204.5012 | 5.244e-05 | 198.56 | 0.0077024 | 204.5012 | 0 | 322.5407 | 0.00012964 | 204.5012 | 0 | 322.5407 | 0 | 204.5012 | 0.006273 | 204.4118 | 0 | 501.9382 | 0.013343 | 204.4118 | 0 | 500.4633 | 0 | 501.9382 | 0.018302 | 204.4118 | 0 | 204.5012 | 8.1745e-05
|  | 321.6904 | 0.00012322 | 204.7043 | 0.0024827 | 204.6137 | -0.0075171 | 321.6904 | 0 | 204.7043 | -0.021514 | 204.6137 | 0 | 204.6137 | #REF! | 322.6495 | 0.00015926 | 204.7043 | 0 | 198.76 | 0.030946 | 204.7043 | 0 | 321.6904 | 0.0061723 | 204.7043 | 0 | 198.76 | -0.00082513 | 204.7043 | 0 | 198.76 | -0.0007141 | 204.7043 | 0 | 322.6495 | 0.00013724 | 204.7043 | 0 | 322.6495 | 0 | 204.7043 | 0 | 204.6137 | 0 | 502.092 | 0.006127 | 204.6137 | 0 | 500.6184 | 0.00032174 | 502.092 | 0.018813 | 204.6137 | 0 | 204.7043 | 3.2887e-05
|  | 321.8047 | 0.0019258 | 204.9074 | 0.027651 | 204.8156 | 0.027841 | 321.8047 | 0.0073053 | 204.9074 | 0.033515 | 204.8156 | 0 | 204.8156 | #REF! | 322.7584 | 0.00014864 | 204.9074 | 0 | 198.97 | 0.017032 | 204.9074 | 0 | 321.8047 | 0.0032358 | 204.9074 | 0 | 198.97 | 0.0029025 | 204.9074 | 0.00013857 | 198.97 | -0.0022444 | 204.9074 | 0 | 322.7584 | 0.00013773 | 204.9074 | 0 | 322.7584 | 0 | 204.9074 | 0.011531 | 204.8156 | 0 | 502.2457 | 0.0087593 | 204.8156 | 0 | 500.7735 | 0 | 502.2457 | 0.017745 | 204.8156 | 0 | 204.9074 | 9.1213e-05
|  | 321.919 | 0 | 205.1105 | -0.0094009 | 205.0175 | -0.021509 | 321.919 | 0.0049694 | 205.1105 | -0.023604 | 205.0175 | 0 | 205.0175 | #REF! | 322.8672 | 0.00012964 | 205.1105 | 0 | 199.17 | -0.020391 | 205.1105 | 0 | 321.919 | 0.0052842 | 205.1105 | 0 | 199.17 | -0.005368 | 205.1105 | 0 | 199.17 | -0.011885 | 205.1105 | 0 | 322.8672 | 0.00012502 | 205.1105 | 0 | 322.8672 | 0 | 205.1105 | 0 | 205.0175 | 0 | 502.3995 | 0.0098031 | 205.0175 | 0 | 500.9286 | 0.00032174 | 502.3995 | 0.019138 | 205.0175 | 0 | 205.1105 | 1.8929e-05
|  | 322.0332 | 0 | 205.3136 | 0.0080209 | 205.2194 | 0.01951 | 322.0332 | 0 | 205.3136 | 0.006358 | 205.2194 | 0 | 205.2194 | #REF! | 322.976 | 0.00011586 | 205.3136 | 0 | 199.37 | 0.0098357 | 205.3136 | 0 | 322.0332 | 0.0092807 | 205.3136 | 0 | 199.37 | 0.0069796 | 205.3136 | 7.6107e-05 | 199.37 | 0.0047948 | 205.3136 | 0 | 322.976 | 0.00011775 | 205.3136 | 0 | 322.976 | 0 | 205.3136 | 0.006548 | 205.2194 | 0 | 502.5532 | 0.011029 | 205.2194 | 0 | 501.0836 | 0 | 502.5532 | 0.018024 | 205.2194 | 0 | 205.3136 | 9.1625e-05
|  | 322.1475 | 0.0024896 | 205.5168 | 0.009547 | 205.4214 | -0.0061681 | 322.1475 | 0.0039755 | 205.5168 | 0.0097693 | 205.4214 | 0 | 205.4214 | #REF! | 323.0849 | 9.444e-05 | 205.5168 | 0 | 199.57 | 0.002159 | 205.5168 | 0 | 322.1475 | 0.00086122 | 205.5168 | 0 | 199.57 | -0.002456 | 205.5168 | 0 | 199.57 | -0.0089776 | 205.5168 | 0 | 323.0849 | 9.9089e-05 | 205.5168 | 0 | 323.0849 | 0 | 205.5168 | 0 | 205.4214 | 0 | 502.707 | 0.0048108 | 205.4214 | 0 | 501.2387 | 0 | 502.707 | 0.019046 | 205.4214 | 0 | 205.5168 | 2.7355e-05
|  | 322.2617 | 0 | 205.72 | 0.023146 | 205.6233 | -0.014404 | 322.2617 | 0 | 205.72 | 0.0058617 | 205.6233 | 0 | 205.6233 | #REF! | 323.1938 | 0.00010021 | 205.72 | 0 | 199.78 | 0.010315 | 205.72 | 0 | 322.2617 | 0.0092807 | 205.72 | 0 | 199.78 | -9.7074e-06 | 205.72 | 5.8245e-05 | 199.78 | -0.0030095 | 205.72 | 0 | 323.1938 | 8.885e-05 | 205.72 | 0 | 323.1938 | 0 | 205.72 | 0.009153 | 205.6233 | 0 | 502.8607 | 0.014024 | 205.6233 | 0 | 501.3938 | 0 | 502.8607 | 0.017791 | 205.6233 | 0 | 205.72 | 8.6723e-05
|  | 322.376 | 0 | 205.9232 | 0.0004646 | 205.8253 | -0.0030636 | 322.376 | 0 | 205.9232 | -0.0095591 | 205.8253 | 0 | 205.8253 | #REF! | 323.3026 | 0.00011195 | 205.9232 | 0 | 199.98 | -0.020391 | 205.9232 | 0 | 322.376 | 0.007016 | 205.9232 | 0 | 199.98 | -0.0014076 | 205.9232 | 0 | 199.98 | -0.007141 | 205.9232 | 0 | 323.3026 | 8.4226e-05 | 205.9232 | 0 | 323.3026 | 0 | 205.9232 | 0 | 205.8253 | 0 | 503.0145 | 0.0068531 | 205.8253 | 0 | 501.5489 | 0.00032174 | 503.0145 | 0.019046 | 205.8253 | 0 | 205.9232 | 2.1376e-05
|  | 322.4902 | 0.0031109 | 206.1264 | 0.017637 | 206.0273 | 0.047685 | 322.4902 | 0 | 206.1264 | 0.0087052 | 206.0273 | 0 | 206.0273 | #REF! | 323.4115 | 0.00011884 | 206.1264 | 0 | 200.18 | -0.012235 | 206.1264 | 0 | 322.4902 | 0.0027314 | 206.1264 | 0 | 200.18 | -0.0087464 | 206.1264 | 0.00012103 | 200.18 | 0.0015813 | 206.1264 | 0 | 323.4115 | 9.7768e-05 | 206.1264 | 0 | 323.4115 | 0 | 206.1264 | 0.0092592 | 206.0273 | 0 | 503.1683 | 0.0085324 | 206.0273 | 0 | 501.7041 | 0 | 503.1683 | 0.018024 | 206.0273 | 0 | 206.1264 | 9.0117e-05
|  | 322.6045 | 0 | 206.3296 | -0.00097354 | 206.2293 | 0.0063086 | 322.6045 | 0.013374 | 206.3296 | 0.0044456 | 206.2293 | 0 | 206.2293 | #REF! | 323.5204 | 0.00012052 | 206.3296 | 0 | 200.39 | -0.0064771 | 206.3296 | 0 | 322.6045 | 0.003382 | 206.3296 | 0 | 200.39 | 0.003485 | 206.3296 | 0 | 200.39 | -0.0016323 | 206.3296 | 0 | 323.5204 | 0.00012221 | 206.3296 | 0 | 323.5204 | 0 | 206.3296 | 0 | 206.2293 | 0 | 503.3221 | 0.0050377 | 206.2293 | 0 | 501.8592 | 0.00010725 | 503.3221 | 0.01872 | 206.2293 | 0 | 206.3296 | 2.7583e-05
|  | 322.7187 | 0 | 206.5328 | 0.030171 | 206.4314 | 0.012627 | 322.7187 | 0.0031546 | 206.5328 | 0.0058177 | 206.4314 | 0 | 206.4314 | #REF! | 323.6292 | 0.00013523 | 206.5328 | 0 | 200.59 | 0.0093559 | 206.5328 | 0 | 322.7187 | 0 | 206.5328 | 0 | 200.59 | -0.010843 | 206.5328 | 5.1552e-05 | 200.59 | -0.0049988 | 206.5328 | 0 | 323.6292 | 0.00012485 | 206.5328 | 0 | 323.6292 | 0 | 206.5328 | 0.0084832 | 206.4314 | 0 | 503.4759 | 0.0083054 | 206.4314 | 0 | 502.0143 | 7.1499e-05 | 503.4759 | 0.017605 | 206.4314 | 0 | 206.5328 | 8.3556e-05
|  | 322.833 | 0 | 206.7361 | -0.024014 | 206.6334 | 0.0025075 | 322.833 | 0.0038098 | 206.7361 | 0.0074248 | 206.6334 | 0 | 206.6334 | #REF! | 323.7381 | 0.00012964 | 206.7361 | 0 | 200.79 | -0.0055175 | 206.7361 | 0 | 322.833 | 0.0024997 | 206.7361 | 0 | 200.79 | -0.0080475 | 206.7361 | 0 | 200.79 | -0.0054579 | 206.7361 | 0 | 323.7381 | 0.00011148 | 206.7361 | 0 | 323.7381 | 0 | 206.7361 | 0 | 206.6334 | 0 | 503.6298 | 0.0048562 | 206.6334 | 0 | 502.1695 | 0.00032174 | 503.6298 | 0.01886 | 206.6334 | 0 | 206.7361 | 2.4636e-05
|  | 322.9472 | 0 | 206.9394 | 0.019936 | 206.8355 | 0.031832 | 322.9472 | 0 | 206.9394 | 0.0062523 | 206.8355 | 0 | 206.8355 | #REF! | 323.847 | 0.00011977 | 206.9394 | 0 | 200.99 | -0.012235 | 206.9394 | 0 | 322.9472 | 0.0034878 | 206.9394 | 0 | 200.99 | -0.0035044 | 206.9394 | 8.1765e-05 | 200.99 | 0.013517 | 206.9394 | 0 | 323.847 | 0.00010916 | 206.9394 | 0 | 323.847 | 0 | 206.9394 | 0.006967 | 206.8355 | 0 | 503.7836 | 0.010938 | 206.8355 | 0 | 502.3246 | 0 | 503.7836 | 0.018163 | 206.8355 | 0 | 206.9394 | 8.6605e-05
|  | 323.0614 | 0.0027855 | 207.1427 | -0.0045564 | 207.0376 | 0.0001811 | 323.0614 | 0.0041411 | 207.1427 | 0.005514 | 207.0376 | 0 | 207.0376 | #REF! | 323.9559 | 0.00011009 | 207.1427 | 0 | 201.2 | -0.040542 | 207.1427 | 0 | 323.0614 | 0.0009873 | 207.1427 | 0 | 201.2 | 0.0036014 | 207.1427 | 0 | 201.2 | 0.0067842 | 207.1427 | 0 | 323.9559 | 0.00012386 | 207.1427 | 0 | 323.9559 | 0 | 207.1427 | 0 | 207.0376 | 0 | 503.9374 | 0.00708 | 207.0376 | 0 | 502.4798 | 0.00010725 | 503.9374 | 0.019231 | 207.0376 | 0 | 207.1427 | 2.4781e-05
|  | 323.1756 | 0.003259 | 207.346 | 0.03429 | 207.2397 | 0.013812 | 323.1756 | 0 | 207.346 | 0.014105 | 207.2397 | 0 | 207.2397 | #REF! | 324.0648 | 0.00012573 | 207.346 | 0 | 201.4 | 0.02375 | 207.346 | 0 | 323.1756 | 0 | 207.346 | 0 | 201.4 | -0.0031549 | 207.346 | 5.7823e-05 | 201.4 | 0.0024994 | 207.346 | 0 | 324.0648 | 0.00014219 | 207.346 | 0 | 324.0648 | 0 | 207.346 | 0.0039494 | 207.2397 | 0 | 504.0913 | 0.013071 | 207.2397 | 0 | 502.6349 | 7.1499e-05 | 504.0913 | 0.017884 | 207.2397 | 0 | 207.346 | 7.518e-05
|  | 323.2899 | 0 | 207.5493 | -0.0075955 | 207.4418 | -0.025967 | 323.2899 | 0.010794 | 207.5493 | 0.0011822 | 207.4418 | 0 | 207.4418 | #REF! | 324.1737 | 0.00013616 | 207.5493 | 0 | 201.6 | -0.012235 | 207.5493 | 0 | 323.2899 | 0.0075489 | 207.5493 | 0 | 201.6 | -0.00070865 | 207.5493 | 0 | 201.6 | -0.0092835 | 207.5493 | 0 | 324.1737 | 0.00014682 | 207.5493 | 0 | 324.1737 | 0 | 207.5493 | 0 | 207.4418 | 0 | 504.2451 | 0.0052646 | 207.4418 | 0 | 502.7901 | 0.00010725 | 504.2451 | 0.018767 | 207.4418 | 0 | 207.5493 | 2.4821e-05
|  | 323.4041 | 0 | 207.7526 | 0.011538 | 207.644 | -0.010206 | 323.4041 | 0 | 207.7526 | 0.011384 | 207.644 | 0 | 207.644 | #REF! | 324.2826 | 0.00014492 | 207.7526 | 0 | 201.8 | 0.002159 | 207.7526 | 0 | 323.4041 | 0.0067496 | 207.7526 | 0 | 201.8 | 0.0054654 | 207.7526 | 4.3195e-05 | 201.8 | 0.012752 | 207.7526 | 0 | 324.2826 | 0.00015078 | 207.7526 | 0 | 324.2826 | 0 | 207.7526 | 0.0088064 | 207.644 | 0 | 504.399 | 0.0091677 | 207.644 | 0 | 502.9453 | 0.00028599 | 504.399 | 0.018116 | 207.644 | 0 | 207.7526 | 7.7479e-05
|  | 323.5183 | 0 | 207.956 | 0.016972 | 207.8462 | -0.0066773 | 323.5183 | 0.0033129 | 207.956 | -0.025667 | 207.8462 | 0 | 207.8462 | #REF! | 324.3916 | 0.00015125 | 207.956 | 0 | 202.01 | -0.029987 | 207.956 | 0 | 323.5183 | 0.0065275 | 207.956 | 0 | 202.01 | -0.0083969 | 207.956 | 0 | 202.01 | 0.0015813 | 207.956 | 0 | 324.3916 | 0.0001673 | 207.956 | 0 | 324.3916 | 0 | 207.956 | 0 | 207.8462 | 0 | 504.5529 | 0.010302 | 207.8462 | 0 | 503.1005 | 0.00032174 | 504.5529 | 0.019324 | 207.8462 | 0 | 207.956 | 2.3961e-05
|  | 323.6325 | 0.001037 | 208.1594 | 0.034417 | 208.0483 | 0.0057661 | 323.6325 | 0 | 208.1594 | 0.0038065 | 208.0483 | 0 | 208.0483 | #REF! | 324.5005 | 0.00015926 | 208.1594 | 0 | 202.21 | -0.012235 | 208.1594 | 0 | 323.6325 | 0.0072824 | 208.1594 | 0 | 202.21 | -0.0021065 | 208.1594 | 4.8587e-05 | 202.21 | 0.0037236 | 208.1594 | 0 | 324.5005 | 0.00015953 | 208.1594 | 0 | 324.5005 | 0 | 208.1594 | 0.0089722 | 208.0483 | 0 | 504.7067 | 0.0072616 | 208.0483 | 0 | 503.2557 | 0.00071499 | 504.7067 | 0.018442 | 208.0483 | 0 | 208.1594 | 8.1871e-05
|  | 323.7467 | 0 | 208.3628 | 0.0095716 | 208.2506 | -0.011006 | 323.7467 | 0.002816 | 208.3628 | -0.0060122 | 208.2506 | 0 | 208.2506 | #REF! | 324.6094 | 0.00015535 | 208.3628 | 0 | 202.41 | -0.02135 | 208.3628 | 0 | 323.7467 | 0.0022476 | 208.3628 | 0 | 202.41 | -0.0021065 | 208.3628 | 0 | 202.41 | 0.00020403 | 208.3628 | 0 | 324.6094 | 0.00016812 | 208.3628 | 0 | 324.6094 | 0 | 208.3628 | 0 | 208.2506 | 0 | 504.8606 | 0.00472 | 208.2506 | 0 | 503.4109 | 0.00032174 | 504.8606 | 0.019278 | 208.2506 | 0 | 208.3628 | 2.6066e-05
|  | 323.8609 | 0 | 208.5662 | 0.010605 | 208.4528 | 0.0015507 | 323.8609 | 0 | 208.5662 | 0.011835 | 208.4528 | 0 | 208.4528 | #REF! | 324.7184 | 0.00013188 | 208.5662 | 0 | 202.62 | -0.0093559 | 208.5662 | 0 | 323.8609 | 0.001849 | 208.5662 | 0 | 202.62 | -0.0085133 | 208.5662 | 9.1544e-05 | 202.62 | -0.0030095 | 208.5662 | 0 | 324.7184 | 0.00015342 | 208.5662 | 0 | 324.7184 | 0 | 208.5662 | 0.0057501 | 208.4528 | 0 | 505.0145 | 0.01357 | 208.4528 | 0 | 503.5661 | 7.1499e-05 | 505.0145 | 0.018349 | 208.4528 | 0 | 208.5662 | 8.0759e-05
|  | 323.9751 | 0 | 208.7696 | -0.015061 | 208.655 | -0.026633 | 323.9751 | 0.00082819 | 208.7696 | -0.018775 | 208.655 | 0 | 208.655 | #REF! | 324.8273 | 0.00013132 | 208.7696 | 0 | 202.82 | -0.010315 | 208.7696 | 0 | 323.9751 | 0.0030039 | 208.7696 | 0 | 202.82 | -0.00094161 | 208.7696 | 0 | 202.82 | -0.0046928 | 208.7696 | 0 | 324.8273 | 0.00016119 | 208.7696 | 0 | 324.8273 | 0 | 208.7696 | 0 | 208.655 | 0 | 505.1684 | 0.010847 | 208.655 | 0 | 503.7213 | 0 | 505.1684 | 0.019324 | 208.655 | 0 | 208.7696 | 2.555e-05
|  | 324.0893 | 0 | 208.9731 | 0.020747 | 208.8573 | 0.015264 | 324.0893 | 0.0039847 | 208.9731 | 0.0053932 | 208.8573 | 0 | 208.8573 | #REF! | 324.9363 | 0.00012313 | 208.9731 | 0 | 203.02 | -0.0083963 | 208.9731 | 0 | 324.0893 | 0.0032358 | 208.9731 | 0 | 203.02 | 0.0043004 | 208.9731 | 6.7494e-05 | 203.02 | 0.0026524 | 208.9731 | 0 | 324.9363 | 0.000145 | 208.9731 | 0 | 324.9363 | 0 | 208.9731 | 0.010336 | 208.8573 | 0 | 505.3224 | 0.0118 | 208.8573 | 0 | 503.8765 | 7.1499e-05 | 505.3224 | 0.018488 | 208.8573 | 0 | 208.9731 | 8.2366e-05
|  | 324.2035 | 0 | 209.1765 | 0.010976 | 209.0596 | -0.024697 | 324.2035 | 0.0064601 | 209.1765 | -0.016725 | 209.0596 | 0 | 209.0596 | #REF! | 325.0452 | 0.00014958 | 209.1765 | 0 | 203.22 | -0.02327 | 209.1765 | 0 | 324.2035 | 0.0050178 | 209.1765 | 0 | 203.22 | 0.0026695 | 209.1765 | 0 | 203.22 | -0.0046928 | 209.1765 | 0 | 325.0452 | 0.00015722 | 209.1765 | 0 | 325.0452 | 0 | 209.1765 | 0 | 209.0596 | 0 | 505.4763 | 0.0066262 | 209.0596 | 0 | 504.0317 | 0.00032174 | 505.4763 | 0.019185 | 209.0596 | 0 | 209.1765 | 2.2302e-05
|  | 324.3177 | 0 | 209.38 | 0.026934 | 209.2619 | -0.0032324 | 324.3177 | 0.0026565 | 209.38 | 0.01972 | 209.2619 | 0 | 209.2619 | #REF! | 325.1542 | 0.00013542 | 209.38 | 0 | 203.43 | -0.0035984 | 209.38 | 0 | 324.3177 | 0.00071442 | 209.38 | 0 | 203.43 | 0.0017376 | 209.38 | 9.3607e-05 | 203.43 | -0.0057639 | 209.38 | 0 | 325.1542 | 0.00014104 | 209.38 | 0 | 325.1542 | 0 | 209.38 | 0.0093538 | 209.2619 | 0 | 505.6302 | 0.012435 | 209.2619 | 0 | 504.187 | 0 | 505.6302 | 0.018442 | 209.2619 | 0 | 209.38 | 9.4517e-05
|  | 324.4319 | 0 | 209.5835 | -0.0018678 | 209.4642 | -0.042041 | 324.4319 | 0.0072884 | 209.5835 | -0.01218 | 209.4642 | 0 | 209.4642 | #REF! | 325.2632 | 0.00015349 | 209.5835 | 0 | 203.63 | -0.019911 | 209.5835 | 0 | 324.4319 | 0.0075489 | 209.5835 | 0 | 203.63 | 0.013503 | 209.5835 | 0 | 203.63 | -0.0091305 | 209.5835 | 0 | 325.2632 | 0.00013691 | 209.5835 | 0 | 325.2632 | 0 | 209.5835 | 0 | 209.4642 | 0 | 505.7842 | 0.00767 | 209.4642 | 0 | 504.3422 | 0 | 505.7842 | 0.019417 | 209.4642 | 0 | 209.5835 | 3.1777e-05
|  | 324.5461 | 0 | 209.787 | 0.018027 | 209.6665 | 0.022466 | 324.5461 | 0 | 209.787 | 0.018596 | 209.6665 | 0 | 209.6665 | #REF! | 325.3721 | 0.00015405 | 209.787 | 0 | 203.83 | -0.0040782 | 209.787 | 0 | 324.5461 | 0.0023533 | 209.787 | 0 | 203.83 | -0.0054848 | 209.787 | 8.3687e-05 | 203.83 | -0.0045398 | 209.787 | 0 | 325.3721 | 0.0001057 | 209.787 | 0 | 325.3721 | 0 | 209.787 | 0.0073031 | 209.6665 | 0 | 505.9381 | 0.0059908 | 209.6665 | 0 | 504.4975 | 0.00028599 | 505.9381 | 0.01872 | 209.6665 | 0 | 209.787 | 8.8938e-05
|  | 324.6603 | 0.00041907 | 209.9905 | -0.02266 | 209.8689 | -0.033432 | 324.6603 | 0.00066254 | 209.9905 | -0.016438 | 209.8689 | 0 | 209.8689 | #REF! | 325.4811 | 0.00016355 | 209.9905 | 0 | 204.04 | -0.017992 | 209.9905 | 0 | 324.6603 | 0.00010505 | 209.9905 | 0 | 204.04 | -0.0031549 | 209.9905 | 0 | 204.04 | -0.0033155 | 209.9905 | 0 | 325.4811 | 0.00010157 | 209.9905 | 0 | 325.4811 | 0 | 209.9905 | 0 | 209.8689 | 0 | 506.0921 | 0.010756 | 209.8689 | 0 | 504.6527 | 0.00010725 | 506.0921 | 0.019324 | 209.8689 | 0 | 209.9905 | 1.6803e-05
|  | 324.7744 | 0.0028147 | 210.1941 | 0.016193 | 210.0712 | 0.040587 | 324.7744 | 0 | 210.1941 | 0.0032901 | 210.0712 | 0 | 210.0712 | #REF! | 325.5901 | 0.00014343 | 210.1941 | 0 | 204.24 | -0.00071969 | 210.1941 | 0 | 324.7744 | 0 | 210.1941 | 0 | 204.24 | 0.0032519 | 210.1941 | 9.1552e-05 | 204.24 | 0.0067842 | 210.1941 | 0 | 325.5901 | 9.3144e-05 | 210.1941 | 0 | 325.5901 | 0 | 210.1941 | 0.0099405 | 210.0712 | 0 | 506.2461 | 0.013252 | 210.0712 | 0 | 504.808 | 0 | 506.2461 | 0.018256 | 210.0712 | 0 | 210.1941 | 8.6885e-05
|  | 324.8886 | 0.0010107 | 210.3977 | -0.0028125 | 210.2736 | -0.018818 | 324.8886 | 0.0016565 | 210.3977 | -0.0090935 | 210.2736 | 0 | 210.2736 | #REF! | 325.6991 | 0.00011791 | 210.3977 | 0 | 204.44 | -0.011275 | 210.3977 | 0 | 324.8886 | 0.0062611 | 210.3977 | 0 | 204.44 | -0.0025725 | 210.3977 | 0 | 204.44 | -0.0034686 | 210.3977 | 0 | 325.6991 | 8.7199e-05 | 210.3977 | 0 | 325.6991 | 0 | 210.3977 | 0 | 210.2736 | 0 | 506.4001 | 0.0045385 | 210.2736 | 0 | 504.9633 | 0.00032174 | 506.4001 | 0.019324 | 210.2736 | 0 | 210.3977 | 2.3239e-05
|  | 325.0028 | 0.0028147 | 210.6012 | 0.019515 | 210.476 | 0.03157 | 325.0028 | 0 | 210.6012 | 0.0076073 | 210.476 | 0 | 210.476 | #REF! | 325.8081 | 9.5371e-05 | 210.6012 | 0 | 204.64 | 0.032866 | 210.6012 | 0 | 325.0028 | 0.0077709 | 210.6012 | 0 | 204.64 | -0.002689 | 210.6012 | 0.00010411 | 204.64 | -0.0031625 | 210.6012 | 0 | 325.8081 | 9.0832e-05 | 210.6012 | 0 | 325.8081 | 0 | 210.6012 | 0.01037 | 210.476 | 0 | 506.5541 | 0.0039093 | 210.476 | 0 | 505.1186 | 0 | 506.5541 | 0.018674 | 210.476 | 0 | 210.6012 | 8.741e-05
|  | 325.1169 | 0 | 210.8048 | 0.0090332 | 210.6785 | 0.0039066 | 325.1169 | 0.0053006 | 210.8048 | -0.01884 | 210.6785 | 0 | 210.6785 | #REF! | 325.9171 | 8.941e-05 | 210.8048 | 0 | 204.85 | -0.043901 | 210.8048 | 0 | 325.1169 | 0.0014915 | 210.8048 | 0 | 204.85 | -0.0036209 | 210.8048 | 0 | 204.85 | -0.0095893 | 210.8048 | 0 | 325.9171 | 0.00010041 | 210.8048 | 0 | 325.9171 | 0 | 210.8048 | 0 | 210.6785 | 0 | 506.7081 | 0.0069439 | 210.6785 | 0 | 505.2738 | 0.00010725 | 506.7081 | 0.019649 | 210.6785 | 0 | 210.8048 | 3.611e-05
|  | 325.2311 | 0.0029628 | 211.0085 | 0.017053 | 210.8809 | 0.046878 | 325.2311 | 0 | 211.0085 | 0.021777 | 210.8809 | 0 | 210.8809 | #REF! | 326.0261 | 9.1832e-05 | 211.0085 | 0 | 205.05 | 0.017512 | 211.0085 | 0 | 325.2311 | 8.4027e-05 | 211.0085 | 0 | 205.05 | 0.0039509 | 211.0085 | 0.00010861 | 205.05 | -0.0027035 | 211.0085 | 0 | 326.0261 | 0.00012105 | 211.0085 | 0 | 326.0261 | 0 | 211.0085 | 0.01387 | 210.8809 | 0 | 506.8621 | 0.011664 | 210.8809 | 0 | 505.4291 | 0 | 506.8621 | 0.018442 | 210.8809 | 0 | 211.0085 | 8.8518e-05
|  | 325.3453 | 0.00027119 | 211.2121 | -0.0092537 | 211.0834 | -0.036103 | 325.3453 | 0.01089 | 211.2121 | -0.036141 | 211.0834 | 0 | 211.0834 | #REF! | 326.1352 | 0.00011437 | 211.2121 | 0 | 205.25 | -0.0079165 | 211.2121 | 0 | 325.3453 | 0.0069272 | 211.2121 | 0 | 205.25 | -0.0044363 | 211.2121 | 0 | 205.25 | -0.016935 | 211.2121 | 0 | 326.1352 | 0.00014698 | 211.2121 | 0 | 326.1352 | 0 | 211.2121 | 0 | 211.0834 | 0 | 507.0161 | 0.0010375 | 211.0834 | 0 | 505.5845 | 0.00010725 | 507.0161 | 0.019603 | 211.0834 | 0 | 211.2121 | 1.8059e-05
|  | 325.4594 | 0 | 211.4157 | 0.043599 | 211.2859 | 0.012375 | 325.4594 | 0 | 211.4157 | -0.00050877 | 211.2859 | 0 | 211.2859 | #REF! | 326.2442 | 0.00012145 | 211.4157 | 0 | 205.46 | -0.0040782 | 211.4157 | 0 | 325.4594 | 0 | 211.4157 | 0 | 205.46 | 0.00045625 | 211.4157 | 6.061e-05 | 205.46 | 0.0034176 | 211.4157 | 0 | 326.2442 | 0.00014153 | 211.4157 | 0 | 326.2442 | 0 | 211.4157 | 0.0087815 | 211.2859 | 0 | 507.1701 | 0.0074885 | 211.2859 | 0 | 505.7398 | 7.1499e-05 | 507.1701 | 0.019046 | 211.2859 | 0 | 211.4157 | 9.0293e-05
|  | 325.5736 | 0 | 211.6194 | 0.0039214 | 211.4884 | -0.020083 | 325.5736 | 0 | 211.6194 | -0.0072298 | 211.4884 | 0 | 211.4884 | #REF! | 326.3532 | 0.0001574 | 211.6194 | 0 | 205.66 | 0.0002399 | 211.6194 | 0 | 325.5736 | 0.0011133 | 211.6194 | 0 | 205.66 | -0.012474 | 211.6194 | 0 | 205.66 | -0.0053048 | 211.6194 | 0 | 326.3532 | 0.00013641 | 211.6194 | 0 | 326.3532 | 0 | 211.6194 | 0 | 211.4884 | 0 | 507.3241 | 0.0091677 | 211.4884 | 0 | 505.8951 | 0 | 507.3241 | 0.020021 | 211.4884 | 0 | 211.6194 | 2.685e-05
|  | 325.6877 | 0 | 211.8231 | 0.02224 | 211.6909 | 0.0081148 | 325.6877 | 0 | 211.8231 | 0.0036862 | 211.6909 | 0 | 211.6909 | #REF! | 326.4623 | 0.00016317 | 211.8231 | 0 | 205.86 | 0.010795 | 211.8231 | 0 | 325.6877 | 0.0034878 | 211.8231 | 0 | 205.86 | -0.0032714 | 211.8231 | 4.1982e-05 | 205.86 | 0.0067842 | 211.8231 | 0 | 326.4623 | 0.00013311 | 211.8231 | 0 | 326.4623 | 0 | 211.8231 | 0.0043447 | 211.6909 | 0 | 507.4782 | 0.011346 | 211.6909 | 0 | 506.0504 | 0 | 507.4782 | 0.018813 | 211.6909 | 0 | 211.8231 | 7.6722e-05
|  | 325.8018 | 0 | 212.0268 | 0.016482 | 211.8934 | 0.0096113 | 325.8018 | 0.004638 | 212.0268 | -0.00055708 | 211.8934 | 0 | 211.8934 | #REF! | 326.5713 | 0.00018553 | 212.0268 | 0 | 206.07 | 0.0064771 | 212.0268 | 0 | 325.8018 | 0.0052842 | 212.0268 | 0 | 206.07 | -0.0018735 | 212.0268 | 1.1624e-06 | 206.07 | -0.0065293 | 212.0268 | 0 | 326.5713 | 0.00015524 | 212.0268 | 0 | 326.5713 | 0 | 212.0268 | 0 | 211.8934 | 0 | 507.6322 | 0.011482 | 211.8934 | 0 | 506.2058 | 0.00010725 | 507.6322 | 0.019649 | 211.8934 | 0 | 212.0268 | 3.3079e-05
|  | 325.916 | 0 | 212.2305 | 0.014352 | 212.096 | 0.0051634 | 325.916 | 0 | 212.2305 | 0.0049391 | 212.096 | 0 | 212.096 | #REF! | 326.6804 | 0.00015665 | 212.2305 | 0 | 206.27 | 0.038142 | 212.2305 | 0 | 325.916 | 0 | 212.2305 | 0 | 206.27 | -0.0049022 | 212.2305 | 4.6404e-05 | 206.27 | 0.0041827 | 212.2305 | 0 | 326.6804 | 0.00015772 | 212.2305 | 0 | 326.6804 | 0 | 212.2305 | 0.0074496 | 212.096 | 0 | 507.7863 | 0.0052646 | 212.096 | 0 | 506.3611 | 7.1499e-05 | 507.7863 | 0.019231 | 212.096 | 0 | 212.2305 | 7.4263e-05
|  | 326.0301 | 0 | 212.4342 | -0.0073103 | 212.2986 | -0.017762 | 326.0301 | 0 | 212.4342 | -0.022666 | 212.2986 | 0 | 212.2986 | #REF! | 326.7894 | 0.00016168 | 212.4342 | 0 | 206.47 | -0.027109 | 212.4342 | 0 | 326.0301 | 0.0076821 | 212.4342 | 0 | 206.47 | -0.0045528 | 212.4342 | 0 | 206.47 | -0.0042337 | 212.4342 | 0 | 326.7894 | 0.00016185 | 212.4342 | 0 | 326.7894 | 0 | 212.4342 | 0 | 212.2986 | 0 | 507.9404 | 0.0059 | 212.2986 | 0 | 506.5165 | 0.00010725 | 507.9404 | 0.019928 | 212.2986 | 0 | 212.4342 | 2.7165e-05
|  | 326.1442 | 0 | 212.638 | 0.011353 | 212.5012 | -6.3075e-05 | 326.1442 | 0 | 212.638 | 0.0112 | 212.5012 | 0 | 212.5012 | #REF! | 326.8985 | 0.00012573 | 212.638 | 0 | 206.68 | -0.025668 | 212.638 | 0 | 326.1442 | 0.005373 | 212.638 | 0 | 206.68 | -0.0049022 | 212.638 | 4.9226e-05 | 206.68 | -0.0048458 | 212.638 | 0 | 326.8985 | 0.00015805 | 212.638 | 0 | 326.8985 | 0 | 212.638 | 0.011103 | 212.5012 | 0 | 508.0945 | 0.007897 | 212.5012 | 0 | 506.6718 | 7.1499e-05 | 508.0945 | 0.018813 | 212.5012 | 0 | 212.638 | 7.5605e-05
|  | 326.2584 | 0.0021939 | 212.8418 | -0.012085 | 212.7038 | -0.0028678 | 326.2584 | 0.002816 | 212.8418 | -0.01161 | 212.7038 | 0 | 212.7038 | #REF! | 327.0076 | 0.00013225 | 212.8418 | 0 | 206.88 | -0.00071969 | 212.8418 | 0 | 326.2584 | 0.006794 | 212.8418 | 0 | 206.88 | -0.0045528 | 212.8418 | 0 | 206.88 | -0.0065293 | 212.8418 | 0 | 327.0076 | 0.00016416 | 212.8418 | 0 | 327.0076 | 0 | 212.8417 | 0 | 212.7038 | 0 | 508.2486 | 0.010529 | 212.7038 | 0 | 506.8272 | 0.00032174 | 508.2486 | 0.01951 | 212.7038 | 0 | 212.8418 | 2.2326e-05
|  | 326.3725 | 0 | 213.0455 | 0.0097296 | 212.9064 | -0.037636 | 326.3725 | 0 | 213.0455 | -0.00121 | 212.9064 | 0 | 212.9064 | #REF! | 327.1166 | 0.0001302 | 213.0455 | 0 | 207.08 | 0.011275 | 213.0455 | 0 | 326.3725 | 0 | 213.0455 | 0 | 207.08 | -0.00035917 | 213.0455 | 2.7851e-05 | 207.08 | -0.013109 | 213.0455 | 0 | 327.1166 | 0.00014566 | 213.0455 | 0 | 327.1166 | 0 | 213.0455 | 0.0012124 | 212.9064 | 0 | 508.4027 | 0.01062 | 212.9064 | 0 | 506.9826 | 0 | 508.4027 | 0.018999 | 212.9064 | 0 | 213.0455 | 8.7172e-05
|  | 326.4866 | 0.0013064 | 213.2493 | 0.001433 | 213.1091 | -0.014288 | 326.4866 | 0.0029816 | 213.2493 | -0.018013 | 213.1091 | 0 | 213.1091 | #REF! | 327.2257 | 0.00014604 | 213.2493 | 0 | 207.29 | 0.0016793 | 213.2493 | 0 | 326.4866 | 0.0009873 | 213.2493 | 0 | 207.29 | -0.0050185 | 213.2493 | 0 | 207.29 | -0.00607 | 213.2493 | 0 | 327.2257 | 0.00015062 | 213.2493 | 0 | 327.2257 | 0 | 213.2493 | 0 | 213.1091 | 0 | 508.5568 | 0.0058093 | 213.1091 | 0 | 507.1379 | 0.00053624 | 508.5568 | 0.01951 | 213.1091 | 0 | 213.2493 | 2.4958e-05
|  | 326.6008 | 0 | 213.4532 | 0.023046 | 213.3117 | 0.075917 | 326.6008 | 0.0011622 | 213.4532 | -0.0053106 | 213.3117 | 0 | 213.3117 | #REF! | 327.3348 | 0.00013486 | 213.4532 | 0 | 207.49 | -0.018472 | 213.4532 | 0 | 326.6008 | 0.0061279 | 213.4532 | 0 | 207.49 | -0.00094161 | 213.4532 | 0.00012867 | 207.49 | -0.00086717 | 213.4532 | 0 | 327.3348 | 0.00012337 | 213.4532 | 0 | 327.3348 | 0 | 213.4532 | 0.0080443 | 213.3117 | 0 | 508.7109 | 0.010529 | 213.3117 | 0 | 507.2933 | 0 | 508.7109 | 0.018209 | 213.3117 | 0 | 213.4532 | 8.4077e-05
|  | 326.7149 | 0 | 213.657 | 0.00053906 | 213.5144 | -0.020555 | 326.7149 | 0.0096482 | 213.657 | -0.010986 | 213.5144 | 0 | 213.5144 | #REF! | 327.4439 | 0.0001384 | 213.657 | 0 | 207.69 | -0.017032 | 213.657 | 0 | 326.7149 | 0.0076821 | 213.657 | 0 | 207.69 | -0.0060669 | 213.657 | 0 | 207.69 | -0.0091305 | 213.657 | 0 | 327.4439 | 0.00012733 | 213.657 | 0 | 327.4439 | 0 | 213.657 | 0 | 213.5144 | 0 | 508.865 | 0.0043095 | 213.5144 | 0 | 507.4487 | 0.00010725 | 508.865 | 0.019046 | 213.5144 | 0 | 213.657 | 2.6478e-05
|  | 326.829 | 0 | 213.8608 | 0.014562 | 213.7171 | 0.0071686 | 326.829 | 0.0064751 | 213.8608 | -0.013487 | 213.7171 | 0 | 213.7171 | #REF! | 327.553 | 0.00013579 | 213.8608 | 0 | 207.89 | -0.0069569 | 213.8608 | 0 | 326.829 | 0.0042442 | 213.8608 | 0 | 207.89 | 0.0037179 | 213.8608 | 3.1163e-05 | 207.89 | -0.00010202 | 213.8608 | 0 | 327.553 | 0.00011412 | 213.8608 | 0 | 327.553 | 0 | 213.8608 | 0.0057636 | 213.7171 | 0 | 509.0192 | 0.0083054 | 213.7171 | 0 | 507.6041 | 7.1499e-05 | 509.0192 | 0.018488 | 213.7171 | 0 | 213.8608 | 7.3623e-05
|  | 326.9431 | 0.0017502 | 214.0647 | 0.0046316 | 213.9199 | -0.017314 | 326.9431 | 0.0024847 | 214.0647 | -0.0014693 | 213.9199 | 0 | 213.9199 | #REF! | 327.6621 | 0.00014436 | 214.0647 | 0 | 208.1 | -0.028068 | 214.0647 | 0 | 326.9431 | 0 | 214.0647 | 0 | 208.1 | -0.0068827 | 214.0647 | 0 | 208.1 | -0.0046928 | 214.0647 | 0 | 327.6621 | 0.00014071 | 214.0647 | 0 | 327.6621 | 0 | 214.0647 | 0 | 213.9199 | 0 | 509.1733 | 0.010529 | 213.9199 | 0 | 507.7595 | 0.00032174 | 509.1733 | 0.019556 | 213.9199 | 0 | 214.0647 | 2.0274e-05
|  | 327.0572 | 0 | 214.2686 | 0.01702 | 214.1226 | 0.038961 | 327.0572 | 0 | 214.2686 | 0.030103 | 214.1226 | 0 | 214.1226 | #REF! | 327.7712 | 0.00013486 | 214.2686 | 0 | 208.3 | -0.004558 | 214.2686 | 0 | 327.0572 | 0.0012187 | 214.2686 | 0 | 208.3 | -0.0039703 | 214.2686 | 7.7826e-05 | 208.3 | -0.0048458 | 214.2686 | 0 | 327.7712 | 0.00012882 | 214.2686 | 0 | 327.7712 | 0 | 214.2686 | 0.0067097 | 214.1226 | 0 | 509.3275 | 0.009667 | 214.1226 | 0 | 507.915 | 0 | 509.3275 | 0.018349 | 214.1226 | 0 | 214.2686 | 9.6784e-05
|  | 327.1713 | 0 | 214.4725 | -0.013452 | 214.3254 | 0.0068046 | 327.1713 | 0.0076196 | 214.4725 | -0.0009149 | 214.3254 | 0 | 214.3254 | #REF! | 327.8803 | 0.00013672 | 214.4725 | 0 | 208.5 | -0.026148 | 214.4725 | 0 | 327.1713 | 0.0091919 | 214.4725 | 0 | 208.5 | -0.0095617 | 214.4725 | 0 | 208.5 | -0.010202 | 214.4725 | 0 | 327.8803 | 0.00013691 | 214.4725 | 0 | 327.8803 | 0 | 214.4725 | 0 | 214.3254 | 0 | 509.4816 | 0.010393 | 214.3254 | 0 | 508.0704 | 0 | 509.4816 | 0.018999 | 214.3254 | 0 | 214.4725 | 2.5194e-05
|  | 327.2854 | 0 | 214.6764 | 0.021088 | 214.5281 | 0.0081578 | 327.2854 | 0.0028225 | 214.6764 | 0.00050838 | 214.5281 | 0 | 214.5281 | #REF! | 327.9895 | 0.0001384 | 214.6764 | 0 | 208.71 | 0.0083963 | 214.6764 | 0 | 327.2854 | 0.0031097 | 214.6764 | 0 | 208.71 | 0.0067465 | 214.6764 | 4.8202e-05 | 208.71 | 0.0054069 | 214.6764 | 0 | 327.9895 | 0.00012617 | 214.6764 | 0 | 327.9895 | 0 | 214.6764 | 0.0069933 | 214.5282 | 0 | 509.6358 | 0.01003 | 214.5281 | 0 | 508.2258 | 7.1499e-05 | 509.6358 | 0.017745 | 214.5282 | 0 | 214.6764 | 8.9678e-05
|  | 327.3995 | 0 | 214.8804 | -0.025193 | 214.7309 | -0.03078 | 327.3995 | 0.0029816 | 214.8804 | -0.013141 | 214.7309 | 0 | 214.7309 | #REF! | 328.0986 | 0.00014008 | 214.8804 | 0 | 208.91 | -0.002159 | 214.8804 | 0 | 327.3995 | 0.0075489 | 214.8804 | 0 | 208.91 | -0.0072322 | 214.8804 | 0 | 208.91 | -0.0011732 | 214.8804 | 0 | 328.0986 | 0.00013757 | 214.8804 | 0 | 328.0986 | 0 | 214.8804 | 0 | 214.731 | 0 | 509.79 | 0.011709 | 214.7309 | 0 | 508.3813 | 0.00010725 | 509.79 | 0.018767 | 214.731 | 0 | 214.8804 | 1.982e-05
|  | 327.5136 | 0 | 215.0843 | 0.016345 | 214.9338 | 0.013109 | 327.5136 | 0.0014942 | 215.0843 | -0.0022697 | 214.9338 | 0 | 214.9338 | #REF! | 328.2077 | 0.0001384 | 215.0843 | 0 | 209.12 | 0.0098357 | 215.0843 | 0 | 327.5136 | 0 | 215.0843 | 0 | 209.12 | -0.0057175 | 215.0843 | 4.7449e-05 | 209.12 | 0.00096913 | 215.0843 | 0 | 328.2077 | 0.00012915 | 215.0843 | 0 | 328.2077 | 0 | 215.0843 | 0.005538 | 214.9338 | 0 | 509.9442 | 0.012844 | 214.9338 | 0 | 508.5367 | 0 | 509.9442 | 0.018209 | 214.9338 | 0 | 215.0843 | 8.7729e-05
|  | 327.6277 | 0.00086279 | 215.2883 | 0.012965 | 215.1366 | -0.039242 | 327.6277 | 0 | 215.2883 | -0.0011348 | 215.1366 | 0 | 215.1366 | #REF! | 328.3169 | 0.00013914 | 215.2883 | 0 | 209.32 | -0.016073 | 215.2883 | 0 | 327.6277 | 0.0047513 | 215.2883 | 0 | 209.32 | 0.0024366 | 215.2883 | 0 | 209.32 | -0.0034686 | 215.2883 | 0 | 328.3169 | 0.00014384 | 215.2883 | 0 | 328.3169 | 0 | 215.2883 | 0 | 215.1366 | 0 | 510.0984 | 0.012299 | 215.1366 | 0 | 508.6922 | 0 | 510.0984 | 0.019742 | 215.1366 | 0 | 215.2883 | 3.6815e-05
|  | 327.7418 | 0.0013333 | 215.4923 | 0.022611 | 215.3395 | 0.00012135 | 327.7418 | 0.0048149 | 215.4923 | 0.0062055 | 215.3395 | 0 | 215.3395 | #REF! | 328.426 | 0.00014697 | 215.4923 | 0 | 209.52 | -0.010315 | 215.4923 | 0 | 327.7418 | 0.0061279 | 215.4923 | 0 | 209.52 | -0.0016406 | 215.4923 | 5.2672e-05 | 209.52 | 0.01061 | 215.4923 | 0 | 328.426 | 0.00015755 | 215.4923 | 0 | 328.426 | 0 | 215.4923 | 0.0060387 | 215.3395 | 0 | 510.2526 | 0.010756 | 215.3395 | 0 | 508.8476 | 7.1499e-05 | 510.2526 | 0.018999 | 215.3395 | 0 | 215.4923 | 7.681e-05
|  | 327.8558 | 0.0087254 | 215.6963 | -0.019763 | 215.5423 | -0.0078937 | 327.8558 | 0.0062945 | 215.6963 | -0.009014 | 215.5423 | 0 | 215.5423 | #REF! | 328.5352 | 0.00015516 | 215.6963 | 0 | 209.73 | -0.0016793 | 215.6963 | 0 | 327.8558 | 0.0076821 | 215.6963 | 0 | 209.73 | -0.01294 | 215.6963 | 0 | 209.73 | -0.00025504 | 215.6963 | 0 | 328.5352 | 0.00016928 | 215.6963 | 0 | 328.5352 | 0 | 215.6963 | 0 | 215.5423 | 0 | 510.4068 | 0.010711 | 215.5423 | 0 | 509.0031 | 0.00010725 | 510.4068 | 0.020114 | 215.5423 | 0 | 215.6963 | 1.234e-05
|  | 327.9699 | 0 | 215.9003 | 0.021809 | 215.7452 | 0.0014 | 327.9699 | 0 | 215.9003 | 0.00057394 | 215.7452 | 0 | 215.7452 | #REF! | 328.6443 | 0.00015386 | 215.9003 | 0 | 209.93 | 0.013674 | 215.9003 | 0 | 327.9699 | 0.0032358 | 215.9003 | 0 | 209.93 | -0.00035917 | 215.9003 | 3.0836e-05 | 209.93 | -0.010202 | 215.9003 | 0 | 328.6443 | 0.00015986 | 215.9003 | 0 | 328.6443 | 0 | 215.9003 | 0.005343 | 215.7452 | 0 | 510.5611 | 0 | 215.7452 | 0 | 509.1586 | 7.1499e-05 | 510.5611 | 0.019046 | 215.7452 | 0 | 215.9003 | 8.5277e-05
|  | 328.084 | 0 | 216.1043 | -0.0019236 | 215.9481 | -0.015078 | 328.084 | 0.0034785 | 216.1043 | 0.0094521 | 215.9481 | 0 | 215.9481 | #REF! | 328.7535 | 0.00015312 | 216.1043 | 0 | 210.13 | 0.004558 | 216.1043 | 0 | 328.084 | 0.0056394 | 216.1043 | 0 | 210.13 | 0.00080569 | 216.1043 | 0 | 210.13 | 0.0023464 | 216.1043 | 0 | 328.7535 | 0.00015309 | 216.1043 | 0 | 328.7535 | 0 | 216.1043 | 0 | 215.9481 | 0 | 510.7153 | 0.006127 | 215.9481 | 0 | 509.3141 | 0.00032174 | 510.7153 | 0.0203 | 215.9481 | 0 | 216.1043 | 1.4051e-05
|  | 328.1981 | 0 | 216.3084 | 0.0061816 | 216.1511 | 0.0024073 | 328.1981 | 0.0068072 | 216.3084 | 0.024311 | 216.1511 | 0 | 216.1511 | #REF! | 328.8627 | 0.00016001 | 216.3084 | 0 | 210.34 | -0.0016793 | 216.3084 | 0 | 328.1981 | 0.0068828 | 216.3084 | 0 | 210.34 | -0.0060669 | 216.3084 | 5.609e-05 | 210.34 | 0.0029585 | 216.3084 | 0 | 328.8627 | 0.00014797 | 216.3084 | 0 | 328.8627 | 0 | 216.3084 | 0.012081 | 216.1511 | 0 | 510.8695 | 0.0093947 | 216.1511 | 0 | 509.4696 | 0 | 510.8695 | 0.019278 | 216.1511 | 0 | 216.3084 | 8.379e-05
|  | 328.3121 | 0 | 216.5125 | 0.0082593 | 216.354 | 0.0024217 | 328.3121 | 0.005135 | 216.5125 | -0.0066403 | 216.354 | 0 | 216.354 | #REF! | 328.9719 | 0.00016727 | 216.5125 | 0 | 210.54 | -0.032385 | 216.5125 | 0 | 328.3121 | 0 | 216.5125 | 0 | 210.54 | -0.011542 | 216.5125 | 0 | 210.54 | -0.010202 | 216.5125 | 0 | 328.9719 | 0.00016185 | 216.5125 | 0 | 328.9719 | 0 | 216.5125 | 0 | 216.354 | 0 | 511.0238 | 0.0086231 | 216.354 | 0 | 509.6251 | 0.00053624 | 511.0238 | 0.020764 | 216.354 | 0 | 216.5125 | 3.0673e-05
|  | 328.4262 | 0.0011851 | 216.7166 | 0.0071215 | 216.557 | 0.0062283 | 328.4262 | 0 | 216.7166 | 0.002093 | 216.557 | 0 | 216.557 | #REF! | 329.0811 | 0.00016615 | 216.7166 | 0 | 210.74 | 0.014634 | 216.7166 | 0 | 328.4262 | 0.0062611 | 216.7166 | 0 | 210.74 | 0.0072128 | 216.7166 | 6.6353e-05 | 210.74 | 0.007243 | 216.7166 | 0 | 329.0811 | 0.00015342 | 216.7166 | 0 | 329.0811 | 0 | 216.7166 | 0.0068783 | 216.557 | 0 | 511.1781 | 0.010711 | 216.557 | 0 | 509.7806 | 7.1499e-05 | 511.1781 | 0.01951 | 216.557 | 0 | 216.7166 | 7.603e-05
|  | 328.5403 | 0 | 216.9207 | 0.0015063 | 216.76 | -0.022344 | 328.5403 | 0 | 216.9207 | -0.0082785 | 216.76 | 0 | 216.76 | #REF! | 329.1903 | 0.00014473 | 216.9207 | 0 | 210.95 | -0.040542 | 216.9207 | 0 | 328.5403 | 0.0041382 | 216.9207 | 0 | 210.95 | -0.0065332 | 216.9207 | 0 | 210.95 | -0.0049988 | 216.9207 | 0 | 329.1903 | 0.0001412 | 216.9207 | 0 | 329.1903 | 0 | 216.9206 | 0 | 216.76 | 0 | 511.3323 | 0.0080785 | 216.76 | 0 | 509.9361 | 0 | 511.3323 | 0.020346 | 216.76 | 0 | 216.9207 | 2.1401e-05
|  | 328.6543 | 0.0047404 | 217.1248 | 0.040743 | 216.963 | 0.0089712 | 328.6543 | 0 | 217.1248 | -0.0026236 | 216.963 | 0 | 216.963 | #REF! | 329.2995 | 0.00013393 | 217.1248 | 0 | 211.15 | -0.02135 | 217.1248 | 0 | 328.6543 | 0.007016 | 217.1248 | 0 | 211.15 | 0.00045625 | 217.1248 | 7.8407e-05 | 211.15 | 0.0080083 | 217.1248 | 0 | 329.2995 | 0.00012799 | 217.1248 | 0 | 329.2995 | 0 | 217.1248 | 0.0092771 | 216.963 | 0 | 511.4866 | 0.0073524 | 216.963 | 0 | 510.0916 | 0.00028599 | 511.4866 | 0.01872 | 216.963 | 0 | 217.1248 | 8.1106e-05
|  | 328.7684 | 0 | 217.3289 | -0.016627 | 217.166 | 0.00095239 | 328.7684 | 0.0097437 | 217.3289 | 0.0093839 | 217.166 | 0 | 217.166 | #REF! | 329.4087 | 0.00013616 | 217.3289 | 0 | 211.35 | -0.016073 | 217.3289 | 0 | 328.7684 | 0.0063943 | 217.3289 | 0 | 211.35 | -0.0028054 | 217.3289 | 0 | 211.35 | 0.0015813 | 217.3289 | 0 | 329.4087 | 0.00013839 | 217.3289 | 0 | 329.4087 | 0 | 217.3289 | 0 | 217.166 | 0 | 511.6409 | 0.0030326 | 217.166 | 0 | 510.2471 | 0.00032174 | 511.6409 | 0.019649 | 217.166 | 0 | 217.3289 | 1.2794e-05
|  | 328.8824 | 0 | 217.5331 | 0.021349 | 217.369 | 0.026577 | 328.8824 | 0.00049804 | 217.5331 | 0.017318 | 217.369 | 0 | 217.369 | #REF! | 329.5179 | 0.0001371 | 217.5331 | 0 | 211.56 | 0.020872 | 217.5331 | 0 | 328.8824 | 0.0024794 | 217.5331 | 0 | 211.56 | -0.0029219 | 217.5331 | 6.7442e-05 | 211.56 | -0.00025504 | 217.5331 | 0 | 329.5179 | 0.00015029 | 217.5331 | 0 | 329.5179 | 0 | 217.5331 | 0.0085231 | 217.369 | 0 | 511.7952 | 0.0087593 | 217.369 | 0 | 510.4027 | 0 | 511.7952 | 0.01886 | 217.369 | 0 | 217.5331 | 7.9191e-05
|  | 328.9965 | 0.0076661 | 217.7372 | 0.0087538 | 217.5721 | -0.026153 | 328.9965 | 0.0044724 | 217.7372 | -0.0093085 | 217.5721 | 0 | 217.5721 | #REF! | 329.6271 | 0.00014306 | 217.7372 | 0 | 211.76 | -0.035744 | 217.7372 | 0 | 328.9965 | 0.0065275 | 217.7372 | 0 | 211.76 | -0.0082806 | 217.7372 | 0 | 211.76 | -0.0023974 | 217.7372 | 0 | 329.6271 | 0.00015986 | 217.7372 | 0 | 329.6271 | 0 | 217.7372 | 0 | 217.5721 | 0 | 511.9495 | 0 | 217.5721 | 0 | 510.5582 | 0 | 511.9495 | 0.019649 | 217.5721 | 0 | 217.7372 | 2.1811e-05
|  | 329.1105 | 0 | 217.9414 | 0.024629 | 217.7752 | 0.028854 | 329.1105 | 0 | 217.9414 | -0.007596 | 217.7752 | 0 | 217.7752 | #REF! | 329.7363 | 0.00013151 | 217.9414 | 0 | 211.96 | -0.0083963 | 217.9414 | 0 | 329.1105 | 0.0077709 | 217.9414 | 0 | 211.96 | 0.002553 | 217.9414 | 6.9425e-05 | 211.96 | 0.0038766 | 217.9414 | 0 | 329.7363 | 0.00014649 | 217.9414 | 0 | 329.7363 | 0 | 217.9414 | 0.0064702 | 217.7752 | 0 | 512.1038 | 0.0071708 | 217.7752 | 0 | 510.7138 | 0.00028599 | 512.1038 | 0.018535 | 217.7752 | 0 | 217.9414 | 6.6083e-05
|  | 329.2246 | 0.0026375 | 218.1456 | 0.0062527 | 217.9783 | -0.027094 | 329.2246 | 0.0016565 | 218.1456 | 0.00073915 | 217.9783 | 0 | 217.9783 | #REF! | 329.8455 | 0.0001479 | 218.1456 | 0 | 212.17 | -0.036225 | 218.1456 | 0 | 329.2246 | 0.0078153 | 218.1456 | 0 | 212.17 | -0.0059506 | 218.1456 | 0 | 212.17 | -0.0074475 | 218.1456 | 0 | 329.8455 | 0.00014467 | 218.1456 | 0 | 329.8455 | 0 | 218.1456 | 0 | 217.9783 | 0 | 512.2582 | 0.00767 | 217.9783 | 0 | 510.8693 | 0.00010725 | 512.2582 | 0.019371 | 217.9783 | 0 | 218.1456 | 9.6751e-06
|  | 329.3386 | 0 | 218.3499 | 0.00012188 | 218.1814 | 0.006189 | 329.3386 | 0 | 218.3499 | 0.0088155 | 218.1814 | 0 | 218.1814 | #REF! | 329.9548 | 0.00012275 | 218.3499 | 0 | 212.37 | -0.024709 | 218.3499 | 0 | 329.3386 | 0 | 218.3499 | 0 | 212.37 | 0.0026695 | 218.3499 | 4.9203e-05 | 212.37 | 0.0069371 | 218.3499 | 0 | 329.9548 | 0.00013146 | 218.3499 | 0 | 329.9548 | 0 | 218.3499 | 0.0075403 | 218.1814 | 0 | 512.4125 | 0.013343 | 218.1814 | 0 | 511.0249 | 7.1499e-05 | 512.4125 | 0.018674 | 218.1814 | 0 | 218.3499 | 8.6701e-05
|  | 329.4526 | 0 | 218.5541 | 0.0039877 | 218.3845 | -0.035415 | 329.4526 | 0 | 218.5541 | -0.033398 | 218.3845 | 0 | 218.3845 | #REF! | 330.064 | 0.00012666 | 218.5541 | 0 | 212.58 | 0.0011995 | 218.5541 | 0 | 329.4526 | 0.007016 | 218.5541 | 0 | 212.58 | -0.00070865 | 218.5541 | 0 | 212.58 | -0.0056109 | 218.5541 | 0 | 330.064 | 0.00013608 | 218.5541 | 0 | 330.064 | 0 | 218.5541 | 0 | 218.3845 | 0 | 512.5669 | 0.0093947 | 218.3845 | 0 | 511.1805 | 0.00010725 | 512.5669 | 0.019742 | 218.3845 | 0 | 218.5541 | 8.9616e-06
|  | 329.5667 | 0.0069625 | 218.7584 | 0.017423 | 218.5877 | 0.0067885 | 329.5667 | 0 | 218.7584 | 0.023113 | 218.5877 | 0 | 218.5877 | #REF! | 330.1733 | 0.00011661 | 218.7584 | 0 | 212.78 | -0.017992 | 218.7584 | 0 | 329.5667 | 0.011057 | 218.7584 | 0 | 212.78 | 0.0020871 | 218.7584 | 7.8144e-05 | 212.78 | 0.0014282 | 218.7584 | 0 | 330.1733 | 0.00012915 | 218.7584 | 0 | 330.1733 | 0 | 218.7584 | 0.0056041 | 218.5877 | 0 | 512.7212 | 0.013661 | 218.5877 | 0 | 511.3361 | 0 | 512.7212 | 0.018999 | 218.5877 | 0 | 218.7584 | 6.7526e-05
|  | 329.6807 | 0.0027855 | 218.9626 | -0.0022973 | 218.7908 | -0.015175 | 329.6807 | 0.0034785 | 218.9626 | -0.010722 | 218.7908 | 0 | 218.7908 | #REF! | 330.2825 | 0.00012499 | 218.9626 | 0 | 212.98 | -0.033825 | 218.9626 | 0 | 329.6807 | 0.00048314 | 218.9626 | 0 | 212.98 | -0.00024269 | 218.9626 | 0 | 212.98 | -0.0046928 | 218.9626 | 0 | 330.2825 | 0.00014219 | 218.9626 | 0 | 330.2825 | 0 | 218.9626 | 0 | 218.7908 | 0 | 512.8756 | 0.0118 | 218.7908 | 0 | 511.4917 | 0.00010725 | 512.8756 | 0.019835 | 218.7908 | 0 | 218.9626 | 2.217e-05
|  | 329.7947 | 0 | 219.1669 | 0.040834 | 218.994 | 0.0080963 | 329.7947 | 0 | 219.1669 | 0.0070936 | 218.994 | 0 | 218.994 | #REF! | 330.3918 | 0.00011921 | 219.1669 | 0 | 213.19 | -0.0088761 | 219.1669 | 0 | 329.7947 | 0.0044849 | 219.1669 | 0 | 213.19 | -0.0011746 | 219.1669 | 6.9788e-05 | 213.19 | -0.0022444 | 219.1669 | 0 | 330.3918 | 0.00013757 | 219.1669 | 0 | 330.3918 | 0 | 219.1669 | 0.0090262 | 218.994 | 0 | 513.0299 | 0.0177 | 218.994 | 0 | 511.6473 | 0 | 513.0299 | 0.018581 | 218.994 | 0 | 219.1669 | 6.5256e-05
|  | 329.9087 | 0.0048561 | 219.3712 | 0.0067678 | 219.1972 | -0.049209 | 329.9087 | 0.0072884 | 219.3712 | -0.017206 | 219.1972 | 0 | 219.1972 | #REF! | 330.5011 | 0.00013151 | 219.3712 | 0 | 213.39 | -0.016073 | 219.3712 | 0 | 329.9087 | 0.0050178 | 219.3712 | 0 | 213.39 | -0.0067659 | 219.3712 | 0 | 213.39 | -0.0057639 | 219.3712 | 0 | 330.5011 | 0.00014038 | 219.3712 | 0 | 330.5011 | 0 | 219.3713 | 0 | 219.1972 | 0 | 513.1843 | 0.0056731 | 219.1972 | 0 | 511.8029 | 0 | 513.1843 | 0.019696 | 219.1972 | 0 | 219.3712 | 2.8547e-05
|  | 330.0227 | 0 | 219.5756 | 0.020346 | 219.4004 | 0.024097 | 330.0227 | 0 | 219.5756 | 0.016609 | 219.4004 | 0 | 219.4004 | #REF! | 330.6103 | 0.00013672 | 219.5756 | 0 | 213.59 | 0.020391 | 219.5756 | 0 | 330.0227 | 0.0051066 | 219.5756 | 0 | 213.59 | -0.0030384 | 219.5756 | 9.229e-05 | 213.59 | -0.0013262 | 219.5756 | 0 | 330.6103 | 0.00012601 | 219.5756 | 0 | 330.6103 | 0 | 219.5756 | 0.0089896 | 219.4005 | 0 | 513.3387 | 0.0097124 | 219.4004 | 0 | 511.9585 | 0 | 513.3387 | 0.018535 | 219.4005 | 0 | 219.5756 | 8.6788e-05
|  | 330.1368 | 0 | 219.7799 | -0.010097 | 219.6037 | -0.023285 | 330.1368 | 0.0082822 | 219.7799 | -0.0037488 | 219.6037 | 0 | 219.6037 | #REF! | 330.7196 | 0.00016131 | 219.7799 | 0 | 213.8 | -0.012235 | 219.7799 | 0 | 330.1368 | 0.0061723 | 219.7799 | 0 | 213.8 | -0.011425 | 219.7799 | 0 | 213.8 | -0.0023974 | 219.7799 | 0 | 330.7196 | 0.00012849 | 219.7799 | 0 | 330.7196 | 0 | 219.7799 | 0 | 219.6037 | 0 | 513.4931 | 0.0094854 | 219.6037 | 0 | 512.1141 | 0.00010725 | 513.4931 | 0.019882 | 219.6037 | 0 | 219.7799 | 2.2674e-05
|  | 330.2508 | 0.0007407 | 219.9843 | 0.02191 | 219.807 | 0.003543 | 330.2508 | 0.0068072 | 219.9843 | -0.008324 | 219.807 | 0 | 219.807 | #REF! | 330.8289 | 0.00016988 | 219.9843 | 0 | 214 | -0.012714 | 219.9843 | 0 | 330.2508 | 0 | 219.9843 | 0 | 214 | -0.0030384 | 219.9843 | 4.4817e-05 | 214 | -0.0057639 | 219.9843 | 0 | 330.8289 | 0.0001265 | 219.9843 | 0 | 330.8289 | 0 | 219.9843 | 0.0045386 | 219.807 | 0 | 513.6475 | 0.007897 | 219.807 | 0 | 512.2697 | 0.00050049 | 513.6475 | 0.018395 | 219.807 | 0 | 219.9843 | 8.8333e-05
|  | 330.3648 | 0 | 220.1886 | 0.0039839 | 220.0102 | 0.00096948 | 330.3648 | 0.002816 | 220.1886 | -0.018617 | 220.0102 | 0 | 220.0102 | #REF! | 330.9382 | 0.00018776 | 220.1886 | 0 | 214.21 | 0.0055175 | 220.1886 | 0 | 330.3648 | 0.0031299 | 220.1886 | 0 | 214.21 | -0.0093286 | 220.1886 | 0 | 214.21 | -0.0066822 | 220.1886 | 0 | 330.9382 | 0.0001445 | 220.1886 | 0 | 330.9382 | 0 | 220.1886 | 0 | 220.0102 | 0 | 513.802 | 0.0097577 | 220.0102 | 0 | 512.4254 | 0.00010725 | 513.802 | 0.019464 | 220.0102 | 0 | 220.1886 | 2.1959e-05
|  | 330.4788 | 0.007555 | 220.393 | 0.0092843 | 220.2135 | 0.0051266 | 330.4788 | 0.0011622 | 220.393 | 0.019625 | 220.2135 | 0 | 220.2135 | #REF! | 331.0475 | 0.00017435 | 220.393 | 0 | 214.41 | -0.0083963 | 220.393 | 0 | 330.4788 | 0.0009665 | 220.393 | 0 | 214.41 | 0.012222 | 220.393 | 2.725e-05 | 214.41 | -0.0045398 | 220.393 | 0 | 331.0475 | 0.0001412 | 220.393 | 0 | 331.0475 | 0 | 220.393 | 0.0024431 | 220.2135 | 0 | 513.9564 | 0.009667 | 220.2135 | 0 | 512.581 | 7.1499e-05 | 513.9564 | 0.018442 | 220.2135 | 0 | 220.393 | 7.4964e-05
|  | 330.5928 | 0 | 220.5974 | 0.0074369 | 220.4168 | -0.026168 | 330.5928 | 0.0026503 | 220.5974 | 0.0096793 | 220.4168 | 0 | 220.4168 | #REF! | 331.1568 | 0.00016578 | 220.5974 | 0 | 214.61 | -0.0088761 | 220.5974 | 0 | 330.5928 | 0.0009873 | 220.5974 | 0 | 214.61 | -0.01061 | 220.5974 | 0 | 214.61 | 0.0043357 | 220.5974 | 0 | 331.1568 | 0.00014269 | 220.5974 | 0 | 331.1568 | 0 | 220.5974 | 0 | 220.4169 | 0 | 514.1108 | 0.0094854 | 220.4168 | 0 | 512.7367 | 0.00010725 | 514.1108 | 0.019556 | 220.4169 | 0 | 220.5974 | 1.1506e-05
|  | 330.7068 | 0.0063699 | 220.8019 | 0.019988 | 220.6202 | 0.016553 | 330.7068 | 0 | 220.8019 | 0.011386 | 220.6202 | 0 | 220.6202 | #REF! | 331.2661 | 0.00015051 | 220.8019 | 0 | 214.82 | 0.018472 | 220.8019 | 0 | 330.7068 | 0.0058615 | 220.8019 | 0 | 214.82 | 0.0013882 | 220.8019 | 4.9475e-05 | 214.82 | -0.0068351 | 220.8019 | 0 | 331.2661 | 0.00012832 | 220.8019 | 0 | 331.2661 | 0 | 220.8019 | 0.0058981 | 220.6202 | 0 | 514.2653 | 0.0097124 | 220.6202 | 0 | 512.8923 | 7.1499e-05 | 514.2653 | 0.01872 | 220.6202 | 0 | 220.8019 | 6.9852e-05
|  | 330.8208 | 0 | 221.0063 | 0.014904 | 220.8235 | -0.038783 | 330.8208 | 0.00049697 | 221.0063 | -0.0087188 | 220.8235 | 0 | 220.8235 | #REF! | 331.3754 | 0.00015312 | 221.0063 | 0 | 215.02 | -0.017992 | 221.0063 | 0 | 330.8208 | 0 | 221.0063 | 0 | 215.02 | -0.012591 | 221.0063 | 0 | 215.02 | -0.010508 | 221.0063 | 0 | 331.3754 | 0.00012915 | 221.0063 | 0 | 331.3754 | 0 | 221.0063 | 0 | 220.8235 | 0 | 514.4197 | 0.0044691 | 220.8235 | 0 | 513.048 | 0 | 514.4197 | 0.01951 | 220.8235 | 0 | 221.0063 | 1.8686e-05
|  | 330.9348 | 0.0035553 | 221.2108 | 0.024064 | 221.0269 | 0.01644 | 330.9348 | 0.00066409 | 221.2108 | 0.0082788 | 221.0269 | 0 | 221.0269 | #REF! | 331.4847 | 0.00014045 | 221.2108 | 0 | 215.23 | 0.035744 | 221.2108 | 0 | 330.9348 | 0 | 221.2108 | 0 | 215.23 | -0.0042033 | 221.2108 | 7.6846e-05 | 215.23 | -0.0025504 | 221.2108 | 0 | 331.4847 | 0.00012419 | 221.2108 | 0 | 331.4847 | 0 | 221.2108 | 0.0074304 | 221.0269 | 0 | 514.5742 | 0.0098031 | 221.0269 | 0 | 513.2037 | 7.1499e-05 | 514.5742 | 0.01872 | 221.0269 | 0 | 221.2108 | 7.2817e-05
|  | 331.0488 | 0.00086279 | 221.4153 | -0.0074402 | 221.2303 | -0.018314 | 331.0488 | 0 | 221.4153 | -0.0080312 | 221.2303 | 0 | 221.2303 | #REF! | 331.594 | 0.0001479 | 221.4152 | 0 | 215.43 | 0.013194 | 221.4152 | 0 | 331.0488 | 0.0035081 | 221.4152 | 0 | 215.43 | 0.0033685 | 221.4153 | 0 | 215.43 | -0.0007141 | 221.4152 | 0 | 331.594 | 0.00011775 | 221.4152 | 0 | 331.594 | 0 | 221.4152 | 0 | 221.2303 | 0 | 514.7287 | 0.0074885 | 221.2303 | 0 | 513.3593 | 0.00010725 | 514.7287 | 0.019556 | 221.2303 | 0 | 221.4153 | 2.4401e-05
|  | 331.1628 | 0.0051848 | 221.6197 | 0.026601 | 221.4337 | 0.041013 | 331.1628 | 0 | 221.6197 | 0.012027 | 221.4337 | 0 | 221.4337 | #REF! | 331.7034 | 0.0001153 | 221.6197 | 0 | 215.63 | -0.011275 | 221.6197 | 0 | 331.1628 | 0.0044849 | 221.6197 | 0 | 215.63 | -0.0068827 | 221.6197 | 5.5279e-05 | 215.63 | -0.00025504 | 221.6197 | 0 | 331.7034 | 0.00013427 | 221.6197 | 0 | 331.7034 | 0 | 221.6197 | 0.0068385 | 221.4337 | 0 | 514.8831 | 0.015658 | 221.4337 | 0 | 513.515 | 7.1499e-05 | 514.8831 | 0.018535 | 221.4337 | 0 | 221.6197 | 8.3269e-05
|  | 331.2767 | 0.0020459 | 221.8242 | -0.021975 | 221.6371 | -0.008131 | 331.2767 | 0.002319 | 221.8242 | -0.015148 | 221.6371 | 0 | 221.6371 | #REF! | 331.8127 | 0.00012629 | 221.8242 | 0 | 215.84 | 0.0031186 | 221.8242 | 0 | 331.2767 | 0.0030039 | 221.8242 | 0 | 215.84 | 0.0055817 | 221.8242 | 0 | 215.84 | 0.0018873 | 221.8242 | 0 | 331.8127 | 0.00013195 | 221.8242 | 0 | 331.8127 | 0 | 221.8243 | 0 | 221.6371 | 0 | 515.0376 | 0.0057639 | 221.6371 | 0 | 513.6707 | 0.00032174 | 515.0376 | 0.019696 | 221.6371 | 0 | 221.8242 | 1.9564e-05
|  | 331.3907 | 0 | 222.0288 | 0.043315 | 221.8406 | 0.018385 | 331.3907 | 0.0079694 | 222.0288 | 0.0011786 | 221.8406 | 0 | 221.8406 | #REF! | 331.9221 | 0.00011921 | 222.0288 | 0 | 216.04 | 0.011755 | 222.0288 | 0 | 331.3907 | 0.00071442 | 222.0288 | 0 | 216.04 | -0.0021065 | 222.0288 | 7.7288e-05 | 216.04 | 0.015813 | 222.0288 | 0 | 331.9221 | 0.00012304 | 222.0288 | 0 | 331.9221 | 0 | 222.0288 | 0.0078695 | 221.8406 | 0 | 515.1921 | 0.0083054 | 221.8406 | 0 | 513.8264 | 7.1499e-05 | 515.1921 | 0.01872 | 221.8406 | 0 | 222.0288 | 8.413e-05
|  | 331.5047 | 0.003377 | 222.2333 | 0.00091695 | 222.044 | -0.0085551 | 331.5047 | 0.012418 | 222.2333 | 0.0047473 | 222.044 | 0 | 222.044 | #REF! | 332.0314 | 0.00014268 | 222.2333 | 0 | 216.25 | -0.024228 | 222.2333 | 0 | 331.5047 | 0.0052842 | 222.2333 | 0 | 216.25 | -0.0043198 | 222.2333 | 0 | 216.25 | -0.005917 | 222.2333 | 0 | 332.0314 | 0.00012155 | 222.2333 | 0 | 332.0314 | 0 | 222.2333 | 0 | 222.044 | 0 | 515.3466 | 0.0063085 | 222.044 | 0 | 513.9821 | 0.00032174 | 515.3466 | 0.01951 | 222.044 | 0 | 222.2333 | 9.9574e-06
|  | 331.6187 | 0 | 222.4379 | 0.020004 | 222.2475 | 0.023116 | 331.6187 | 0 | 222.4379 | 0.0017535 | 222.2475 | 0 | 222.2475 | #REF! | 332.1408 | 0.0001248 | 222.4379 | 0 | 216.45 | -0.0083963 | 222.4379 | 0 | 331.6187 | 0.00046226 | 222.4379 | 0 | 216.45 | -0.00082513 | 222.4379 | 5.2946e-05 | 216.45 | 0.0020403 | 222.4379 | 0 | 332.1408 | 0.00011693 | 222.4379 | 0 | 332.1408 | 0 | 222.4379 | 0.0079381 | 222.2475 | 0 | 515.5012 | 0.0087593 | 222.2475 | 0 | 514.1378 | 0 | 515.5012 | 0.017931 | 222.2475 | 0 | 222.4379 | 6.2717e-05
|  | 331.7326 | 0.001898 | 222.6425 | -0.0093958 | 222.451 | -0.0076588 | 331.7326 | 0.011081 | 222.6425 | -0.017364 | 222.451 | 0 | 222.451 | #REF! | 332.2501 | 0.00012964 | 222.6425 | 0 | 216.65 | -0.0088761 | 222.6425 | 0 | 331.7326 | 0.0087922 | 222.6425 | 0 | 216.65 | 0.00045625 | 222.6425 | 0 | 216.65 | -0.0040807 | 222.6425 | 0 | 332.2501 | 0.00012502 | 222.6425 | 0 | 332.2501 | 0.000105 | 222.6425 | 0 | 222.451 | 0 | 515.6557 | 0.0098939 | 222.451 | 0 | 514.2936 | 0.00010725 | 515.6557 | 0.018906 | 222.451 | 0 | 222.6425 | 2.4259e-05
|  | 331.8466 | 0 | 222.847 | 0.016832 | 222.6545 | 0.034699 | 331.8466 | 0 | 222.847 | 0.0095555 | 222.6545 | 0 | 222.6545 | #REF! | 332.3595 | 0.00011828 | 222.8471 | 0 | 216.86 | 0.0050378 | 222.8471 | 0 | 331.8466 | 0.0012187 | 222.8471 | 0 | 216.86 | -0.0016406 | 222.847 | 6.9601e-05 | 216.86 | -0.0085181 | 222.8471 | 0 | 332.3595 | 0.0001123 | 222.8471 | 0 | 332.3595 | 6.3379e-05 | 222.847 | 0.0049285 | 222.6546 | 0 | 515.8102 | 0.013071 | 222.6545 | 0 | 514.4493 | 7.1499e-05 | 515.8102 | 0.018163 | 222.6546 | 0 | 222.847 | 7.5844e-05
|  | 331.9606 | 0.0016023 | 223.0517 | -0.014109 | 222.8581 | 0.0049267 | 331.9606 | 0 | 223.0517 | -0.0041449 | 222.8581 | 0 | 222.8581 | #REF! | 332.4689 | 0.00014343 | 223.0517 | 0 | 217.06 | 0.010795 | 223.0517 | 0 | 331.9606 | 0 | 223.0517 | 0 | 217.06 | 0.006397 | 223.0517 | 5.3246e-06 | 217.06 | -0.0085181 | 223.0517 | 0 | 332.4689 | 0.00012766 | 223.0517 | 0 | 332.4689 | 6.8347e-05 | 223.0517 | 0 | 222.8581 | 0 | 515.9647 | 0.010075 | 222.8581 | 0 | 514.605 | 0.00032174 | 515.9647 | 0.019371 | 222.8581 | 0 | 223.0517 | 3.3156e-05
|  | 332.0745 | 0.0037034 | 223.2563 | 0.020175 | 223.0616 | 0.0075087 | 332.0745 | 0 | 223.2563 | 0.00025131 | 223.0616 | 0 | 223.0616 | #REF! | 332.5783 | 0.00014231 | 223.2563 | 0 | 217.27 | -0.014634 | 223.2563 | 0 | 332.0745 | 0.0075045 | 223.2563 | 0 | 217.27 | -0.0042033 | 223.2563 | 4.9847e-05 | 217.27 | -0.0010202 | 223.2563 | 0 | 332.5783 | 0.00012601 | 223.2563 | 0 | 332.5783 | 0.00011014 | 223.2563 | 0.0088474 | 223.0616 | 0 | 516.1193 | 0.012708 | 223.0616 | 0 | 514.7608 | 0 | 516.1193 | 0.018302 | 223.0616 | 0 | 223.2563 | 6.6958e-05
|  | 332.1885 | 0 | 223.4609 | -0.0037655 | 223.2652 | -0.021979 | 332.1885 | 0.00049697 | 223.4609 | -0.017048 | 223.2652 | 0 | 223.2652 | #REF! | 332.6877 | 0.00015349 | 223.4609 | 0 | 217.47 | -0.030466 | 223.4609 | 0 | 332.1885 | 0.006794 | 223.4609 | 0 | 217.47 | -0.0059506 | 223.4609 | 0 | 217.47 | -0.0063763 | 223.4609 | 0 | 332.6877 | 0.00013195 | 223.4609 | 0 | 332.6877 | 0.00010004 | 223.4609 | 0 | 223.2652 | 0 | 516.2739 | 0.0083054 | 223.2652 | 0 | 514.9165 | 0.00032174 | 516.2739 | 0.019603 | 223.2652 | 0 | 223.4609 | 1.2668e-05
|  | 332.3024 | 0 | 223.6656 | -0.0013951 | 223.4688 | 0.0030987 | 332.3024 | 0 | 223.6656 | 0.0089282 | 223.4688 | 0 | 223.4688 | #REF! | 332.7971 | 0.00013654 | 223.6656 | 0 | 217.67 | 0.010795 | 223.6656 | 0 | 332.3024 | 0.0027314 | 223.6656 | 0 | 217.67 | 0.0049991 | 223.6656 | 2.4836e-05 | 217.67 | 0.0020403 | 223.6656 | 0 | 332.7971 | 0.00011891 | 223.6656 | 0 | 332.7971 | 0.00010004 | 223.6656 | 0.002249 | 223.4688 | 0 | 516.4284 | 0.012753 | 223.4688 | 0 | 515.0723 | 0 | 516.4284 | 0.018581 | 223.4688 | 0 | 223.6656 | 7.8767e-05
|  | 332.4164 | 0.00041907 | 223.8703 | 0.012146 | 223.6724 | 0.0027194 | 332.4164 | 0.012801 | 223.8703 | -0.0049231 | 223.6724 | 0 | 223.6724 | #REF! | 332.9065 | 0.0001384 | 223.8703 | 0 | 217.88 | -0.022789 | 223.8703 | 0 | 332.4164 | 0.0035081 | 223.8703 | 0 | 217.88 | -0.0093286 | 223.8703 | 0 | 217.88 | -0.0017853 | 223.8703 | 0 | 332.9065 | 0.00014153 | 223.8703 | 0 | 332.9065 | 0.00011014 | 223.8703 | 0 | 223.6724 | 0 | 516.583 | 0.014024 | 223.6724 | 0 | 515.2281 | 0.00032174 | 516.583 | 0.020207 | 223.6724 | 0 | 223.8703 | 1.3242e-05
|  | 332.5303 | 0.0025184 | 224.075 | 0.015536 | 223.876 | 0.012928 | 332.5303 | 0 | 224.075 | 0.0097322 | 223.876 | 0 | 223.876 | #REF! | 333.0159 | 0.00014045 | 224.075 | 0 | 218.08 | 0.0011995 | 224.075 | 0 | 332.5303 | 0.0024794 | 224.075 | 0 | 218.08 | 0.0060475 | 224.075 | 8.1242e-05 | 218.08 | 0.0038766 | 224.075 | 0 | 333.0159 | 0.00013988 | 224.075 | 0 | 333.0159 | 0.00013515 | 224.075 | 0.0039163 | 223.876 | 0 | 516.7376 | 0.011029 | 223.876 | 0 | 515.3839 | 0 | 516.7376 | 0.018906 | 223.876 | 0 | 224.075 | 7.3914e-05
|  | 332.6442 | 0 | 224.2797 | -0.012864 | 224.0797 | -0.046517 | 332.6442 | 0.0041411 | 224.2797 | -0.011255 | 224.0797 | 0 | 224.0797 | #REF! | 333.1253 | 0.00014082 | 224.2797 | 0 | 218.29 | -0.020872 | 224.2797 | 0 | 332.6442 | 0.0078153 | 224.2797 | 0 | 218.29 | -0.0043198 | 224.2797 | 0 | 218.29 | -0.0057639 | 224.2797 | 0 | 333.1253 | 0.0001635 | 224.2797 | 0 | 333.1253 | 0.00014337 | 224.2797 | 0 | 224.0797 | 0 | 516.8922 | 0.009667 | 224.0797 | 0 | 515.5396 | 0.00010725 | 516.8922 | 0.020393 | 224.0797 | 0 | 224.2797 | 2.7451e-05
|  | 332.7582 | 0.0022221 | 224.4844 | 0.022833 | 224.2834 | -0.0026902 | 332.7582 | 0.0029886 | 224.4844 | 0.00010445 | 224.2834 | 0 | 224.2834 | #REF! | 333.2347 | 0.00014958 | 224.4844 | 0 | 218.49 | -0.019431 | 224.4844 | 0 | 332.7582 | 0 | 224.4844 | 0 | 218.49 | 0.00022327 | 224.4844 | 2.7711e-05 | 218.49 | -0.00010202 | 224.4844 | 0 | 333.2347 | 0.0001526 | 224.4844 | 0 | 333.2347 | 0.0001134 | 224.4844 | 0 | 224.2834 | 0 | 517.0468 | 0.009667 | 224.2834 | 0 | 515.6954 | 0 | 517.0468 | 0.01872 | 224.2834 | 0 | 224.4844 | 6.8144e-05
|  | 332.8721 | 0 | 224.6891 | -0.016683 | 224.487 | 0.0080829 | 332.8721 | 0 | 224.6891 | -0.0079309 | 224.487 | 0 | 224.487 | #REF! | 333.3441 | 0.00015051 | 224.6891 | 0 | 218.7 | 0.00071969 | 224.6891 | 0 | 332.8721 | 0.00048314 | 224.6891 | 0 | 218.7 | -0.0090959 | 224.6891 | 0 | 218.7 | 0.0081613 | 224.6891 | 0 | 333.3441 | 0.0001526 | 224.6891 | 0 | 333.3441 | 0.00011682 | 224.6892 | 0 | 224.487 | 0 | 517.2014 | 0.0070347 | 224.487 | 0 | 515.8512 | 0.00032174 | 517.2014 | 0.019928 | 224.487 | 0 | 224.6891 | 1.3706e-05
|  | 332.9861 | 0.0037034 | 224.8939 | 0.013054 | 224.6907 | -0.0070153 | 332.9861 | 0 | 224.8939 | 0.0049685 | 224.6907 | 0 | 224.6907 | #REF! | 333.4535 | 0.0001479 | 224.8939 | 0 | 218.9 | 0.033825 | 224.8939 | 0 | 332.9861 | 0 | 224.8939 | 0 | 218.9 | -0.001757 | 224.8939 | 4.3304e-05 | 218.9 | -0.0027035 | 224.8939 | 0 | 333.4535 | 0.00014417 | 224.8939 | 0 | 333.4535 | 0.00010004 | 224.8939 | 0.0090714 | 224.6908 | 0 | 517.3561 | 0.0065354 | 224.6907 | 0 | 516.007 | 0 | 517.3561 | 0.01872 | 224.6908 | 0 | 224.8939 | 7.2912e-05
|  | 333.1 | 0 | 225.0987 | -0.00055765 | 224.8945 | -0.018774 | 333.1 | 0.012801 | 225.0987 | -0.012044 | 224.8945 | 0 | 224.8945 | #REF! | 333.563 | 0.00015405 | 225.0987 | 0 | 219.1 | -0.0083963 | 225.0987 | 0 | 333.1 | 0.0023737 | 225.0987 | 0 | 219.1 | -0.0031549 | 225.0987 | 0 | 219.1 | 0.0037236 | 225.0987 | 0 | 333.563 | 0.00014583 | 225.0987 | 0 | 333.563 | 9.5069e-05 | 225.0987 | 0 | 224.8945 | 0 | 517.5107 | 0.0052646 | 224.8945 | 0 | 516.1628 | 0.00032174 | 517.5107 | 0.020207 | 224.8945 | 0 | 225.0987 | 1.9912e-05
|  | 333.2139 | 0 | 225.3035 | 0.01966 | 225.0982 | 0.021141 | 333.2139 | 0.01175 | 225.3035 | 0.0067033 | 225.0982 | 0 | 225.0982 | #REF! | 333.6724 | 0.00014566 | 225.3035 | 0 | 219.31 | -0.011755 | 225.3035 | 0 | 333.2139 | 0.005373 | 225.3035 | 0 | 219.31 | -0.0064164 | 225.3035 | 7.7373e-05 | 219.31 | -0.0037746 | 225.3035 | 0 | 333.6724 | 0.00015078 | 225.3035 | 0 | 333.6724 | 8.1708e-05 | 225.3035 | 0.014559 | 225.0982 | 0 | 517.6653 | 0.0070347 | 225.0982 | 0 | 516.3187 | 0 | 517.6653 | 0.019371 | 225.0982 | 0 | 225.3035 | 7.9197e-05
|  | 333.3278 | 0.00027119 | 225.5083 | -0.019739 | 225.302 | -0.045763 | 333.3278 | 0.0086135 | 225.5083 | -0.018077 | 225.302 | 0 | 225.302 | #REF! | 333.7819 | 0.00016746 | 225.5083 | 0 | 219.51 | 0.00071969 | 225.5083 | 0 | 333.3278 | 0 | 225.5083 | 0 | 219.51 | 0.0013882 | 225.5083 | 0 | 219.51 | -0.010508 | 225.5083 | 0 | 333.7819 | 0.00015375 | 225.5083 | 0 | 333.7819 | 8.6676e-05 | 225.5083 | 0 | 225.302 | 0 | 517.82 | 0.011482 | 225.302 | 0 | 516.4745 | 0.00032174 | 517.82 | 0.020114 | 225.302 | 0 | 225.5083 | 6.5731e-06
|  | 333.4418 | 0.0025184 | 225.7131 | 0.0063771 | 225.5057 | 0.0038941 | 333.4418 | 0 | 225.7131 | -0.0062838 | 225.5057 | 0 | 225.5057 | #REF! | 333.8913 | 0.00015535 | 225.7131 | 0 | 219.72 | 0.0016793 | 225.7131 | 0 | 333.4418 | 0.0027314 | 225.7131 | 0 | 219.72 | 0.002553 | 225.7131 | 4.3618e-05 | 219.72 | -0.0016323 | 225.7131 | 0 | 333.8913 | 0.00013988 | 225.7131 | 0 | 333.8913 | 9.0102e-05 | 225.7131 | 0.0061209 | 225.5057 | 0 | 517.9746 | 0.0045385 | 225.5057 | 0 | 516.6303 | 0 | 517.9746 | 0.018953 | 225.5057 | 0 | 225.7131 | 7.917e-05
|  | 333.5557 | 0 | 225.918 | 0.0011052 | 225.7095 | -0.016137 | 333.5557 | 0.0043067 | 225.918 | -0.005855 | 225.7095 | 0 | 225.7095 | #REF! | 334.0008 | 0.00015349 | 225.918 | 0 | 219.92 | -0.02375 | 225.918 | 0 | 333.5557 | 0.0091919 | 225.918 | 0 | 219.92 | -0.0040868 | 225.918 | 0 | 219.92 | -0.0053048 | 225.918 | 0 | 334.0008 | 0.00012337 | 225.918 | 0 | 334.0008 | 8.5134e-05 | 225.918 | 0 | 225.7095 | 0 | 518.1293 | 0.0083054 | 225.7095 | 0 | 516.7862 | 0.00010725 | 518.1293 | 0.019649 | 225.7095 | 0 | 225.918 | 2.0536e-05
|  | 333.6696 | 0.0028147 | 226.1228 | 0.032863 | 225.9133 | 0.020252 | 333.6696 | 0.0046488 | 226.1228 | 0.019558 | 225.9133 | 0 | 225.9133 | #REF! | 334.1103 | 0.00013095 | 226.1228 | 0 | 220.13 | 0.027109 | 226.1228 | 0 | 333.6696 | 0.00033618 | 226.1228 | 0 | 220.13 | 0.003485 | 226.1228 | 7.9809e-05 | 220.13 | 0.0090795 | 226.1228 | 0 | 334.1103 | 0.00012105 | 226.1228 | 0 | 334.1103 | 5.6699e-05 | 226.1228 | 0.0094961 | 225.9133 | 0 | 518.284 | 0.0093947 | 225.9133 | 0 | 516.942 | 7.1499e-05 | 518.284 | 0.018349 | 225.9133 | 0 | 226.1228 | 8.8487e-05
|  | 333.7835 | 0 | 226.3277 | 0.011227 | 226.1172 | -0.025825 | 333.7835 | 0.0082822 | 226.3277 | -0.014087 | 226.1172 | 0 | 226.1172 | #REF! | 334.2197 | 0.00013654 | 226.3277 | 0 | 220.33 | 0.0055175 | 226.3277 | 0 | 333.7835 | 0.0056394 | 226.3277 | 0 | 220.33 | -0.0085133 | 226.3277 | 0 | 220.33 | -0.0063763 | 226.3277 | 0 | 334.2197 | 0.00013806 | 226.3277 | 0 | 334.2197 | 7.1773e-05 | 226.3277 | 0 | 226.1172 | 0 | 518.4387 | 0.0058093 | 226.1172 | 0 | 517.0979 | 0.00010725 | 518.4387 | 0.019231 | 226.1172 | 0 | 226.3277 | 2.3307e-05
|  | 333.8974 | 0.0031109 | 226.5326 | 0.041956 | 226.321 | 0.02543 | 333.8974 | 0 | 226.5326 | 0.012374 | 226.321 | 0 | 226.321 | #REF! | 334.3292 | 0.00013281 | 226.5326 | 0 | 220.53 | -0.017032 | 226.5326 | 0 | 333.8974 | 0.0027314 | 226.5326 | 0 | 220.53 | -0.0037373 | 226.5326 | 6.8114e-05 | 220.53 | -0.0017853 | 226.5326 | 0 | 334.3292 | 0.00015029 | 226.5326 | 0 | 334.3292 | 6.8347e-05 | 226.5326 | 0.0088805 | 226.321 | 0 | 518.5934 | 0.0099847 | 226.321 | 0 | 517.2537 | 0 | 518.5934 | 0.018209 | 226.321 | 0 | 226.5326 | 7.7687e-05
|  | 334.0113 | 0.0073704 | 226.7375 | 0.01854 | 226.5249 | -0.0053017 | 334.0113 | 0.0057976 | 226.7375 | 0.0019498 | 226.5249 | 0 | 226.5249 | #REF! | 334.4387 | 0.0001276 | 226.7375 | 0 | 220.74 | -0.017992 | 226.7375 | 0 | 334.0113 | 0.0075489 | 226.7375 | 0 | 220.74 | -0.0014076 | 226.7375 | 0 | 220.74 | -0.0051518 | 226.7375 | 0 | 334.4387 | 0.00016151 | 226.7375 | 0 | 334.4387 | 7.9995e-05 | 226.7375 | 0 | 226.5249 | 0 | 518.7481 | 0.0031124 | 226.5249 | 0 | 517.4096 | 0 | 518.7481 | 0.01951 | 226.5249 | 0 | 226.7375 | 2.1143e-05
|  | 334.1252 | 0 | 226.9424 | 0.0071702 | 226.7288 | 0.034285 | 334.1252 | 0 | 226.9424 | -0.0011481 | 226.7288 | 0 | 226.7288 | #REF! | 334.5482 | 0.00012089 | 226.9424 | 0 | 220.94 | -0.011755 | 226.9424 | 0 | 334.1252 | 0.0081705 | 226.9424 | 0 | 220.94 | -0.0001262 | 226.9424 | 6.4436e-05 | 220.94 | -0.0049988 | 226.9424 | 0 | 334.5482 | 0.00014038 | 226.9424 | 0 | 334.5482 | 0.00010672 | 226.9424 | 0.0076117 | 226.7288 | 0 | 518.9028 | 0.0051739 | 226.7288 | 0 | 517.5655 | 0 | 518.9028 | 0.01872 | 226.7288 | 0 | 226.9424 | 7.4449e-05
|  | 334.2391 | 0 | 227.1474 | -0.016857 | 226.9327 | -0.01869 | 334.2391 | 0.00099385 | 227.1474 | 0.0040808 | 226.9327 | 0 | 226.9327 | #REF! | 334.6577 | 0.0001302 | 227.1474 | 0 | 221.15 | -0.032385 | 227.1474 | 0 | 334.2391 | 0 | 227.1474 | 0 | 221.15 | -0.0095617 | 227.1474 | 0 | 221.15 | -0.0077534 | 227.1474 | 0 | 334.6577 | 0.00013873 | 227.1474 | 0 | 334.6577 | 0.00011837 | 227.1474 | 0 | 226.9327 | 0 | 519.0575 | 0.010847 | 226.9327 | 0 | 517.7214 | 0 | 519.0575 | 0.019696 | 226.9327 | 0 | 227.1474 | 1.3852e-05
|  | 334.353 | 0.004296 | 227.3524 | 0.019852 | 227.1366 | -0.0010418 | 334.353 | 0 | 227.3524 | 0.01743 | 227.1366 | 0 | 227.1366 | #REF! | 334.7672 | 0.0001384 | 227.3524 | 0 | 221.35 | 0.0035984 | 227.3524 | 0 | 334.353 | 0.0028575 | 227.3524 | 0 | 221.35 | 0.00010678 | 227.3524 | 5.2832e-05 | 221.35 | 0.00051009 | 227.3524 | 0 | 334.7672 | 0.00011461 | 227.3524 | 0 | 334.7672 | 0.00012847 | 227.3524 | 0.0056218 | 227.1366 | 0 | 519.2123 | 0.014342 | 227.1366 | 0 | 517.8773 | 7.1499e-05 | 519.2123 | 0.018627 | 227.1366 | 0 | 227.3524 | 7.1972e-05
|  | 334.4669 | 0.0023418 | 227.5573 | -0.018627 | 227.3405 | -0.010659 | 334.4669 | 0.0076196 | 227.5573 | -0.0027174 | 227.3405 | 0 | 227.3405 | #REF! | 334.8767 | 0.00013393 | 227.5573 | 0 | 221.56 | -0.027587 | 227.5573 | 0 | 334.4669 | 0.0050178 | 227.5573 | 0 | 221.56 | -0.013639 | 227.5573 | 0 | 221.56 | -0.0028565 | 227.5573 | 0 | 334.8767 | 0.00014302 | 227.5573 | 0 | 334.8767 | 0.00013841 | 227.5573 | 0 | 227.3405 | 0 | 519.367 | 0.0038306 | 227.3405 | 0 | 518.0332 | 0 | 519.367 | 0.019185 | 227.3405 | 0 | 227.5573 | 2.9963e-05
|  | 334.5808 | 0 | 227.7623 | 0.019763 | 227.5445 | 0.020558 | 334.5808 | 0 | 227.7623 | 0.042569 | 227.5445 | 0 | 227.5445 | #REF! | 334.9862 | 0.00011716 | 227.7623 | 0 | 221.76 | 0.00071969 | 227.7623 | 0 | 334.5808 | 0.0057727 | 227.7623 | 0 | 221.76 | 0.0012716 | 227.7623 | 4.5291e-05 | 221.76 | -0.0031625 | 227.7623 | 0 | 334.9862 | 0.00012832 | 227.7623 | 0 | 334.9862 | 0.00014012 | 227.7623 | 0.0030519 | 227.5445 | 0 | 519.5217 | 0.014932 | 227.5445 | 0 | 518.1891 | 7.1499e-05 | 519.5217 | 0.01807 | 227.5445 | 0 | 227.7623 | 8.3032e-05
|  | 334.6947 | 0.0032291 | 227.9673 | 0.0085215 | 227.7485 | -0.010869 | 334.6947 | 0.0044724 | 227.9673 | -0.02034 | 227.7485 | 0 | 227.7485 | #REF! | 335.0957 | 0.00011363 | 227.9673 | 0 | 221.97 | -0.032385 | 227.9673 | 0 | 334.6947 | 0 | 227.9673 | 0 | 221.97 | -0.002223 | 227.9673 | 0 | 221.97 | -0.012803 | 227.9673 | 0 | 335.0957 | 0.00014417 | 227.9673 | 0 | 335.0957 | 0.00015006 | 227.9673 | 0 | 227.7485 | 0 | 519.6765 | 0.0087593 | 227.7485 | 0 | 518.345 | 0 | 519.6765 | 0.019464 | 227.7485 | 0 | 227.9673 | 1.6274e-05
|  | 334.8086 | 0 | 228.1724 | 0.043348 | 227.9525 | 0.0404 | 334.8086 | 0.0031546 | 228.1724 | 0.0080844 | 227.9525 | 0 | 227.9525 | #REF! | 335.2052 | 0.00012741 | 228.1724 | 0 | 222.17 | 0.017032 | 228.1724 | 0 | 334.8086 | 0.0014708 | 228.1724 | 0 | 222.17 | -0.002223 | 228.1724 | 7.5475e-05 | 222.17 | -0.0011732 | 228.1724 | 0 | 335.2052 | 0.00012271 | 228.1724 | 0 | 335.2052 | 0.000105 | 228.1724 | 0.013497 | 227.9525 | 0 | 519.8313 | 0.019379 | 227.9525 | 0 | 518.5009 | 7.1499e-05 | 519.8313 | 0.018813 | 227.9525 | 0 | 228.1724 | 8.2676e-05
|  | 334.9224 | 0 | 228.3774 | -0.0024495 | 228.1565 | -0.0067322 | 334.9224 | 0 | 228.3774 | -0.017689 | 228.1565 | 0 | 228.1565 | #REF! | 335.3148 | 0.00014362 | 228.3774 | 0 | 222.38 | -0.015113 | 228.3774 | 0 | 334.9224 | 0.0036341 | 228.3774 | 0 | 222.38 | -0.0054848 | 228.3774 | 0 | 222.38 | -0.0031625 | 228.3774 | 0 | 335.3148 | 0.0001445 | 228.3774 | 0 | 335.3148 | 0.00014183 | 228.3774 | 0 | 228.1565 | 0 | 519.986 | 0.013389 | 228.1565 | 0 | 518.6569 | 0.00010725 | 519.986 | 0.020067 | 228.1565 | 0 | 228.3774 | 1.136e-05
|  | 335.0363 | 0.0019258 | 228.5825 | 0.041544 | 228.3605 | 9.27e-05 | 335.0363 | 0.0053129 | 228.5825 | -0.0016891 | 228.3605 | 0 | 228.3605 | #REF! | 335.4243 | 0.00013412 | 228.5825 | 0 | 222.58 | 0.004558 | 228.5825 | 0 | 335.0363 | 0.0029836 | 228.5825 | 0 | 222.58 | -0.0045528 | 228.5825 | 3.9273e-05 | 222.58 | -0.0098958 | 228.5825 | 0 | 335.4243 | 0.00013575 | 228.5825 | 0 | 335.4243 | 0.00011511 | 228.5825 | 0.0050165 | 228.3605 | 0 | 520.1408 | 0.002952 | 228.3605 | 0 | 518.8128 | 7.1499e-05 | 520.1408 | 0.018535 | 228.3605 | 0 | 228.5825 | 6.8429e-05
|  | 335.1502 | 0 | 228.7876 | -0.0039032 | 228.5646 | -0.0085614 | 335.1502 | 0.016717 | 228.7876 | -0.0033617 | 228.5646 | 0 | 228.5646 | #REF! | 335.5339 | 0.00013654 | 228.7876 | 0 | 222.78 | 0.011755 | 228.7876 | 0 | 335.1502 | 0.01119 | 228.7876 | 0 | 222.78 | -0.0028054 | 228.7876 | 0 | 222.78 | -0.0046928 | 228.7876 | 0 | 335.5339 | 0.00014219 | 228.7876 | 0 | 335.5339 | 0.00013841 | 228.7876 | 0 | 228.5646 | 0 | 520.2956 | 0.0041498 | 228.5646 | 0 | 518.9688 | 0 | 520.2956 | 0.019835 | 228.5646 | 0 | 228.7876 | 2.8592e-05
|  | 335.264 | 0 | 228.9926 | 0.022543 | 228.7686 | 0.01762 | 335.264 | 0.0053129 | 228.9926 | 0.010184 | 228.7686 | 0 | 228.7686 | #REF! | 335.6434 | 0.00013616 | 228.9926 | 0 | 222.99 | 0.0098357 | 228.9926 | 0 | 335.264 | 0.011812 | 228.9926 | 0 | 222.99 | -0.0067659 | 228.9926 | 6.5861e-05 | 222.99 | 0.00066312 | 228.9926 | 0 | 335.6434 | 0.00013542 | 228.9926 | 0 | 335.6434 | 8.6676e-05 | 228.9926 | 0.0073435 | 228.7686 | 0 | 520.4504 | 0.0097124 | 228.7686 | 0 | 519.1247 | 7.1499e-05 | 520.4504 | 0.018999 | 228.7686 | 0 | 228.9926 | 6.9748e-05
|  | 335.3779 | 0.0010107 | 229.1978 | 0.0081149 | 228.9727 | 0.0079958 | 335.3779 | 0.0039755 | 229.1978 | -0.005382 | 228.9727 | 0 | 228.9727 | #REF! | 335.753 | 0.00014492 | 229.1978 | 0 | 223.19 | -0.0074367 | 229.1978 | 0 | 335.3779 | 0.0061723 | 229.1978 | 0 | 223.19 | -0.0039703 | 229.1978 | 0 | 223.19 | -0.0083652 | 229.1978 | 0 | 335.753 | 0.00014698 | 229.1978 | 0 | 335.753 | 0.00010004 | 229.1978 | 0 | 228.9727 | 0 | 520.6052 | 0.017019 | 228.9727 | 0 | 519.2807 | 0.00032174 | 520.6052 | 0.020114 | 228.9727 | 0 | 229.1978 | 2.5548e-05
|  | 335.4918 | 0.0013333 | 229.4029 | 0.019961 | 229.1768 | 0.021246 | 335.4918 | 0 | 229.4029 | 0.0012189 | 229.1768 | 0 | 229.1768 | #REF! | 335.8625 | 0.00011977 | 229.4029 | 0 | 223.4 | -0.034785 | 229.4029 | 0 | 335.4918 | 0.0047513 | 229.4029 | 0 | 223.4 | -9.7074e-06 | 229.4029 | 6.9027e-05 | 223.4 | 0.0031115 | 229.4029 | 0 | 335.8625 | 0.00013658 | 229.4029 | 0 | 335.8625 | 0.00011511 | 229.4029 | 0.0061234 | 229.1768 | 0 | 520.7601 | 0.015476 | 229.1768 | 0 | 519.4366 | 0 | 520.7601 | 0.01872 | 229.1768 | 0 | 229.4029 | 8.1328e-05
|  | 335.6056 | 0 | 229.608 | 0.0025805 | 229.3809 | -0.024021 | 335.6056 | 0 | 229.608 | -0.0014546 | 229.3809 | 0 | 229.3809 | #REF! | 335.9721 | 0.00013151 | 229.608 | 0 | 223.6 | -0.041501 | 229.608 | 0 | 335.6056 | 0.0074157 | 229.608 | 0 | 223.6 | -0.01294 | 229.608 | 0 | 223.6 | -0.0017853 | 229.608 | 0 | 335.9721 | 0.00014533 | 229.608 | 0 | 335.9721 | 0.00017849 | 229.608 | 0 | 229.381 | 0 | 520.9149 | 0.006717 | 229.3809 | 0 | 519.5926 | 0.00032174 | 520.9149 | 0.019417 | 229.381 | 0 | 229.608 | 1.416e-05
|  | 335.7195 | 0.0039997 | 229.8132 | 0.04 | 229.5851 | 0.0053009 | 335.7195 | 0.0023244 | 229.8132 | 0.00799 | 229.5851 | 0 | 229.5851 | #REF! | 336.0817 | 0.00012797 | 229.8132 | 0 | 223.81 | 0.020872 | 229.8132 | 0 | 335.7195 | 0 | 229.8132 | 0 | 223.81 | 0.007096 | 229.8132 | 4.1211e-05 | 223.81 | 0.0058659 | 229.8132 | 0 | 336.0817 | 0.00012766 | 229.8132 | 0 | 336.0817 | 0.0001802 | 229.8132 | 0.0079268 | 229.5851 | 0 | 521.0697 | 0.012299 | 229.5851 | 0 | 519.7486 | 0 | 521.0697 | 0.018349 | 229.5851 | 0 | 229.8132 | 7.2899e-05
|  | 335.8333 | 0.0024896 | 230.0184 | 0.0032168 | 229.7892 | -0.028666 | 335.8333 | 0.0059632 | 230.0184 | -0.022543 | 229.7892 | 0 | 229.7892 | #REF! | 336.1913 | 0.00013095 | 230.0184 | 0 | 224.01 | -0.0093559 | 230.0184 | 0 | 335.8333 | 0.0016175 | 230.0184 | 0 | 224.01 | -0.0074648 | 230.0184 | 0 | 224.01 | -0.0020913 | 230.0184 | 0 | 336.1913 | 0.00014963 | 230.0184 | 0 | 336.1913 | 0.00015674 | 230.0184 | 0 | 229.7893 | 0 | 521.2246 | 0.0095762 | 229.7892 | 0 | 519.9046 | 0 | 521.2246 | 0.019556 | 229.7893 | 0 | 230.0184 | 2.0403e-05
|  | 335.9472 | 0.004296 | 230.2236 | 0.011137 | 229.9934 | 0.0047828 | 335.9472 | 0 | 230.2236 | -0.00096515 | 229.9934 | 0 | 229.9934 | #REF! | 336.3009 | 0.00011847 | 230.2236 | 0 | 224.22 | -0.0016793 | 230.2236 | 0 | 335.9472 | 0.0031097 | 230.2236 | 0 | 224.22 | -0.001757 | 230.2236 | 6.327e-05 | 224.22 | -0.011426 | 230.2236 | 0 | 336.3009 | 0.00012337 | 230.2236 | 0 | 336.3009 | 8.6676e-05 | 230.2236 | 0.012968 | 229.9934 | 0 | 521.3794 | 0.012935 | 229.9934 | 0 | 520.0606 | 0 | 521.3794 | 0.01872 | 229.9934 | 0 | 230.2236 | 7.944e-05
|  | 336.0611 | 0 | 230.4288 | 0.004544 | 230.1976 | -0.053332 | 336.0611 | 0.014711 | 230.4288 | -0.0027716 | 230.1976 | 0 | 230.1976 | #REF! | 336.4104 | 0.00013356 | 230.4288 | 0 | 224.42 | 0.0079165 | 230.4288 | 0 | 336.0611 | 0.0099467 | 230.4288 | 0 | 224.42 | -0.0042033 | 230.4288 | 0 | 224.42 | -0.0025504 | 230.4288 | 0 | 336.4104 | 0.00012304 | 230.4288 | 0 | 336.4104 | 5.6699e-05 | 230.4288 | 0 | 230.1976 | 0 | 521.5343 | 0.0084416 | 230.1976 | 0 | 520.2166 | 0.00010725 | 521.5343 | 0.019882 | 230.1976 | 0 | 230.4288 | 2.0084e-05
|  | 336.1749 | 0.0065181 | 230.634 | 0.030454 | 230.4018 | 0.012084 | 336.1749 | 0.0058111 | 230.634 | 0.01007 | 230.4018 | 0 | 230.4018 | #REF! | 336.52 | 0.00013933 | 230.634 | 0 | 224.63 | -0.02327 | 230.634 | 0 | 336.1749 | 0.0055062 | 230.634 | 0 | 224.63 | -0.0029219 | 230.634 | 4.3179e-05 | 224.63 | -0.011732 | 230.634 | 0 | 336.52 | 0.00011379 | 230.634 | 0 | 336.52 | 1.8329e-05 | 230.634 | 0.0079777 | 230.4018 | 0 | 521.6892 | 0.0091677 | 230.4018 | 0 | 520.3726 | 0 | 521.6892 | 0.018767 | 230.4018 | 0 | 230.634 | 8.4599e-05
|  | 336.2887 | 0.0010107 | 230.8393 | 0.016364 | 230.6061 | 0.00018074 | 336.2887 | 0.011463 | 230.8393 | -0.0049736 | 230.6061 | 0 | 230.6061 | #REF! | 336.6297 | 0.00015051 | 230.8393 | 0 | 224.83 | -0.032385 | 230.8393 | 0 | 336.2887 | 0 | 230.8393 | 0 | 224.83 | -0.01096 | 230.8393 | 0 | 224.83 | -0.0074475 | 230.8393 | 0 | 336.6297 | 0.00013146 | 230.8393 | 0 | 336.6297 | 5.3444e-05 | 230.8393 | 0 | 230.6061 | 0 | 521.8441 | 0.009077 | 230.6061 | 0 | 520.5286 | 0.00010725 | 521.8441 | 0.01951 | 230.6061 | 0 | 230.8393 | 1.7932e-05
|  | 336.4026 | 0.0013333 | 231.0445 | 0.025773 | 230.8103 | 0.019604 | 336.4026 | 0 | 231.0445 | 0.0044039 | 230.8103 | 0 | 230.8103 | #REF! | 336.7393 | 0.00013188 | 231.0445 | 0 | 225.04 | 0.0011995 | 231.0445 | 0 | 336.4026 | 0 | 231.0445 | 0 | 225.04 | 0.0010387 | 231.0445 | 6.4456e-05 | 225.04 | -0.0020913 | 231.0445 | 0 | 336.7393 | 0.00012915 | 231.0445 | 0 | 336.7393 | 0.00012847 | 231.0445 | 0.0043087 | 230.8103 | 0 | 521.9989 | 0.010393 | 230.8103 | 0 | 520.6847 | 7.1499e-05 | 521.9989 | 0.018581 | 230.8103 | 0 | 231.0445 | 8.6521e-05
|  | 336.5164 | 0 | 231.2498 | 0.0020529 | 231.0146 | -0.018946 | 336.5164 | 0.0034785 | 231.2498 | -0.010334 | 231.0146 | 0 | 231.0146 | #REF! | 336.8489 | 0.00011959 | 231.2498 | 0 | 225.24 | -0.028068 | 231.2498 | 0 | 336.5164 | 0.0074157 | 231.2498 | 0 | 225.24 | -0.0083969 | 231.2498 | 0 | 225.24 | -0.0048458 | 231.2498 | 0 | 336.8489 | 0.00013641 | 231.2498 | 0 | 336.8489 | 0.00014183 | 231.2498 | 0 | 231.0146 | 0 | 522.1538 | 0.0059908 | 231.0146 | 0 | 520.8407 | 0.00010725 | 522.1538 | 0.019278 | 231.0146 | 0 | 231.2498 | 1.1402e-05
|  | 336.6302 | 0 | 231.4551 | 0.036898 | 231.2189 | -0.019211 | 336.6302 | 0.0064751 | 231.4551 | 0.012639 | 231.2189 | 0 | 231.2189 | #REF! | 336.9585 | 0.00011698 | 231.4551 | 0 | 225.45 | 0.0031186 | 231.4551 | 0 | 336.6302 | 0.001849 | 231.4551 | 0 | 225.45 | 0.0039509 | 231.4551 | 9.7348e-06 | 225.45 | 0.0052539 | 231.4551 | 0 | 336.9585 | 0.00013955 | 231.4551 | 0 | 336.9585 | 0.00014012 | 231.4551 | 0.001919 | 231.2189 | 0 | 522.3088 | 0.0063085 | 231.2189 | 0 | 520.9967 | 0 | 522.3088 | 0.018442 | 231.2189 | 0 | 231.4551 | 8.0962e-05
|  | 336.7441 | 0 | 231.6604 | -0.0016664 | 231.4232 | 0.0011899 | 336.7441 | 0.012227 | 231.6604 | -0.0097492 | 231.4232 | 0 | 231.4232 | #REF! | 337.0681 | 0.00013002 | 231.6604 | 0 | 225.65 | -0.012714 | 231.6604 | 0 | 336.7441 | 0.0080373 | 231.6604 | 0 | 225.65 | -0.0080475 | 231.6604 | 0 | 225.65 | -0.0048458 | 231.6604 | 0 | 337.0681 | 0.00015689 | 231.6604 | 0 | 337.0681 | 0.00010175 | 231.6604 | 0 | 231.4232 | 0 | 522.4637 | 0.015068 | 231.4232 | 0 | 521.1528 | 0.00032174 | 522.4637 | 0.019324 | 231.4232 | 0 | 231.6604 | 1.9735e-05
|  | 336.8579 | 0 | 231.8657 | 0.013112 | 231.6275 | -0.011506 | 336.8579 | 0.00099619 | 231.8657 | -0.0060214 | 231.6275 | 0 | 231.6275 | #REF! | 337.1778 | 0.00013542 | 231.8657 | 0 | 225.86 | -0.0035984 | 231.8657 | 0 | 336.8579 | 0.0092807 | 231.8657 | 0 | 225.86 | -0.00047565 | 231.8657 | 5.5384e-05 | 225.86 | 5.1009e-05 | 231.8657 | 0 | 337.1778 | 0.00016383 | 231.8657 | 0 | 337.1778 | 0.0001235 | 231.8657 | 0.0076186 | 231.6275 | 0 | 522.6186 | 0.0083962 | 231.6275 | 0 | 521.3089 | 0 | 522.6186 | 0.018581 | 231.6275 | 0 | 231.8657 | 7.5791e-05
|  | 336.9717 | 0 | 232.0711 | -0.00056646 | 231.8318 | -0.01705 | 336.9717 | 0.0074539 | 232.0711 | -0.011704 | 231.8318 | 0 | 231.8318 | #REF! | 337.2874 | 0.00014231 | 232.0711 | 0 | 226.06 | -0.026628 | 232.0711 | 0 | 336.9717 | 0.0069272 | 232.0711 | 0 | 226.06 | 0.0013882 | 232.0711 | 0 | 226.06 | -0.0031625 | 232.0711 | 0 | 337.2874 | 0.00015574 | 232.0711 | 0 | 337.2874 | 0.00013687 | 232.0711 | 0 | 231.8318 | 0 | 522.7735 | 0.011029 | 231.8318 | 0 | 521.4649 | 0.00032174 | 522.7735 | 0.019464 | 231.8318 | 0 | 232.0711 | 2.0397e-05
|  | 337.0855 | 0 | 232.2764 | 0.042688 | 232.0362 | 0.018036 | 337.0855 | 0 | 232.2764 | 0.0077289 | 232.0362 | 0 | 232.0362 | #REF! | 337.397 | 0.00013877 | 232.2764 | 0 | 226.27 | 0.024228 | 232.2764 | 0 | 337.0855 | 0.00033618 | 232.2764 | 0 | 226.27 | 0.0059312 | 232.2764 | 4.611e-05 | 226.27 | -0.0011732 | 232.2764 | 0 | 337.397 | 0.00015177 | 232.2764 | 0 | 337.397 | 0.00010346 | 232.2764 | 0.0088106 | 232.0362 | 0 | 522.9285 | 0.011392 | 232.0362 | 0 | 521.621 | 0 | 522.9285 | 0.018395 | 232.0362 | 0 | 232.2764 | 8.2561e-05
|  | 337.1994 | 0.0081099 | 232.4818 | -0.010313 | 232.2406 | -0.026259 | 337.1994 | 0.0038098 | 232.4818 | -0.0092959 | 232.2406 | 0 | 232.2406 | #REF! | 337.5067 | 0.00015125 | 232.4818 | 0 | 226.47 | -0.02375 | 232.4818 | 0 | 337.1994 | 0.006794 | 232.4818 | 0 | 226.47 | -0.0065332 | 232.4818 | 0 | 226.47 | 0.0049478 | 232.4818 | 0 | 337.5067 | 0.00014269 | 232.4818 | 0 | 337.5067 | 0.000105 | 232.4818 | 0 | 232.2406 | 0 | 523.0834 | 0.010393 | 232.2406 | 0 | 521.7771 | 0.00032174 | 523.0834 | 0.019417 | 232.2406 | 0 | 232.4818 | 5.321e-06
|  | 337.3132 | 0.0045922 | 232.6872 | 0.0042733 | 232.445 | -0.0099589 | 337.3132 | 0.0029886 | 232.6872 | 0.0064801 | 232.445 | 0 | 232.445 | #REF! | 337.6164 | 0.00014473 | 232.6872 | 0 | 226.68 | 0.026628 | 232.6872 | 0 | 337.3132 | 0.0012187 | 232.6872 | 0 | 226.68 | -0.001524 | 232.6872 | 3.1203e-05 | 226.68 | -0.010355 | 232.6872 | 0 | 337.6164 | 0.00015227 | 232.6872 | 0 | 337.6164 | 0.00010843 | 232.6872 | 0.008331 | 232.445 | 0 | 523.2384 | 0.015385 | 232.445 | 0 | 521.9331 | 0 | 523.2384 | 0.018349 | 232.445 | 0 | 232.6872 | 7.3161e-05
|  | 337.427 | 0 | 232.8926 | -0.0084092 | 232.6494 | -0.01444 | 337.427 | 0.0053006 | 232.8926 | -0.012953 | 232.6494 | 0 | 232.6494 | #REF! | 337.726 | 0.00013952 | 232.8926 | 0 | 226.88 | -0.0059973 | 232.8926 | 0 | 337.427 | 0.0038861 | 232.8926 | 0 | 226.88 | -0.0063001 | 232.8926 | 0 | 226.88 | -0.0046928 | 232.8926 | 0 | 337.726 | 0.00014996 | 232.8926 | 0 | 337.726 | 0.00017506 | 232.8926 | 0 | 232.6494 | 0 | 523.3934 | 0.009667 | 232.6494 | 0 | 522.0892 | 0.00032174 | 523.3934 | 0.01951 | 232.6494 | 0 | 232.8926 | 1.694e-05
|  | 337.5408 | 0.0023702 | 233.0981 | 0.040819 | 232.8538 | 0.022955 | 337.5408 | 0 | 233.0981 | 0.0076909 | 232.8538 | 0 | 232.8538 | #REF! | 337.8357 | 0.00014697 | 233.0981 | 0 | 227.09 | -0.010795 | 233.0981 | 0 | 337.5408 | 0.0032358 | 233.0981 | 0 | 227.09 | 0.0033685 | 233.0981 | 7.483e-05 | 227.09 | -0.0077534 | 233.0981 | 0 | 337.8357 | 0.0001554 | 233.0981 | 0 | 337.8357 | 0.00016016 | 233.0981 | 0.0057844 | 232.8538 | 0 | 523.5483 | 0.0095762 | 232.8538 | 0 | 522.2453 | 0 | 523.5483 | 0.018581 | 232.8538 | 0 | 233.0981 | 6.3925e-05
|  | 337.6546 | 0 | 233.3035 | 0.0016536 | 233.0583 | -0.021618 | 337.6546 | 0 | 233.3035 | -0.026246 | 233.0583 | 0 | 233.0583 | #REF! | 337.9454 | 0.00016392 | 233.3035 | 0 | 227.29 | -0.032866 | 233.3035 | 0 | 337.6546 | 0.003256 | 233.3035 | 0 | 227.29 | -0.0042033 | 233.3035 | 0 | 227.29 | -0.0030095 | 233.3035 | 0 | 337.9454 | 0.00014236 | 233.3035 | 0 | 337.9454 | 0.00015519 | 233.3035 | 0 | 233.0583 | 0 | 523.7033 | 0.014115 | 233.0583 | 0 | 522.4014 | 0.00010725 | 523.7033 | 0.019649 | 233.0583 | 0 | 233.3035 | 6.8631e-06
|  | 337.7684 | 0 | 233.509 | 0.015716 | 233.2627 | 0.0013394 | 337.7684 | 0.0063091 | 233.509 | 0.010296 | 233.2627 | 0 | 233.2627 | #REF! | 338.0551 | 0.00018292 | 233.509 | 0 | 227.5 | -0.027587 | 233.509 | 0 | 337.7684 | 0.0028575 | 233.509 | 0 | 227.5 | 0.0038344 | 233.509 | 2.6766e-05 | 227.5 | -0.0077534 | 233.509 | 0 | 338.0551 | 0.00013839 | 233.509 | 0 | 338.0551 | 0.00011511 | 233.509 | 0.0028424 | 233.2627 | 0 | 523.8583 | 0.014977 | 233.2627 | 0 | 522.5576 | 0 | 523.8583 | 0.018163 | 233.2627 | 0 | 233.509 | 6.5652e-05
|  | 337.8822 | 0 | 233.7144 | -0.0034557 | 233.4672 | -0.01094 | 337.8822 | 0.00033132 | 233.7144 | -0.0070699 | 233.4672 | 0 | 233.4672 | #REF! | 338.1648 | 0.00016262 | 233.7144 | 0 | 227.7 | 0.0011995 | 233.7144 | 0 | 337.8822 | 0.0024997 | 233.7144 | 0 | 227.7 | 0.0032519 | 233.7144 | 0 | 227.7 | -0.0031625 | 233.7144 | 0 | 338.1648 | 0.00012733 | 233.7144 | 0 | 338.1648 | 0.00011014 | 233.7144 | 0 | 233.4672 | 0 | 524.0133 | 0.0097577 | 233.4672 | 0 | 522.7137 | 0 | 524.0133 | 0.019417 | 233.4672 | 0 | 233.7144 | 1.0913e-05
|  | 337.996 | 0.0016295 | 233.9199 | 0.021508 | 233.6717 | 0.012254 | 337.996 | 0 | 233.9199 | 0.0094331 | 233.6717 | 0 | 233.6717 | #REF! | 338.2745 | 0.00013225 | 233.9199 | 0 | 227.91 | 0.029507 | 233.9199 | 0 | 337.996 | 0.013588 | 233.9199 | 0 | 227.91 | 0.0010387 | 233.9199 | 6.9405e-05 | 227.91 | 0.0015813 | 233.9199 | 0 | 338.2745 | 0.00013724 | 233.9199 | 0 | 338.2745 | 9.6782e-05 | 233.9199 | 0.0056236 | 233.6717 | 0 | 524.1684 | 0.011029 | 233.6717 | 0 | 522.8698 | 7.1499e-05 | 524.1684 | 0.018209 | 233.6717 | 0 | 233.9199 | 7.7341e-05
|  | 338.1098 | 0 | 234.1255 | 0.0084851 | 233.8763 | -0.014475 | 338.1098 | 0.0064601 | 234.1255 | -0.020333 | 233.8763 | 0 | 233.8763 | #REF! | 338.3841 | 0.00014734 | 234.1255 | 0 | 228.11 | -0.02183 | 234.1255 | 0 | 338.1098 | 0.0059059 | 234.1255 | 0 | 228.11 | -0.0032714 | 234.1255 | 0 | 228.11 | -0.0010202 | 234.1255 | 0 | 338.3841 | 0.00013658 | 234.1255 | 0 | 338.3841 | 0.00010346 | 234.1255 | 0 | 233.8762 | 0 | 524.3234 | 0.0075793 | 233.8763 | 0 | 523.026 | 0.00010725 | 524.3234 | 0.019603 | 233.8762 | 0 | 234.1255 | 1.3541e-05
|  | 338.2236 | 0 | 234.331 | 0.034316 | 234.0808 | 0.0028731 | 338.2236 | 0.0078033 | 234.331 | 0.0053693 | 234.0808 | 0 | 234.0808 | #REF! | 338.4939 | 0.00015125 | 234.331 | 0 | 228.32 | -0.035744 | 234.331 | 0 | 338.2236 | 0.0010926 | 234.331 | 0 | 228.32 | 0.00092222 | 234.331 | 5.4657e-05 | 228.32 | -0.0034686 | 234.331 | 0 | 338.4939 | 0.0001265 | 234.331 | 0 | 338.4939 | 9.5069e-05 | 234.331 | 0.0075023 | 234.0808 | 0 | 524.4784 | 0.014296 | 234.0808 | 0 | 523.1821 | 7.1499e-05 | 524.4784 | 0.018024 | 234.0808 | 0 | 234.331 | 7.6088e-05
|  | 338.3374 | 0 | 234.5365 | -0.0028199 | 234.2854 | -0.011199 | 338.3374 | 0.002816 | 234.5365 | -0.010121 | 234.2854 | 0 | 234.2854 | #REF! | 338.6036 | 0.00015833 | 234.5365 | 0 | 228.52 | -0.036703 | 234.5365 | 0 | 338.3374 | 0.0043903 | 234.5365 | 0 | 228.52 | -0.002223 | 234.5365 | 0 | 228.52 | -0.0016323 | 234.5365 | 0 | 338.6036 | 0.00012948 | 234.5365 | 0 | 338.6036 | 0.00010004 | 234.5365 | 0 | 234.2853 | 0 | 524.6335 | 0.0074431 | 234.2854 | 0 | 523.3383 | 0.00032174 | 524.6335 | 0.019231 | 234.2853 | 0 | 234.5365 | 8.5875e-06
|  | 338.4511 | 0.00088884 | 234.7421 | 0.02398 | 234.4899 | 0.00049468 | 338.4511 | 0 | 234.7421 | 0.025289 | 234.4899 | 0 | 234.4899 | #REF! | 338.7133 | 0.00012108 | 234.7421 | 0 | 228.73 | 0.0064771 | 234.7421 | 0 | 338.4511 | 0.015586 | 234.7421 | 0 | 228.73 | -0.005368 | 234.7421 | 2.9575e-05 | 228.73 | 0.0035706 | 234.7421 | 0 | 338.7133 | 0.0001303 | 234.7421 | 0 | 338.7133 | 0.00012008 | 234.7421 | 0.0070521 | 234.4899 | 0 | 524.7885 | 0.014523 | 234.4899 | 0 | 523.4944 | 7.1499e-05 | 524.7885 | 0.018163 | 234.4899 | 0 | 234.7421 | 7.5035e-05
|  | 338.5649 | 0.0063351 | 234.9477 | -0.014587 | 234.6945 | -0.018255 | 338.5649 | 0.0092761 | 234.9477 | -0.00041307 | 234.6945 | 0 | 234.6945 | #REF! | 338.823 | 0.00014213 | 234.9477 | 0 | 228.93 | -0.036703 | 234.9477 | 0 | 338.5649 | 0.0050178 | 234.9477 | 0 | 228.93 | -0.0083969 | 234.9477 | 0 | 228.93 | -0.014334 | 234.9477 | 0 | 338.823 | 0.00013988 | 234.9477 | 0 | 338.823 | 0.00011014 | 234.9477 | 0 | 234.6945 | 0 | 524.9436 | 0.00708 | 234.6945 | 0 | 523.6506 | 0.00032174 | 524.9436 | 0.019231 | 234.6945 | 0 | 234.9477 | 2.1697e-05
|  | 338.6787 | 0.0016295 | 235.1533 | -0.0040276 | 234.8991 | -0.025519 | 338.6787 | 0 | 235.1533 | -0.006038 | 234.8991 | 0 | 234.8991 | #REF! | 338.9327 | 0.00014343 | 235.1533 | 0 | 229.14 | 0.024709 | 235.1533 | 0 | 338.6787 | 0.0034878 | 235.1533 | 0 | 229.14 | -0.012474 | 235.1533 | 4.5302e-05 | 229.14 | -0.0028565 | 235.1533 | 0 | 338.9327 | 0.00013839 | 235.1533 | 0 | 338.9327 | 0.00013344 | 235.1533 | 0.0068989 | 234.8991 | 0 | 525.0986 | 0.012617 | 234.8991 | 0 | 523.8068 | 7.1499e-05 | 525.0986 | 0.017931 | 234.8991 | 0 | 235.1533 | 7.5715e-05
|  | 338.7925 | 0 | 235.3589 | -0.010689 | 235.1038 | -0.020455 | 338.7925 | 0.0039755 | 235.3589 | -0.0036832 | 235.1038 | 0 | 235.1038 | #REF! | 339.0425 | 0.00016485 | 235.3589 | 0 | 229.34 | -0.0035984 | 235.3589 | 0 | 338.7925 | 0.0009873 | 235.3589 | 0 | 229.34 | -0.0039703 | 235.3589 | 0 | 229.34 | 0.0058659 | 235.3589 | 0 | 339.0425 | 0.00013955 | 235.3589 | 0 | 339.0425 | 9.6782e-05 | 235.3589 | 0 | 235.1038 | 0 | 525.2537 | 0.0015163 | 235.1038 | 0 | 523.9629 | 0.00010725 | 525.2537 | 0.018813 | 235.1038 | 0 | 235.3589 | 1.3352e-05
|  | 338.9062 | 0 | 235.5645 | 0.012758 | 235.3084 | 0.053064 | 338.9062 | 0 | 235.5645 | 0.0026873 | 235.3084 | 0 | 235.3084 | #REF! | 339.1522 | 0.00014399 | 235.5645 | 0 | 229.55 | 0.011755 | 235.5645 | 0 | 338.9062 | 0.0014708 | 235.5645 | 0 | 229.55 | -0.00199 | 235.5645 | 0.00010434 | 229.55 | 0.0031115 | 235.5645 | 0 | 339.1522 | 0.00013195 | 235.5645 | 0 | 339.1522 | 0.00010672 | 235.5645 | 0.007114 | 235.3084 | 0 | 525.4088 | 0.014614 | 235.3084 | 0 | 524.1191 | 0 | 525.4088 | 0.017838 | 235.3084 | 0 | 235.5645 | 7.7446e-05
|  | 339.02 | 0 | 235.7701 | -0.0074058 | 235.5131 | -0.00049996 | 339.02 | 0.0011595 | 235.7701 | -0.0040196 | 235.5131 | 0 | 235.5131 | #REF! | 339.262 | 0.00014734 | 235.7701 | 0 | 229.75 | -0.032866 | 235.7701 | 0 | 339.02 | 0.0013654 | 235.7701 | 0 | 229.75 | -0.0030384 | 235.7701 | 0 | 229.75 | -0.00025504 | 235.7701 | 0 | 339.262 | 0.00014335 | 235.7701 | 0 | 339.262 | 7.5028e-05 | 235.7701 | 0 | 235.5131 | 0 | 525.5639 | 0.012617 | 235.5131 | 0 | 524.2753 | 0.00010725 | 525.5639 | 0.01872 | 235.5131 | 0 | 235.7701 | 2.8195e-05
|  | 339.1338 | 0.0034071 | 235.9758 | 0.017409 | 235.7178 | 0.0083724 | 339.1338 | 0 | 235.9758 | -0.00048395 | 235.7178 | 0 | 235.7178 | #REF! | 339.3717 | 0.00014864 | 235.9758 | 0 | 229.96 | -0.0011995 | 235.9758 | 0 | 339.1338 | 0.00071442 | 235.9758 | 0 | 229.96 | -0.0074648 | 235.9758 | 4.3514e-05 | 229.96 | 0.00051009 | 235.9758 | 0 | 339.3717 | 0.00012716 | 235.9758 | 0 | 339.3717 | 0.00012505 | 235.9758 | 0.0092256 | 235.7178 | 0 | 525.719 | 0.011891 | 235.7178 | 0 | 524.4315 | 0.00028599 | 525.719 | 0.017698 | 235.7178 | 0 | 235.9758 | 7.5753e-05
|  | 339.2475 | 0.003525 | 236.1815 | 3.9234e-05 | 235.9225 | 0.014775 | 339.2475 | 0.0053006 | 236.1815 | -0.016164 | 235.9225 | 0 | 235.9225 | #REF! | 339.4815 | 0.0001587 | 236.1815 | 0 | 230.16 | -0.032385 | 236.1815 | 0 | 339.2475 | 0.01008 | 236.1815 | 0 | 230.16 | 0.0068633 | 236.1815 | 0 | 230.16 | -0.0062227 | 236.1815 | 0 | 339.4815 | 0.00013344 | 236.1815 | 0 | 339.4815 | 0.00013841 | 236.1815 | 0 | 235.9225 | 0 | 525.8741 | 0.0118 | 235.9225 | 0 | 524.5877 | 0.00010725 | 525.8741 | 0.01886 | 235.9225 | 0 | 236.1815 | 6.5397e-06
|  | 339.3613 | 0.0069625 | 236.3872 | 0.033165 | 236.1272 | -0.0042455 | 339.3613 | 0 | 236.3872 | 0.0017513 | 236.1272 | 0 | 236.1272 | #REF! | 339.5913 | 0.00014008 | 236.3872 | 0 | 230.37 | -0.0031186 | 236.3872 | 0 | 339.3613 | 0.0085258 | 236.3872 | 0 | 230.37 | -0.0025725 | 236.3872 | 2.3447e-05 | 230.37 | -0.0017853 | 236.3872 | 0 | 339.5913 | 0.00012716 | 236.3872 | 0 | 339.5913 | 0.00013669 | 236.3872 | 0.0060879 | 236.1272 | 0 | 526.0292 | 0.013252 | 236.1272 | 0 | 524.744 | 7.1499e-05 | 526.0292 | 0.018302 | 236.1272 | 0 | 236.3872 | 7.8864e-05
|  | 339.4751 | 0 | 236.5929 | -0.0063766 | 236.3319 | 0.0022715 | 339.4751 | 0.012227 | 236.5929 | -0.015533 | 236.3319 | 0 | 236.3319 | #REF! | 339.701 | 0.00014436 | 236.5929 | 0 | 230.57 | -0.015113 | 236.5929 | 0 | 339.4751 | 0.0050178 | 236.5929 | 0 | 230.57 | -0.0094454 | 236.5929 | 0 | 230.57 | -0.0010202 | 236.5929 | 0 | 339.701 | 0.00015029 | 236.5929 | 0 | 339.701 | 0.0001134 | 236.5929 | 0 | 236.3319 | 0 | 526.1843 | 0.015159 | 236.3319 | 0 | 524.9002 | 0.00032174 | 526.1843 | 0.019603 | 236.3319 | 0 | 236.5929 | 1.3142e-05
|  | 339.5888 | 0.002074 | 236.7986 | 0.0078767 | 236.5367 | 0.011554 | 339.5888 | 0 | 236.7986 | 0.019377 | 236.5367 | 0 | 236.5367 | #REF! | 339.8108 | 0.00014622 | 236.7986 | 0 | 230.78 | 0.016073 | 236.7986 | 0 | 339.5888 | 0.0027314 | 236.7986 | 0 | 230.78 | 0.0041839 | 236.7986 | 2.8012e-05 | 230.78 | 0.0052539 | 236.7986 | 0 | 339.8108 | 0.00015029 | 236.7986 | 0 | 339.8108 | 0.00013173 | 236.7986 | 0.0059107 | 236.5367 | 0 | 526.3395 | 0.0091677 | 236.5367 | 0 | 525.0564 | 0 | 526.3395 | 0.018535 | 236.5367 | 0 | 236.7986 | 7.8147e-05
|  | 339.7026 | 0 | 237.0044 | -0.015777 | 236.7415 | -0.030432 | 339.7026 | 0 | 237.0044 | -0.007866 | 236.7415 | 0 | 236.7415 | #REF! | 339.9206 | 0.00016783 | 237.0044 | 0 | 230.98 | -0.035264 | 237.0044 | 0 | 339.7026 | 0.0091919 | 237.0044 | 0 | 230.98 | 0.0052322 | 237.0044 | 0 | 230.98 | 0.0084671 | 237.0044 | 0 | 339.9206 | 0.00015408 | 237.0044 | 0 | 339.9206 | 0.00013173 | 237.0044 | 0 | 236.7415 | 0 | 526.4946 | 0.0063085 | 236.7415 | 0 | 525.2127 | 0.00032174 | 526.4946 | 0.019278 | 236.7415 | 0 | 237.0044 | 1.542e-05
|  | 339.8163 | 0 | 237.2101 | 0.018307 | 236.9463 | 0.024739 | 339.8163 | 0 | 237.2101 | 0.020474 | 236.9463 | 0 | 236.9463 | #REF! | 340.0304 | 0.0001479 | 237.2101 | 0 | 231.19 | 0.0026388 | 237.2101 | 0 | 339.8163 | 0 | 237.2101 | 0 | 231.19 | -0.00082513 | 237.2101 | 4.3696e-05 | 231.19 | 0.0032646 | 237.2101 | 0 | 340.0304 | 0.00013179 | 237.2101 | 0 | 340.0304 | 0.00012847 | 237.2101 | 0.0060537 | 236.9463 | 0 | 526.6498 | 0.012209 | 236.9463 | 0 | 525.3689 | 7.1499e-05 | 526.6498 | 0.018209 | 236.9463 | 0 | 237.2101 | 7.6812e-05
|  | 339.9301 | 0 | 237.4159 | -0.014323 | 237.1511 | -0.021296 | 339.9301 | 0.0087791 | 237.4159 | 0.0014348 | 237.1511 | 0 | 237.1511 | #REF! | 340.1402 | 0.00015479 | 237.4159 | 0 | 231.39 | 0.0088761 | 237.4159 | 0 | 339.9301 | 0.0031299 | 237.4159 | 0 | 231.39 | -0.0042033 | 237.4159 | 0 | 231.39 | -0.0040807 | 237.4159 | 0 | 340.1402 | 0.00013311 | 237.4159 | 0 | 340.1402 | 0.00011682 | 237.4159 | 0 | 237.1511 | 0 | 526.8049 | 0.0011173 | 237.1511 | 0 | 525.5252 | 0 | 526.8049 | 0.018953 | 237.1511 | 0 | 237.4159 | 2.3986e-05
|  | 340.0438 | 0.003259 | 237.6217 | 0.027522 | 237.3559 | 0.0030011 | 340.0438 | 0.00033209 | 237.6217 | -0.010714 | 237.3559 | 0 | 237.3559 | #REF! | 340.25 | 0.00013877 | 237.6217 | 0 | 231.6 | -0.011275 | 237.6217 | 0 | 340.0438 | 0.00058834 | 237.6217 | 0 | 231.6 | 0.00033976 | 237.6217 | 3.3851e-05 | 231.6 | 0.0028055 | 237.6217 | 0 | 340.25 | 0.00011412 | 237.6217 | 0 | 340.25 | 0.0001468 | 237.6217 | 0.0050375 | 237.3559 | 0 | 526.9601 | 0.013797 | 237.3559 | 0 | 525.6814 | 7.1499e-05 | 526.9601 | 0.018116 | 237.3559 | 0 | 237.6217 | 8.2741e-05
|  | 340.1576 | 0.0038207 | 237.8275 | 0.0092634 | 237.5608 | -0.0054371 | 340.1576 | 0.0081166 | 237.8275 | -0.010572 | 237.5608 | 0 | 237.5608 | #REF! | 340.3598 | 0.00014753 | 237.8275 | 0 | 231.81 | -0.015113 | 237.8275 | 0 | 340.1576 | 0.0018696 | 237.8275 | 0 | 231.81 | -0.0044363 | 237.8275 | 0 | 231.81 | -0.0039276 | 237.8275 | 0 | 340.3598 | 0.00011924 | 237.8275 | 0 | 340.3598 | 0.00015177 | 237.8275 | 0 | 237.5608 | 0 | 527.1153 | 0.01062 | 237.5608 | 0 | 525.8377 | 0 | 527.1153 | 0.018953 | 237.5608 | 0 | 237.8275 | 1.2219e-05
|  | 340.2713 | 0.00014814 | 238.0333 | 0.041961 | 237.7656 | 0.0022021 | 340.2713 | 0 | 238.0333 | 0.021686 | 237.7656 | 0 | 237.7656 | #REF! | 340.4696 | 0.00013151 | 238.0333 | 0 | 232.01 | -0.011755 | 238.0333 | 0 | 340.2713 | 0.0080373 | 238.0333 | 0 | 232.01 | -0.0021065 | 238.0333 | 6.4017e-05 | 232.01 | -0.0039276 | 238.0333 | 0 | 340.4696 | 0.00010883 | 238.0333 | 0 | 340.4696 | 0.00014337 | 238.0333 | 0.0063738 | 237.7656 | 0 | 527.2705 | 0.011482 | 237.7656 | 0 | 525.994 | 7.1499e-05 | 527.2705 | 0.018256 | 237.7656 | 0 | 238.0333 | 7.4649e-05
|  | 340.385 | 0.00889 | 238.2392 | -0.0015985 | 237.9705 | 0.0071286 | 340.385 | 0 | 238.2392 | 0.0015804 | 237.9705 | 0 | 237.9705 | #REF! | 340.5794 | 0.00012629 | 238.2392 | 0 | 232.22 | 0.012714 | 238.2392 | 0 | 340.385 | 0.0076821 | 238.2392 | 0 | 232.22 | 0.00010678 | 238.2392 | 0 | 232.22 | -0.0083652 | 238.2392 | 0 | 340.5794 | 0.00012997 | 238.2392 | 0 | 340.5794 | 0.00011511 | 238.2392 | 0 | 237.9705 | 0 | 527.4257 | 0.0084416 | 237.9705 | 0 | 526.1503 | 0.00032174 | 527.4257 | 0.018627 | 237.9705 | 0 | 238.2392 | 2.5179e-05
|  | 340.4987 | 0.0013333 | 238.445 | 0.042689 | 238.1754 | 0.0059158 | 340.4987 | 0 | 238.445 | 0.027586 | 238.1754 | 0 | 238.1754 | #REF! | 340.6893 | 0.00012368 | 238.445 | 0 | 232.42 | -0.0031186 | 238.445 | 0 | 340.4987 | 0.012567 | 238.445 | 0 | 232.42 | 0.0011552 | 238.445 | 4.041e-05 | 232.42 | -0.0054579 | 238.445 | 0 | 340.6893 | 0.00014384 | 238.445 | 0 | 340.6893 | 8.1708e-05 | 238.445 | 0.0039004 | 238.1754 | 0 | 527.5809 | 0.011255 | 238.1754 | 0 | 526.3065 | 7.1499e-05 | 527.5809 | 0.017605 | 238.1754 | 0 | 238.445 | 7.1387e-05
|  | 340.6125 | 0.0024896 | 238.6509 | -0.0037917 | 238.3803 | -0.015242 | 340.6125 | 0.013947 | 238.6509 | -0.031256 | 238.3803 | 0 | 238.3803 | #REF! | 340.7991 | 0.00014138 | 238.6509 | 0 | 232.63 | 0.0064771 | 238.6509 | 0 | 340.6125 | 0.0035081 | 238.6509 | 0 | 232.63 | 0.0010387 | 238.6509 | 0 | 232.63 | -0.018006 | 238.6509 | 0 | 340.7991 | 0.0001554 | 238.6509 | 0 | 340.7991 | 8.5134e-05 | 238.6509 | 0 | 238.3803 | 0 | 527.7361 | 0.0043893 | 238.3803 | 0 | 526.4628 | 0.00010725 | 527.7361 | 0.018256 | 238.3803 | 0 | 238.6509 | 2.0192e-05
|  | 340.7262 | 0 | 238.8568 | 0.03057 | 238.5853 | 0.0028884 | 340.7262 | 0 | 238.8568 | 0.023818 | 238.5853 | 0 | 238.5853 | #REF! | 340.9089 | 0.0001479 | 238.8568 | 0 | 232.83 | 0.030466 | 238.8568 | 0 | 340.7262 | 0.0052398 | 238.8568 | 0 | 232.83 | -0.0011746 | 238.8568 | 3.6605e-05 | 232.83 | -0.0017853 | 238.8568 | 0 | 340.9089 | 0.0001346 | 238.8568 | 0 | 340.9089 | 0.00012505 | 238.8568 | 0.0086426 | 238.5853 | 0 | 527.8913 | 0.0077608 | 238.5853 | 0 | 526.6191 | 0 | 527.8913 | 0.017605 | 238.5853 | 0 | 238.8568 | 8.2205e-05
|  | 340.8399 | 0 | 239.0627 | 0.025295 | 238.7902 | 0.033836 | 340.8399 | 0.0087791 | 239.0627 | -0.00604 | 238.7902 | 0 | 238.7902 | #REF! | 341.0188 | 0.00015013 | 239.0627 | 0 | 233.04 | 0.002159 | 239.0627 | 0 | 340.8399 | 0.0055062 | 239.0627 | 0 | 233.04 | -0.015619 | 239.0627 | 2.3094e-05 | 233.04 | -0.0098958 | 239.0627 | 0 | 341.0188 | 0.00015491 | 239.0627 | 0 | 341.0188 | 0.00013841 | 239.0627 | 0 | 238.7902 | 0 | 528.0466 | 0.0059908 | 238.7902 | 0 | 526.7755 | 0 | 528.0466 | 0.018767 | 238.7902 | 0 | 239.0627 | 2.7654e-05
|  | 340.9536 | 0.0045922 | 239.2686 | 0.03465 | 238.9952 | 0.013703 | 340.9536 | 0 | 239.2686 | -0.010287 | 238.9952 | 0 | 238.9952 | #REF! | 341.1286 | 0.00013747 | 239.2686 | 0 | 233.24 | 0.002159 | 239.2686 | 0 | 340.9536 | 0.0013447 | 239.2686 | 0 | 233.24 | -0.0032714 | 239.2686 | 5.2906e-05 | 233.24 | 0.014129 | 239.2686 | 0 | 341.1286 | 0.0001445 | 239.2686 | 0 | 341.1286 | 0.00016187 | 239.2686 | 0.0076501 | 238.9952 | 0 | 528.2018 | 0.014432 | 238.9952 | 0 | 526.9318 | 7.1499e-05 | 528.2018 | 0.017884 | 238.9952 | 0 | 239.2686 | 7.821e-05
|  | 341.0674 | 0 | 239.4746 | -0.0084689 | 239.2002 | -0.020133 | 341.0674 | 0.002319 | 239.4746 | -0.013914 | 239.2002 | 0 | 239.2002 | #REF! | 341.2385 | 0.00014958 | 239.4746 | 0 | 233.45 | 0.0055175 | 239.4746 | 0 | 341.0674 | 0.0074157 | 239.4746 | 0 | 233.45 | 0.00045625 | 239.4746 | 0 | 233.45 | 0.0014282 | 239.4746 | 0 | 341.2385 | 0.00014764 | 239.4746 | 0 | 341.2385 | 0.00010843 | 239.4746 | 0 | 239.2002 | 0 | 528.3571 | 0.0080785 | 239.2002 | 0 | 527.0881 | 0.00053624 | 528.3571 | 0.01872 | 239.2002 | 0 | 239.4746 | 3.1959e-05
|  | 341.1811 | 0.0039997 | 239.6805 | 0.011309 | 239.4052 | 0.0091687 | 341.1811 | 0 | 239.6805 | 0.026498 | 239.4052 | 0 | 239.4052 | #REF! | 341.3483 | 0.00014231 | 239.6805 | 0 | 233.65 | -0.0059973 | 239.6805 | 0 | 341.1811 | 0.0076377 | 239.6805 | 0 | 233.65 | -0.0071154 | 239.6805 | 5.72e-05 | 233.65 | 0.0073959 | 239.6805 | 0 | 341.3483 | 0.00011693 | 239.6805 | 0 | 341.3483 | 0.00014851 | 239.6805 | 0.0094674 | 239.4052 | 0 | 528.5123 | 0.017065 | 239.4052 | 0 | 527.2445 | 0 | 528.5123 | 0.017513 | 239.4052 | 0 | 239.6805 | 7.8305e-05
|  | 341.2948 | 0 | 239.8865 | 0.013595 | 239.6102 | -0.0077662 | 341.2948 | 0.0062945 | 239.8865 | -0.0076198 | 239.6102 | 0 | 239.6102 | #REF! | 341.4582 | 0.00015218 | 239.8865 | 0 | 233.86 | -0.040542 | 239.8865 | 0 | 341.2948 | 0.01008 | 239.8865 | 0 | 233.86 | -0.0040868 | 239.8865 | 0 | 233.86 | -0.012803 | 239.8865 | 0 | 341.4582 | 0.00012915 | 239.8865 | 0 | 341.4582 | 0.00014337 | 239.8865 | 0 | 239.6102 | 0 | 528.6676 | 0.0097577 | 239.6102 | 0 | 527.4008 | 0.00010725 | 528.6676 | 0.018349 | 239.6102 | 0 | 239.8865 | 2.0414e-05
|  | 341.4085 | 0 | 240.0925 | 0.03615 | 239.8153 | 0.01383 | 341.4085 | 0.0026565 | 240.0925 | -0.0067603 | 239.8153 | 0 | 239.8153 | #REF! | 341.5681 | 0.00014343 | 240.0925 | 0 | 234.07 | -0.012714 | 240.0925 | 0 | 341.4085 | 0 | 240.0925 | 0 | 234.07 | -0.0099112 | 240.0925 | 4.6562e-05 | 234.07 | 0.0017343 | 240.0925 | 0 | 341.5681 | 0.00014417 | 240.0925 | 0 | 341.5681 | 0.00015006 | 240.0925 | 0.0037583 | 239.8153 | 0 | 528.8229 | 0.012345 | 239.8153 | 0 | 527.5571 | 7.1499e-05 | 528.8229 | 0.017559 | 239.8153 | 0 | 240.0925 | 8.0871e-05
|  | 341.5222 | 0.0041166 | 240.2985 | 0.010613 | 240.0204 | -0.030554 | 341.5222 | 0 | 240.2985 | -0.0063241 | 240.0204 | 0 | 240.0204 | #REF! | 341.678 | 0.00014529 | 240.2985 | 0 | 234.27 | -0.012714 | 240.2985 | 0 | 341.5222 | 0.012966 | 240.2985 | 0 | 234.27 | -0.0080475 | 240.2985 | 0 | 234.27 | 0.00096913 | 240.2985 | 0 | 341.678 | 0.00016383 | 240.2985 | 0 | 341.678 | 0.00016016 | 240.2985 | 0 | 240.0204 | 0 | 528.9782 | 0.0017557 | 240.0204 | 0 | 527.7135 | 0 | 528.9782 | 0.018349 | 240.0204 | 0 | 240.2985 | 1.7425e-05
|  | 341.6359 | 0 | 240.5045 | 0.0048049 | 240.2254 | 0.01246 | 341.6359 | 0 | 240.5045 | 0.0099346 | 240.2254 | 0 | 240.2254 | #REF! | 341.7878 | 0.00014138 | 240.5045 | 0 | 234.48 | -0.0040782 | 240.5045 | 0 | 341.6359 | 0.0022272 | 240.5045 | 0 | 234.48 | 0.0097755 | 240.5045 | 3.7566e-05 | 234.48 | 0.0044887 | 240.5045 | 0 | 341.7878 | 0.00015838 | 240.5045 | 0 | 341.7878 | 0.00014509 | 240.5045 | 0.006922 | 240.2254 | 0 | 529.1335 | 0.014523 | 240.2254 | 0 | 527.8699 | 7.1499e-05 | 529.1335 | 0.01742 | 240.2254 | 0 | 240.5045 | 8.1361e-05
|  | 341.7496 | 0 | 240.7106 | 0.0059758 | 240.4305 | -0.00040037 | 341.7496 | 0.0049694 | 240.7106 | 0.0075464 | 240.4305 | 0 | 240.4305 | #REF! | 341.8977 | 0.0001492 | 240.7106 | 0 | 234.68 | 0.0016793 | 240.7106 | 0 | 341.7496 | 0.0048846 | 240.7106 | 0 | 234.68 | -0.0001262 | 240.7106 | 0 | 234.68 | 5.1009e-05 | 240.7106 | 0 | 341.8977 | 0.00014847 | 240.7106 | 0 | 341.8977 | 0.0002035 | 240.7106 | 0 | 240.4305 | 0 | 529.2888 | 0.0083054 | 240.4305 | 0 | 528.0262 | 0.00032174 | 529.2888 | 0.018163 | 240.4305 | 0 | 240.7106 | 2.5251e-05
|  | 341.8633 | 0 | 240.9166 | 0.030417 | 240.6357 | 0.011876 | 341.8633 | 0 | 240.9166 | 0.00024222 | 240.6357 | 0 | 240.6357 | #REF! | 342.0076 | 0.00015051 | 240.9166 | 0 | 234.89 | 0.022311 | 240.9166 | 0 | 341.8633 | 0.0050178 | 240.9166 | 0 | 234.89 | -0.002223 | 240.9166 | 5.3077e-05 | 234.89 | -0.0007141 | 240.9166 | 0 | 342.0076 | 0.0001341 | 240.9166 | 0 | 342.0076 | 0.0001468 | 240.9166 | 0.0061017 | 240.6356 | 0 | 529.4441 | 0.0097124 | 240.6357 | 0 | 528.1826 | 0 | 529.4441 | 0.01742 | 240.6356 | 0 | 240.9166 | 6.7499e-05
|  | 341.977 | 0 | 241.1227 | -0.00018482 | 240.8408 | -0.034391 | 341.977 | 0 | 241.1227 | -0.0087425 | 240.8408 | 0 | 240.8408 | #REF! | 342.1175 | 0.00013784 | 241.1227 | 0 | 235.09 | 0.012714 | 241.1227 | 0 | 341.977 | 0.0050178 | 241.1227 | 0 | 235.09 | 0.00068922 | 241.1227 | 0 | 235.09 | -0.0016323 | 241.1227 | 0 | 342.1175 | 0.00013658 | 241.1227 | 0 | 342.1175 | 0.00013344 | 241.1227 | 0 | 240.8408 | 0 | 529.5994 | 0.013025 | 240.8408 | 0 | 528.339 | 0 | 529.5994 | 0.018395 | 240.8408 | 0 | 241.1227 | -9.9117e-06
|  | 342.0907 | 0.001037 | 241.3288 | 0.02479 | 241.0459 | 0.017744 | 342.0907 | 0 | 241.3288 | 0.010266 | 241.0459 | 0 | 241.0459 | #REF! | 342.2274 | 0.00013151 | 241.3288 | 0 | 235.3 | 0.014634 | 241.3288 | 0 | 342.0907 | 0.0082593 | 241.3288 | 0 | 235.3 | -0.0043198 | 241.3288 | 5.0205e-05 | 235.3 | 0.0031115 | 241.3288 | 0 | 342.2274 | 0.00012386 | 241.3288 | 0 | 342.2274 | 7.3315e-05 | 241.3288 | 0.0068989 | 241.046 | 0 | 529.7547 | 0.013071 | 241.0459 | 0 | 528.4954 | 0 | 529.7547 | 0.017791 | 241.046 | 0 | 241.3288 | 8.535e-05
|  | 342.2044 | 0 | 241.5349 | -0.0014276 | 241.2511 | -0.024626 | 342.2044 | 0.001822 | 241.5349 | -0.018952 | 241.2511 | 0 | 241.2511 | #REF! | 342.3374 | 0.00013151 | 241.5349 | 0 | 235.51 | -0.027587 | 241.5349 | 0 | 342.2044 | 0.0071492 | 241.5349 | 0 | 235.51 | 0.0039509 | 241.5349 | 0 | 235.51 | -0.0037746 | 241.5349 | 0 | 342.3374 | 0.00011643 | 241.5349 | 0 | 342.3374 | 9.5069e-05 | 241.5349 | 0 | 241.2511 | 0 | 529.9101 | 0.0050377 | 241.2511 | 0 | 528.6518 | 0.00010725 | 529.9101 | 0.01872 | 241.2511 | 0 | 241.5349 | 1.8452e-05
|  | 342.318 | 0 | 241.741 | 0.030912 | 241.4563 | 0.024941 | 342.318 | 0.0021584 | 241.741 | 0.011869 | 241.4563 | 0 | 241.4563 | #REF! | 342.4473 | 0.00013933 | 241.741 | 0 | 235.71 | -0.017032 | 241.741 | 0 | 342.318 | 0.0028575 | 241.741 | 0 | 235.71 | -0.0021065 | 241.741 | 5.5816e-05 | 235.71 | 0.010304 | 241.741 | 0 | 342.4473 | 0.0001085 | 241.741 | 0 | 342.4473 | 0.00013344 | 241.741 | 0.0050188 | 241.4563 | 0 | 530.0654 | 0.016656 | 241.4563 | 0 | 528.8082 | 7.1499e-05 | 530.0654 | 0.017884 | 241.4563 | 0 | 241.741 | 7.3056e-05
|  | 342.4317 | 0 | 241.9472 | 0.0020638 | 241.6615 | -0.022035 | 342.4317 | 0.0011595 | 241.9472 | -0.0054936 | 241.6615 | 0 | 241.6615 | #REF! | 342.5572 | 0.00013058 | 241.9472 | 0 | 235.92 | -0.0016793 | 241.9472 | 0 | 342.4317 | 0 | 241.9472 | 0 | 235.92 | 0.00022327 | 241.9472 | 0 | 235.92 | -0.013262 | 241.9472 | 0 | 342.5572 | 0.00012882 | 241.9472 | 0 | 342.5572 | 0.00012847 | 241.9472 | 0 | 241.6615 | 0 | 530.2208 | 0.0051739 | 241.6615 | 0 | 528.9646 | 0 | 530.2208 | 0.018627 | 241.6615 | 0 | 241.9472 | 1.894e-05
|  | 342.5454 | 0 | 242.1533 | 0.014122 | 241.8667 | 0.025084 | 342.5454 | 0 | 242.1533 | 0.015567 | 241.8667 | 0 | 241.8667 | #REF! | 342.6671 | 0.00012927 | 242.1533 | 0 | 236.12 | -0.0031186 | 242.1533 | 0 | 342.5454 | 0.0074157 | 242.1533 | 0 | 236.12 | -0.0014076 | 242.1533 | 6.5574e-05 | 236.12 | -0.0034686 | 242.1533 | 0 | 342.6671 | 0.00015062 | 242.1533 | 0 | 342.6671 | 0.00013841 | 242.1533 | 0.0088351 | 241.8667 | 0 | 530.3761 | 0.015567 | 241.8667 | 0 | 529.121 | 0 | 530.3761 | 0.017745 | 241.8667 | 0 | 242.1533 | 9.9795e-05
|  | 342.6591 | 0 | 242.3595 | -0.0055398 | 242.072 | -0.019932 | 342.6591 | 0.0044724 | 242.3595 | -0.016704 | 242.072 | 0 | 242.072 | #REF! | 342.7771 | 0.0001289 | 242.3595 | 0 | 236.33 | -0.015113 | 242.3595 | 0 | 342.6591 | 0.0080373 | 242.3595 | 0 | 236.33 | -0.0079311 | 242.3595 | 0 | 236.33 | -0.00086717 | 242.3595 | 0 | 342.7771 | 0.00015342 | 242.3595 | 0 | 342.7771 | 0.00011511 | 242.3595 | 0 | 242.072 | 0 | 530.5315 | 0.0050377 | 242.072 | 0 | 529.2775 | 0.00010725 | 530.5315 | 0.018674 | 242.072 | 0 | 242.3595 | 2.1843e-05
|  | 342.7727 | 0 | 242.5657 | 0.039365 | 242.2773 | 0.025782 | 342.7727 | 0 | 242.5657 | 0.0065566 | 242.2773 | 0 | 242.2773 | #REF! | 342.887 | 0.00015349 | 242.5657 | 0 | 236.53 | -0.028548 | 242.5657 | 0 | 342.7727 | 0.0048846 | 242.5657 | 0 | 236.53 | -0.0016406 | 242.5657 | 4.3181e-05 | 236.53 | 0.0021933 | 242.5657 | 0 | 342.887 | 0.00013526 | 242.5657 | 0 | 342.887 | 0.00012505 | 242.5657 | 0.0066527 | 242.2773 | 0 | 530.6869 | 0.0084416 | 242.2773 | 0 | 529.4339 | 7.1499e-05 | 530.6869 | 0.017605 | 242.2773 | 0 | 242.5657 | 8.854e-05
|  | 342.8864 | 0 | 242.7719 | 0.029315 | 242.4825 | -0.014037 | 342.8864 | 0.0013252 | 242.7719 | -0.017413 | 242.4825 | 0 | 242.4825 | #REF! | 342.997 | 0.00015796 | 242.7719 | 0 | 236.74 | -0.017032 | 242.7719 | 0 | 342.8864 | 0.00010505 | 242.7719 | 0 | 236.74 | -0.0023395 | 242.7719 | 0 | 236.74 | -0.0011732 | 242.7719 | 0 | 342.997 | 0.00012337 | 242.7719 | 0 | 342.997 | 8.6676e-05 | 242.7719 | 0 | 242.4825 | 0 | 530.8423 | 0.0039902 | 242.4825 | 0 | 529.5903 | 0.00032174 | 530.8423 | 0.018163 | 242.4825 | 0 | 242.7719 | 2.8951e-05
|  | 343.0001 | 0 | 242.9781 | 0.022787 | 242.6878 | 0.030897 | 343.0001 | 0 | 242.9781 | -0.0060168 | 242.6878 | 0 | 242.6878 | #REF! | 343.1069 | 0.00015479 | 242.9781 | 0 | 236.95 | 0.0088761 | 242.9781 | 0 | 343.0001 | 0.0021011 | 242.9781 | 0 | 236.95 | -0.005368 | 242.9781 | 8.6083e-05 | 236.95 | -0.0034686 | 242.9781 | 0 | 343.1069 | 0.00012122 | 242.9781 | 0 | 343.1069 | 6.8347e-05 | 242.9781 | 0.010999 | 242.6878 | 0 | 530.9977 | 0.013661 | 242.6878 | 0 | 529.7468 | 7.1499e-05 | 530.9977 | 0.017327 | 242.6878 | 0 | 242.9781 | 8.2036e-05
|  | 343.1138 | 0.00071483 | 243.1844 | -0.0045935 | 242.8932 | -0.010141 | 343.1138 | 0.010317 | 243.1844 | -0.020883 | 242.8932 | 0 | 242.8932 | #REF! | 343.2169 | 0.00013672 | 243.1844 | 0 | 237.15 | 0.0069569 | 243.1844 | 0 | 343.1138 | 0.005151 | 243.1844 | 0 | 237.15 | -0.0059506 | 243.1844 | 0 | 237.15 | -0.0079064 | 243.1844 | 0 | 343.2169 | 0.00012716 | 243.1844 | 0 | 343.2169 | 8.6676e-05 | 243.1844 | 0 | 242.8931 | 0 | 531.1531 | 0.0041498 | 242.8932 | 0 | 529.9032 | 0.00010725 | 531.1531 | 0.018349 | 242.8931 | 0 | 243.1844 | 2.4189e-05
|  | 343.2274 | 0.0019258 | 243.3906 | 0.015605 | 243.0985 | 0.0065645 | 343.2274 | 0 | 243.3906 | 0.02169 | 243.0985 | 0 | 243.0985 | #REF! | 343.3269 | 0.00014045 | 243.3906 | 0 | 237.36 | -0.0088761 | 243.3906 | 0 | 343.2274 | 0.0067496 | 243.3906 | 0 | 237.36 | -0.010726 | 243.3906 | 4.9934e-05 | 237.36 | -0.0065293 | 243.3906 | 0 | 343.3269 | 0.00013773 | 243.3906 | 0 | 343.3269 | 0.00014851 | 243.3906 | 0.006912 | 243.0985 | 0 | 531.3085 | 0.013389 | 243.0985 | 0 | 530.0597 | 0 | 531.3085 | 0.017652 | 243.0985 | 0 | 243.3906 | 8.0865e-05
|  | 343.3411 | 0.0082315 | 243.5969 | 0.0044229 | 243.3038 | -0.027136 | 343.3411 | 0.0026503 | 243.5969 | -0.022718 | 243.3038 | 0 | 243.3038 | #REF! | 343.4368 | 0.00014343 | 243.5969 | 0 | 237.56 | 0.0079165 | 243.5969 | 0 | 343.3411 | 0.003256 | 243.5969 | 0 | 237.56 | -0.002689 | 243.5969 | 0 | 237.56 | -0.0010202 | 243.5969 | 0 | 343.4368 | 0.00014946 | 243.5969 | 0 | 343.4368 | 0.00016684 | 243.5969 | 0 | 243.3038 | 0 | 531.4639 | 0.012118 | 243.3038 | 0 | 530.2162 | 0.00032174 | 531.4639 | 0.018627 | 243.3038 | 0 | 243.5969 | 2.0102e-05
|  | 343.4547 | 0 | 243.8032 | 0.018746 | 243.5092 | -0.015493 | 343.4547 | 0.00083014 | 243.8032 | 0.013573 | 243.5092 | 0 | 243.5092 | #REF! | 343.5468 | 0.00013747 | 243.8032 | 0 | 237.77 | -0.010315 | 243.8032 | 0 | 343.4547 | 0.0017229 | 243.8032 | 0 | 237.77 | -0.0043198 | 243.8032 | 1.8933e-05 | 237.77 | -0.0043867 | 243.8032 | 0 | 343.5468 | 0.00014104 | 243.8032 | 0 | 343.5468 | 0.00015348 | 243.8032 | 0.0049986 | 243.5092 | 0 | 531.6194 | 0.013479 | 243.5092 | 0 | 530.3727 | 0 | 531.6194 | 0.017698 | 243.5092 | 0 | 243.8032 | 7.3974e-05
|  | 343.5684 | 0 | 244.0095 | 0.00088585 | 243.7146 | -0.009658 | 343.5684 | 0.0066257 | 244.0095 | -0.030238 | 243.7146 | 0 | 243.7146 | #REF! | 343.6568 | 0.00014306 | 244.0095 | 0 | 237.98 | -0.0074367 | 244.0095 | 0 | 343.5684 | 0 | 244.0095 | 0 | 237.98 | -0.0090959 | 244.0095 | 0 | 237.98 | -0.011732 | 244.0095 | 0 | 343.6568 | 0.00012221 | 244.0095 | 0 | 343.6568 | 0.00014509 | 244.0095 | 0 | 243.7146 | 0 | 531.7748 | 0.0079877 | 243.7146 | 0 | 530.5292 | 0.00032174 | 531.7748 | 0.018488 | 243.7146 | 0 | 244.0095 | 1.1976e-05
|  | 343.682 | 0 | 244.2158 | 0.013665 | 243.92 | 0.0133 | 343.682 | 0 | 244.2158 | 0.012482 | 243.92 | 0 | 243.92 | #REF! | 343.7668 | 0.00013784 | 244.2158 | 0 | 238.18 | -0.0035984 | 244.2158 | 0 | 343.682 | 0.0029836 | 244.2158 | 0 | 238.18 | -0.001757 | 244.2158 | 2.4487e-05 | 238.18 | -0.0049988 | 244.2158 | 0 | 343.7668 | 0.00010603 | 244.2158 | 0 | 343.7668 | 0.00011511 | 244.2158 | 0.0044865 | 243.92 | 0 | 531.9303 | 0.014932 | 243.92 | 0 | 530.6857 | 7.1499e-05 | 531.9303 | 0.017513 | 243.92 | 0 | 244.2158 | 7.3238e-05
|  | 343.7957 | 0 | 244.4221 | 0.0030998 | 244.1254 | -0.018835 | 343.7957 | 0.0026503 | 244.4221 | 0.010514 | 244.1254 | 0 | 244.1254 | #REF! | 343.8768 | 0.00014753 | 244.4221 | 0 | 238.39 | -0.0079165 | 244.4221 | 0 | 343.7957 | 0.0081705 | 244.4221 | 0 | 238.39 | -0.012591 | 244.4221 | 0 | 238.39 | -0.0028565 | 244.4221 | 0 | 343.8768 | 0.00012733 | 244.4221 | 0 | 343.8768 | 0.0001134 | 244.4221 | 0 | 244.1254 | 0 | 532.0857 | 0.0071708 | 244.1254 | 0 | 530.8421 | 0.00010725 | 532.0857 | 0.018395 | 244.1254 | 0 | 244.4221 | 2.9423e-05
|  | 343.9093 | 0 | 244.6285 | 0.041411 | 244.3309 | -0.013817 | 343.9093 | 0.0014942 | 244.6285 | 0.012228 | 244.3309 | 0 | 244.3309 | #REF! | 343.9868 | 0.00013579 | 244.6285 | 0 | 238.59 | -0.0064771 | 244.6285 | 0 | 343.9093 | 0.0044849 | 244.6285 | 0 | 238.59 | 0.0033685 | 244.6285 | 2.3576e-05 | 238.59 | 0.0066312 | 244.6285 | 0 | 343.9868 | 0.00013873 | 244.6285 | 0 | 343.9868 | 7.9995e-05 | 244.6285 | 0.0073318 | 244.3309 | 0 | 532.2412 | 0.011074 | 244.3309 | 0 | 530.9987 | 0 | 532.2412 | 0.017559 | 244.3309 | 0 | 244.6285 | 6.6045e-05
|  | 344.023 | 0 | 244.8349 | -0.00076484 | 244.5363 | 0.018327 | 344.023 | 0.0033129 | 244.8349 | 0.0068167 | 244.5363 | 0 | 244.5363 | #REF! | 344.0968 | 0.00014995 | 244.8349 | 0 | 238.8 | -0.018952 | 244.8349 | 0 | 344.023 | 0.012078 | 244.8349 | 0 | 238.8 | -0.011076 | 244.8349 | 0 | 238.8 | 0.0084671 | 244.8349 | 0 | 344.0968 | 0.0001526 | 244.8349 | 0 | 344.0968 | 0.00012847 | 244.8349 | 0 | 244.5363 | 0 | 532.3967 | 0.011074 | 244.5363 | 0 | 531.1552 | 0.00032174 | 532.3967 | 0.018209 | 244.5363 | 0 | 244.8349 | 2.3028e-05
|  | 344.1366 | 0.0029628 | 245.0413 | 0.034468 | 244.7418 | -0.0039919 | 344.1366 | 0 | 245.0413 | 0.034346 | 244.7418 | 0 | 244.7418 | #REF! | 344.2068 | 0.00015833 | 245.0413 | 0 | 239.01 | 0.029507 | 245.0413 | 0 | 344.1366 | 0.007016 | 245.0413 | 0 | 239.01 | -0.0029219 | 245.0413 | 3.3033e-05 | 239.01 | 0.0041827 | 245.0413 | 0 | 344.2068 | 0.00015293 | 245.0413 | 0 | 344.2068 | 0.00013173 | 245.0413 | 0.0054355 | 244.7418 | 0 | 532.5522 | 0.014024 | 244.7418 | 0 | 531.3117 | 0 | 532.5522 | 0.017095 | 244.7418 | 0 | 245.0413 | 8.3747e-05
|  | 344.2502 | 0 | 245.2477 | -0.005042 | 244.9473 | 0.0075598 | 344.2502 | 0.0062945 | 245.2477 | -0.034953 | 244.9473 | 0 | 244.9473 | #REF! | 344.3169 | 0.00015013 | 245.2477 | 0 | 239.21 | -0.0011995 | 245.2477 | 0 | 344.2502 | 0.0047513 | 245.2477 | 0 | 239.21 | 0.0023201 | 245.2477 | 0 | 239.21 | 0.0029585 | 245.2477 | 0 | 344.3169 | 0.00015772 | 245.2477 | 0 | 344.3169 | 0.00013344 | 245.2477 | 0 | 244.9473 | 0 | 532.7077 | 0.0093493 | 244.9473 | 0 | 531.4682 | 0.00010725 | 532.7077 | 0.018209 | 244.9473 | 0 | 245.2477 | 9.2347e-06
|  | 344.3639 | 0.0019258 | 245.4541 | 0.021901 | 245.1528 | 0.035363 | 344.3639 | 0 | 245.4541 | 0.0098744 | 245.1528 | 0 | 245.1528 | #REF! | 344.4269 | 0.00013654 | 245.4541 | 0 | 239.42 | 0.0059973 | 245.4541 | 0 | 344.3639 | 0 | 245.4541 | 0 | 239.42 | -0.0066496 | 245.4541 | 7.986e-05 | 239.42 | -0.007141 | 245.4541 | 0 | 344.4269 | 0.00015458 | 245.4541 | 0 | 344.4269 | 0.00012676 | 245.4541 | 0.0091591 | 245.1528 | 0 | 532.8632 | 0.013343 | 245.1528 | 0 | 531.6248 | 0 | 532.8632 | 0.017327 | 245.1528 | 0 | 245.4541 | 7.6327e-05
|  | 344.4775 | 0 | 245.6605 | -0.0197 | 245.3584 | -0.048814 | 344.4775 | 0.011463 | 245.6605 | -0.013174 | 245.3584 | 0 | 245.3584 | #REF! | 344.5369 | 0.00014604 | 245.6605 | 0 | 239.62 | -0.0011995 | 245.6605 | 0 | 344.4775 | 0.0060391 | 245.6605 | 0 | 239.62 | -0.0028054 | 245.6605 | 0 | 239.62 | -0.0042337 | 245.6605 | 0 | 344.5369 | 0.00013691 | 245.6605 | 0 | 344.5369 | 0.00013515 | 245.6605 | 0 | 245.3584 | 0 | 533.0187 | 0.0065354 | 245.3584 | 0 | 531.7813 | 0.00010725 | 533.0187 | 0.018488 | 245.3584 | 0 | 245.6605 | 2.1115e-05
|  | 344.5911 | 0 | 245.867 | 0.038263 | 245.5639 | -0.0047329 | 344.5911 | 0.0051469 | 245.867 | 0.011545 | 245.5639 | 0 | 245.5639 | #REF! | 344.647 | 0.0001466 | 245.867 | 0 | 239.83 | 0.0083963 | 245.867 | 0 | 344.5911 | 0.0048846 | 245.867 | 0 | 239.83 | -0.0037373 | 245.867 | 5.014e-05 | 239.83 | 0.0029585 | 245.867 | 0 | 344.647 | 0.0001265 | 245.867 | 0 | 344.647 | 0.00013687 | 245.867 | 0.0067808 | 245.5639 | 0 | 533.1742 | 0.016021 | 245.5639 | 0 | 531.9379 | 0 | 533.1742 | 0.01742 | 245.5639 | 0 | 245.867 | 7.9133e-05
|  | 344.7048 | 0.0011586 | 246.0734 | 0.0064482 | 245.7695 | -0.003222 | 344.7048 | 0.0072884 | 246.0734 | -0.014247 | 245.7695 | 0 | 245.7695 | #REF! | 344.757 | 0.00016168 | 246.0734 | 0 | 240.04 | 0.012714 | 246.0734 | 0 | 344.7048 | 0.0057727 | 246.0734 | 0 | 240.04 | -0.0075817 | 246.0734 | 0 | 240.04 | -0.0094364 | 246.0734 | 0 | 344.757 | 0.00013608 | 246.0734 | 0 | 344.757 | 0.00012505 | 246.0734 | 0 | 245.7695 | 0 | 533.3297 | 0.0066262 | 245.7695 | 0 | 532.0944 | 0 | 533.3297 | 0.018442 | 245.7695 | 0 | 246.0734 | 2.3852e-05
|  | 344.8184 | 0 | 246.2799 | 0.0362 | 245.9751 | 0.0023932 | 344.8184 | 0 | 246.2799 | 0.041401 | 245.9751 | 0 | 245.9751 | #REF! | 344.8671 | 0.0001492 | 246.2799 | 0 | 240.24 | 0.036225 | 246.2799 | 0 | 344.8184 | 0.00374 | 246.2799 | 0 | 240.24 | -0.0083969 | 246.2799 | 5.4244e-05 | 240.24 | -0.0066822 | 246.2799 | 0 | 344.8671 | 0.00015227 | 246.2799 | 0 | 344.8671 | 9.3356e-05 | 246.2799 | 0.0054944 | 245.9751 | 0 | 533.4853 | 0.017382 | 245.9751 | 0 | 532.251 | 0 | 533.4853 | 0.017466 | 245.9751 | 0 | 246.2799 | 8.6533e-05
|  | 344.932 | 0.0041166 | 246.4864 | -0.0054783 | 246.1807 | -0.0042844 | 344.932 | 0.0062945 | 246.4864 | -0.022467 | 246.1807 | 0 | 246.1807 | #REF! | 344.9771 | 0.00015088 | 246.4864 | 0 | 240.45 | 0.012235 | 246.4864 | 0 | 344.932 | 0.0041382 | 246.4864 | 0 | 240.45 | -0.00059213 | 246.4864 | 0 | 240.45 | -0.0080593 | 246.4864 | 0 | 344.9771 | 0.00014913 | 246.4864 | 0 | 344.9771 | 0.00011837 | 246.4864 | 0 | 246.1807 | 0 | 533.6408 | 0.0082147 | 246.1807 | 0 | 532.4076 | 0.00010725 | 533.6408 | 0.018488 | 246.1807 | 0 | 246.4864 | 1.7811e-05
|  | 345.0456 | 0.00059256 | 246.6929 | 0.010353 | 246.3863 | -0.0050492 | 345.0456 | 0 | 246.6929 | 0.0084937 | 246.3863 | 0 | 246.3863 | #REF! | 345.0872 | 0.00013523 | 246.693 | 0 | 240.65 | 0.00071969 | 246.693 | 0 | 345.0456 | 0.0065275 | 246.693 | 0 | 240.65 | -0.0039703 | 246.6929 | 6.8221e-05 | 240.65 | -0.0051518 | 246.693 | 0 | 345.0872 | 0.00014764 | 246.693 | 0 | 345.0872 | 0.00013841 | 246.6929 | 0.0066637 | 246.3863 | 0 | 533.7964 | 0.013162 | 246.3863 | 0 | 532.5642 | 0 | 533.7964 | 0.017513 | 246.3863 | 0 | 246.6929 | 7.7304e-05
|  | 345.1592 | 0 | 246.8995 | -0.0029908 | 246.5919 | -0.016125 | 345.1592 | 0.0021534 | 246.8995 | -0.0022333 | 246.5919 | 0 | 246.5919 | #REF! | 345.1972 | 0.00012275 | 246.8995 | 0 | 240.86 | -0.002159 | 246.8995 | 0 | 345.1592 | 0.0042642 | 246.8995 | 0 | 240.86 | -0.005368 | 246.8995 | 0 | 240.86 | -0.0031625 | 246.8995 | 0 | 345.1972 | 0.0001488 | 246.8995 | 0 | 345.1972 | 0.0001802 | 246.8995 | 0 | 246.5919 | 0 | 533.9519 | 0.01239 | 246.5919 | 0 | 532.7207 | 0.00010725 | 533.9519 | 0.01807 | 246.5919 | 0 | 246.8995 | 2.1444e-05
|  | 345.2729 | 0 | 247.106 | 0.032276 | 246.7976 | 0.012709 | 345.2729 | 0 | 247.106 | -0.0045414 | 246.7976 | 0 | 246.7976 | #REF! | 345.3073 | 0.000114 | 247.106 | 0 | 241.07 | 0.017992 | 247.106 | 0 | 345.2729 | 0 | 247.106 | 0 | 241.07 | -0.0064164 | 247.106 | 6.5356e-05 | 241.07 | -0.0034686 | 247.106 | 0 | 345.3073 | 0.0001483 | 247.106 | 0 | 345.3073 | 0.00016016 | 247.106 | 0.005382 | 246.7976 | 0 | 534.1075 | 0.013252 | 246.7976 | 0 | 532.8773 | 0.00028599 | 534.1075 | 0.017141 | 246.7976 | 0 | 247.106 | 9.8105e-05
|  | 345.3865 | 0 | 247.3126 | -0.0079644 | 247.0033 | -0.01697 | 345.3865 | 0.00049697 | 247.3126 | -0.024155 | 247.0033 | 0 | 247.0033 | #REF! | 345.4174 | 0.00011325 | 247.3126 | 0 | 241.27 | -0.02135 | 247.3126 | 0 | 345.3865 | 0.0085702 | 247.3126 | 0 | 241.27 | 0.0037179 | 247.3126 | 0 | 241.27 | -0.0039276 | 247.3126 | 0 | 345.4174 | 0.00015029 | 247.3126 | 0 | 345.4174 | 0.00015006 | 247.3126 | 0 | 247.0033 | 0 | 534.2631 | 0.016702 | 247.0033 | 0 | 533.0339 | 0.00010725 | 534.2631 | 0.017977 | 247.0033 | 0 | 247.3126 | 1.4005e-05
|  | 345.5001 | 0 | 247.5192 | 0.034456 | 247.209 | 0.009713 | 345.5001 | 0.0058111 | 247.5192 | 0.035256 | 247.209 | 0 | 247.209 | #REF! | 345.5275 | 0.00012313 | 247.5192 | 0 | 241.48 | -0.0035984 | 247.5192 | 0 | 345.5001 | 0.0072824 | 247.5192 | 0 | 241.48 | -0.0045528 | 247.5192 | 7.9615e-05 | 241.48 | 0.00096913 | 247.5192 | 0 | 345.5275 | 0.00012849 | 247.5192 | 0 | 345.5275 | 0.00013173 | 247.5192 | 0.0066161 | 247.2089 | 0 | 534.4187 | 0.0083962 | 247.209 | 0 | 533.1906 | 0 | 534.4187 | 0.017373 | 247.2089 | 0 | 247.5192 | 8.8192e-05
|  | 345.6137 | 0 | 247.7258 | -0.010291 | 247.4147 | 0.0027727 | 345.6137 | 0.0038098 | 247.7258 | -0.016734 | 247.4147 | 0 | 247.4147 | #REF! | 345.6376 | 0.00014734 | 247.7258 | 0 | 241.69 | -0.018472 | 247.7258 | 0 | 345.6137 | 0.0022476 | 247.7258 | 0 | 241.69 | -0.0080475 | 247.7258 | 0 | 241.69 | -0.0043867 | 247.7258 | 0 | 345.6376 | 0.00013955 | 247.7258 | 0 | 345.6376 | 0.00012505 | 247.7258 | 0 | 247.4147 | 0 | 534.5743 | 0.011664 | 247.4147 | 0 | 533.3472 | 0.00032174 | 534.5743 | 0.01807 | 247.4147 | 0 | 247.7258 | 4.6419e-05
|  | 345.7273 | 0.0007407 | 247.9324 | 0.030647 | 247.6204 | 0.024068 | 345.7273 | 0 | 247.9324 | 0.019295 | 247.6204 | 0 | 247.6204 | #REF! | 345.7477 | 0.00015274 | 247.9324 | 0 | 241.89 | 0.0026388 | 247.9324 | 0 | 345.7273 | 0.0009665 | 247.9324 | 0 | 241.89 | 0.0059312 | 247.9324 | 7.8646e-05 | 241.89 | -0.00607 | 247.9324 | 0 | 345.7477 | 0.00014649 | 247.9324 | 0 | 345.7477 | 0.00012179 | 247.9324 | 0.0072508 | 247.6204 | 0 | 534.7299 | 0.0022339 | 247.6204 | 0 | 533.5038 | 0.00028599 | 534.7299 | 0.01728 | 247.6204 | 0 | 247.9324 | 8.485e-05
|  | 345.8409 | 0.00041907 | 248.139 | 0.0064256 | 247.8261 | -0.016782 | 345.8409 | 0.0066257 | 248.139 | 0.015305 | 247.8261 | 0 | 247.8261 | #REF! | 345.8578 | 0.00015349 | 248.139 | 0 | 242.1 | -0.017992 | 248.139 | 0 | 345.8409 | 0.0045293 | 248.139 | 0 | 242.1 | -0.0083969 | 248.139 | 0 | 242.1 | -0.0031625 | 248.139 | 0 | 345.8578 | 0.00016383 | 248.139 | 0 | 345.8578 | 0.00012179 | 248.139 | 0 | 247.8261 | 0 | 534.8855 | 0.0081239 | 247.8261 | 0 | 533.6604 | 0.00032174 | 534.8855 | 0.018488 | 247.8261 | 0 | 248.139 | 3.6845e-05
|  | 345.9545 | 0.0019258 | 248.3457 | 0.040767 | 248.0319 | -0.0039161 | 345.9545 | 0 | 248.3457 | 0.0039128 | 248.0319 | 0 | 248.0319 | #REF! | 345.9679 | 0.00013151 | 248.3457 | 0 | 242.3 | -0.0050378 | 248.3457 | 0 | 345.9545 | 0.0081705 | 248.3457 | 0 | 242.3 | -0.00082513 | 248.3457 | 8.2123e-06 | 242.3 | 0.0058659 | 248.3457 | 0 | 345.9679 | 0.00016614 | 248.3457 | 0 | 345.9679 | 0.00011511 | 248.3457 | 0.0069908 | 248.0319 | 0 | 535.0411 | 0.010393 | 248.0319 | 0 | 533.8171 | 7.1499e-05 | 535.0411 | 0.017605 | 248.0319 | 0 | 248.3457 | 8.5692e-05
|  | 346.0681 | 0.0020459 | 248.5524 | -0.0010828 | 248.2377 | -0.017992 | 346.0681 | 0.0066257 | 248.5524 | 0.0083561 | 248.2377 | 0 | 248.2377 | #REF! | 346.078 | 0.00012145 | 248.5524 | 0 | 242.51 | 0.017992 | 248.5524 | 0 | 346.0681 | 0.0043903 | 248.5524 | 0 | 242.51 | -0.00047565 | 248.5524 | 0 | 242.51 | -0.0086717 | 248.5524 | 0 | 346.078 | 0.0001526 | 248.5524 | 0 | 346.078 | 0.00014337 | 248.5523 | 0 | 248.2377 | 0 | 535.1967 | 0.003671 | 248.2377 | 0 | 533.9737 | 0.00032174 | 535.1967 | 0.018488 | 248.2377 | 0 | 248.5524 | 3.4704e-05
|  | 346.1816 | 0 | 248.759 | 0.036425 | 248.4435 | -0.0057874 | 346.1816 | 0.0028225 | 248.759 | 0.012702 | 248.4435 | 0 | 248.4435 | #REF! | 346.1881 | 0.00011009 | 248.759 | 0 | 242.72 | -0.0002399 | 248.759 | 0 | 346.1816 | 0.0026054 | 248.759 | 0 | 242.72 | -0.00059213 | 248.759 | 5.848e-05 | 242.72 | -0.005917 | 248.759 | 0 | 346.1881 | 0.00014302 | 248.759 | 0 | 346.1881 | 0.00013344 | 248.7591 | 0.0063843 | 248.4435 | 0 | 535.3524 | 0.0098031 | 248.4435 | 0 | 534.1304 | 7.1499e-05 | 535.3524 | 0.017373 | 248.4435 | 0 | 248.759 | 8.1564e-05
|  | 346.2952 | 0 | 248.9657 | -0.011702 | 248.6493 | -0.0091583 | 346.2952 | 0.00066254 | 248.9657 | -0.0069737 | 248.6493 | 0 | 248.6493 | #REF! | 346.2983 | 0.0001371 | 248.9657 | 0 | 242.92 | -0.029507 | 248.9657 | 0 | 346.2952 | 0.016252 | 248.9657 | 0 | 242.92 | -0.0035044 | 248.9657 | 0 | 242.92 | -0.010202 | 248.9657 | 0 | 346.2983 | 0.00013575 | 248.9657 | 0 | 346.2983 | 0.00015006 | 248.9657 | 0 | 248.6493 | 0 | 535.508 | 0.0097577 | 248.6493 | 0 | 534.287 | 0 | 535.508 | 0.018349 | 248.6493 | 0 | 248.9657 | 3.3975e-05
|  | 346.4088 | 0 | 249.1725 | 0.0178 | 248.8551 | 0.0086694 | 346.4088 | 0 | 249.1725 | 0.0036688 | 248.8551 | 0 | 248.8551 | #REF! | 346.4084 | 0.00014008 | 249.1725 | 0 | 243.13 | 0.013194 | 249.1725 | 0 | 346.4088 | 0.0065275 | 249.1725 | 0 | 243.13 | 0.0017376 | 249.1725 | 6.1148e-05 | 243.13 | 0.0029585 | 249.1725 | 0 | 346.4084 | 0.00012849 | 249.1725 | 0 | 346.4084 | 0.0001134 | 249.1724 | 0.0098383 | 248.8551 | 0 | 535.6637 | 0.014523 | 248.8551 | 0 | 534.4437 | 7.1499e-05 | 535.6637 | 0.017466 | 248.8551 | 0 | 249.1725 | 9.0702e-05
|  | 346.5224 | 0 | 249.3792 | -0.014983 | 249.061 | -0.0073247 | 346.5224 | 0.0033129 | 249.3792 | -0.018179 | 249.061 | 0 | 249.061 | #REF! | 346.5185 | 0.00015926 | 249.3792 | 0 | 243.34 | -0.024228 | 249.3792 | 0 | 346.5224 | 0.0091919 | 249.3792 | 0 | 243.34 | -0.014454 | 249.3792 | 0 | 243.34 | -0.0062227 | 249.3792 | 0 | 346.5185 | 0.00012221 | 249.3792 | 0 | 346.5185 | 0.00013173 | 249.3792 | 0 | 249.061 | 0 | 535.8194 | 0.0097577 | 249.061 | 0 | 534.6004 | 0.00010725 | 535.8194 | 0.018442 | 249.061 | 0 | 249.3792 | 3.3706e-05
|  | 346.636 | 0.00014814 | 249.5859 | 0.025513 | 249.2669 | -0.0024813 | 346.636 | 0 | 249.5859 | 0.022136 | 249.2669 | 0 | 249.2669 | #REF! | 346.6287 | 0.00014082 | 249.5859 | 0 | 243.54 | 0.0040782 | 249.5859 | 0 | 346.636 | 0.001849 | 249.5859 | 0 | 243.54 | -0.0042033 | 249.5859 | 4.8689e-05 | 243.54 | 0.0057129 | 249.5859 | 0 | 346.6287 | 0.00011428 | 249.5859 | 0 | 346.6287 | 0.00012179 | 249.5859 | 0.0026886 | 249.2669 | 0 | 535.9751 | 0.011255 | 249.2669 | 0 | 534.7571 | 7.1499e-05 | 535.9751 | 0.017605 | 249.2669 | 0 | 249.5859 | 8.8294e-05
|  | 346.7496 | 0 | 249.7927 | 0.0072544 | 249.4728 | -0.044461 | 346.7496 | 0 | 249.7927 | 0.0087706 | 249.4728 | 0 | 249.4728 | #REF! | 346.7388 | 0.00014864 | 249.7927 | 0 | 243.75 | 0.0064771 | 249.7927 | 0 | 346.7496 | 0.0093251 | 249.7927 | 0 | 243.75 | -0.0067659 | 249.7927 | 0 | 243.75 | 0.0031115 | 249.7927 | 0 | 346.7388 | 0.00011775 | 249.7927 | 0 | 346.7388 | 0.00011511 | 249.7927 | 0 | 249.4728 | 0 | 536.1307 | 0.010121 | 249.4728 | 0 | 534.9137 | 0.00010725 | 536.1307 | 0.018349 | 249.4728 | 0 | 249.7927 | 2.4467e-05
|  | 346.8631 | 0.0051848 | 249.9995 | -0.00016197 | 249.6787 | -0.012286 | 346.8631 | 0 | 249.9995 | 0.010547 | 249.6787 | 0 | 249.6787 | #REF! | 346.849 | 0.00013225 | 249.9995 | 0 | 243.96 | -0.013194 | 249.9995 | 0 | 346.8631 | 0.0012187 | 249.9995 | 0 | 243.96 | 0.0015046 | 249.9995 | 4.1467e-05 | 243.96 | -0.0057639 | 249.9995 | 0 | 346.849 | 0.00012997 | 249.9995 | 0 | 346.849 | 0.00011014 | 249.9995 | 0.0039288 | 249.6787 | 0 | 536.2864 | 0.0093947 | 249.6787 | 0 | 535.0704 | 7.1499e-05 | 536.2864 | 0.017187 | 249.6787 | 0 | 249.9995 | 8.3915e-05
|  | 346.9767 | 0 | 250.2063 | 0.0062597 | 249.8846 | -0.010388 | 346.9767 | 0.012418 | 250.2063 | -0.02698 | 249.8846 | 0 | 249.8846 | #REF! | 346.9592 | 0.00013654 | 250.2063 | 0 | 244.16 | -0.030466 | 250.2063 | 0 | 346.9767 | 0 | 250.2063 | 0 | 244.16 | -0.0050185 | 250.2063 | 0 | 244.16 | -0.011732 | 250.2063 | 0 | 346.9592 | 0.00013377 | 250.2063 | 0 | 346.9592 | 7.6741e-05 | 250.2063 | 0 | 249.8846 | 0 | 536.4421 | 0.0087593 | 249.8846 | 0 | 535.2271 | 0.00010725 | 536.4421 | 0.017884 | 249.8846 | 0 | 250.2063 | 3.3128e-05
|  | 347.0903 | 0 | 250.4131 | 0.035263 | 250.0905 | 0.0025443 | 347.0903 | 0 | 250.4131 | -0.0086248 | 250.0905 | 0 | 250.0905 | #REF! | 347.0693 | 0.00012704 | 250.4131 | 0 | 244.37 | 0.0059973 | 250.4131 | 0 | 347.0903 | 0.010568 | 250.4131 | 0 | 244.37 | 0.002553 | 250.4131 | 4.6141e-05 | 244.37 | -0.0076005 | 250.4131 | 0 | 347.0693 | 0.00014038 | 250.4131 | 0 | 347.0693 | 9.6782e-05 | 250.4131 | 0.010432 | 250.0905 | 0 | 536.5978 | 0.016021 | 250.0905 | 0 | 535.3839 | 0 | 536.5978 | 0.016723 | 250.0905 | 0 | 250.4131 | 8.9516e-05
|  | 347.2038 | 0.00071483 | 250.6199 | -0.0076094 | 250.2965 | -0.0028038 | 347.2038 | 0.0016565 | 250.6199 | -0.020385 | 250.2965 | 0 | 250.2965 | #REF! | 347.1795 | 0.00013263 | 250.6199 | 0 | 244.58 | 0.028068 | 250.6199 | 0 | 347.2038 | 0.0069272 | 250.6199 | 0 | 244.58 | -0.0075817 | 250.6199 | 0 | 244.58 | -0.0017853 | 250.6199 | 0 | 347.1795 | 0.00014963 | 250.6199 | 0 | 347.1795 | 8.3421e-05 | 250.6199 | 0 | 250.2965 | 0 | 536.7536 | 0.014024 | 250.2965 | 0 | 535.5406 | 0 | 536.7536 | 0.017791 | 250.2965 | 0 | 250.6199 | 2.0632e-05
|  | 347.3174 | 0 | 250.8268 | 0.027872 | 250.5025 | -0.0020056 | 347.3174 | 0 | 250.8268 | 0.012064 | 250.5025 | 0 | 250.5025 | #REF! | 347.2897 | 0.00012871 | 250.8268 | 0 | 244.78 | 0.041501 | 250.8268 | 0 | 347.3174 | 0.0027314 | 250.8268 | 0 | 244.78 | -0.0042033 | 250.8268 | 3.9972e-05 | 244.78 | 0.0024994 | 250.8268 | 0 | 347.2897 | 0.00015177 | 250.8268 | 0 | 347.2897 | 0.00011014 | 250.8268 | 0.0078912 | 250.5025 | 0 | 536.9093 | 0.012753 | 250.5025 | 0 | 535.6973 | 7.1499e-05 | 536.9093 | 0.017048 | 250.5025 | 0 | 250.8268 | 8.6908e-05
|  | 347.431 | 0.0072224 | 251.0336 | 0.017886 | 250.7085 | -0.021011 | 347.431 | 0.0014908 | 251.0336 | 0.00042305 | 250.7085 | 0 | 250.7085 | #REF! | 347.3999 | 0.00014604 | 251.0336 | 0 | 244.99 | -0.015113 | 251.0336 | 0 | 347.431 | 0.0047513 | 251.0336 | 0 | 244.99 | -0.011309 | 251.0336 | 0 | 244.99 | -0.0023974 | 251.0336 | 0 | 347.3999 | 0.00014764 | 251.0336 | 0 | 347.3999 | 9.6782e-05 | 251.0336 | 0 | 250.7085 | 0 | 537.065 | 0.010529 | 250.7085 | 0 | 535.854 | 0.00010725 | 537.065 | 0.018209 | 250.7085 | 0 | 251.0336 | 2.9036e-05
|  | 347.5445 | 0 | 251.2405 | 0.026738 | 250.9145 | 0.0055641 | 347.5445 | 0 | 251.2405 | 0.0015902 | 250.9145 | 0 | 250.9145 | #REF! | 347.5101 | 0.00014473 | 251.2405 | 0 | 245.19 | 0.016553 | 251.2405 | 0 | 347.5445 | 0 | 251.2405 | 0 | 245.19 | -0.0021065 | 251.2405 | 2.9351e-05 | 245.19 | 0.0031115 | 251.2405 | 0 | 347.5101 | 0.00012601 | 251.2405 | 0 | 347.5101 | 0.00011014 | 251.2405 | 0.0036241 | 250.9145 | 0 | 537.2208 | 0.013706 | 250.9145 | 0 | 536.0108 | 7.1499e-05 | 537.2208 | 0.017187 | 250.9145 | 0 | 251.2405 | 6.9664e-05
|  | 347.6581 | 0 | 251.4474 | -0.0097412 | 251.1205 | 0.01328 | 347.6581 | 0.00082819 | 251.4474 | -0.010587 | 251.1205 | 0 | 251.1205 | #REF! | 347.6203 | 0.00015926 | 251.4474 | 0 | 245.4 | 0.0093559 | 251.4474 | 0 | 347.6581 | 0.0056394 | 251.4474 | 0 | 245.4 | -0.002456 | 251.4474 | 0 | 245.4 | -0.011579 | 251.4474 | 0 | 347.6203 | 0.00013311 | 251.4474 | 0 | 347.6203 | 0.00013173 | 251.4474 | 0 | 251.1205 | 0 | 537.3765 | 0.0086231 | 251.1205 | 0 | 536.1675 | 0.00032174 | 537.3765 | 0.017745 | 251.1205 | 0 | 251.4474 | 2.7251e-05
|  | 347.7716 | 0 | 251.6543 | 0.023285 | 251.3266 | -0.021011 | 347.7716 | 0.0018263 | 251.6543 | 0.023492 | 251.3266 | 0 | 251.3266 | #REF! | 347.7305 | 0.00014753 | 251.6543 | 0 | 245.61 | -0.015113 | 251.6543 | 0 | 347.7716 | 0.0042442 | 251.6543 | 0 | 245.61 | -0.0057175 | 251.6543 | 9.3542e-06 | 245.61 | -0.013874 | 251.6543 | 0 | 347.7305 | 0.00013526 | 251.6543 | 0 | 347.7305 | 0.0001235 | 251.6543 | 0.0078989 | 251.3266 | 0 | 537.5323 | 0.012935 | 251.3266 | 0 | 536.3243 | 7.1499e-05 | 537.5323 | 0.016676 | 251.3266 | 0 | 251.6543 | 8.3683e-05
|  | 347.8852 | 0 | 251.8613 | -0.017607 | 251.5326 | -0.0045032 | 347.8852 | 0.00066254 | 251.8613 | 0.0049982 | 251.5326 | 0 | 251.5326 | #REF! | 347.8407 | 0.00014492 | 251.8613 | 0 | 245.81 | -0.022789 | 251.8613 | 0 | 347.8852 | 0.0036341 | 251.8613 | 0 | 245.81 | -0.0050185 | 251.8613 | 0 | 245.81 | -0.014945 | 251.8613 | 0 | 347.8407 | 0.00015838 | 251.8613 | 0 | 347.8407 | 0.00010346 | 251.8613 | 0 | 251.5326 | 0 | 537.688 | 0.0093947 | 251.5326 | 0 | 536.481 | 0.00010725 | 537.688 | 0.017373 | 251.5326 | 0 | 251.8613 | 3.233e-05
|  | 347.9987 | 0.0066662 | 252.0682 | 0.0080347 | 251.7387 | 0.026447 | 347.9987 | 0.0028225 | 252.0682 | -0.0088828 | 251.7387 | 0 | 251.7387 | #REF! | 347.9509 | 0.00013803 | 252.0682 | 0 | 246.02 | -0.0069569 | 252.0682 | 0 | 347.9987 | 0.0052398 | 252.0682 | 0 | 246.02 | -0.0058343 | 252.0682 | 7.7577e-05 | 246.02 | -0.0025504 | 252.0682 | 0 | 347.9509 | 0.00015524 | 252.0682 | 0 | 347.9509 | 0.00012676 | 252.0682 | 0.0081589 | 251.7387 | 0 | 537.8438 | 0.01829 | 251.7387 | 0 | 536.6378 | 0 | 537.8438 | 0.01663 | 251.7387 | 0 | 252.0682 | 8.7302e-05
|  | 348.1123 | 0.0030813 | 252.2752 | 0.0014864 | 251.9448 | -0.018537 | 348.1123 | 0.0087791 | 252.2752 | 0.0083556 | 251.9448 | 0 | 251.9448 | #REF! | 348.0611 | 0.00016876 | 252.2752 | 0 | 246.23 | 0.0098357 | 252.2752 | 0 | 348.1123 | 0.008437 | 252.2752 | 0 | 246.23 | 0.002786 | 252.2752 | 0 | 246.23 | 0.00035706 | 252.2752 | 0 | 348.0611 | 0.00014682 | 252.2752 | 0 | 348.0611 | 0.00015674 | 252.2752 | 0 | 251.9448 | 0 | 537.9996 | 0.007897 | 251.9448 | 0 | 536.7946 | 0.00032174 | 537.9996 | 0.017327 | 251.9448 | 0 | 252.2752 | 3.5627e-05
|  | 348.2258 | 0 | 252.4821 | 0.02632 | 252.1509 | 0.024017 | 348.2258 | 0.005645 | 252.4821 | -0.015422 | 252.1509 | 0 | 252.1509 | #REF! | 348.1713 | 0.00017565 | 252.4821 | 0 | 246.43 | 0.0059973 | 252.4821 | 0 | 348.2258 | 0.0051066 | 252.4821 | 0 | 246.43 | -0.0014076 | 252.4821 | 6.692e-05 | 246.43 | -0.0028565 | 252.4821 | 0 | 348.1713 | 0.00013063 | 252.4821 | 0 | 348.1713 | 0.00016856 | 252.4821 | 0.0092983 | 252.1509 | 0 | 538.1554 | 0.015385 | 252.1509 | 0 | 536.9514 | 0 | 538.1554 | 0.016537 | 252.1509 | 0 | 252.4821 | 9.1864e-05
|  | 348.3394 | 0 | 252.6891 | -0.016974 | 252.3571 | 0.0061151 | 348.3394 | 0 | 252.6891 | 0.010075 | 252.3571 | 0 | 252.3571 | #REF! | 348.2816 | 0.00017603 | 252.6891 | 0 | 246.64 | -0.0064771 | 252.6891 | 0 | 348.3394 | 0.0024997 | 252.6891 | 0 | 246.64 | -0.011076 | 252.6891 | 0 | 246.64 | -0.0068351 | 252.6891 | 0 | 348.2816 | 0.00012683 | 252.6891 | 0 | 348.2816 | 0.00013173 | 252.6891 | 0 | 252.3571 | 0 | 538.3112 | 0.002873 | 252.3571 | 0 | 537.1081 | 0.00032174 | 538.3112 | 0.017652 | 252.3571 | 0 | 252.6891 | 2.6786e-05
|  | 348.4529 | 0 | 252.8961 | 0.029537 | 252.5632 | 0.018086 | 348.4529 | 0.0031546 | 252.8961 | -0.0074121 | 252.5632 | 0 | 252.5632 | #REF! | 348.3918 | 0.0001479 | 252.8961 | 0 | 246.85 | -0.019431 | 252.8961 | 0 | 348.4529 | 0 | 252.8961 | 0 | 246.85 | -0.00035917 | 252.8961 | 4.4779e-05 | 246.85 | 0.0047948 | 252.8961 | 0 | 348.3918 | 0.00012849 | 252.8961 | 0 | 348.3918 | 0.00011014 | 252.8961 | 0.0057052 | 252.5633 | 0 | 538.467 | 0.015385 | 252.5632 | 0 | 537.2649 | 7.1499e-05 | 538.467 | 0.016816 | 252.5633 | 0 | 252.8961 | 8.6023e-05
|  | 348.5664 | 0 | 253.1032 | 0.015613 | 252.7694 | -0.004702 | 348.5664 | 0.00066254 | 253.1032 | -0.017691 | 252.7694 | 0 | 252.7694 | #REF! | 348.502 | 0.00014231 | 253.1032 | 0 | 247.05 | -0.041501 | 253.1032 | 0 | 348.5664 | 0.0035081 | 253.1032 | 0 | 247.05 | -0.013289 | 253.1032 | 0 | 247.05 | -0.018924 | 253.1032 | 0 | 348.502 | 0.00013261 | 253.1032 | 0 | 348.502 | 9.8495e-05 | 253.1032 | 0 | 252.7694 | 0 | 538.6228 | 0.0055823 | 252.7694 | 0 | 537.4217 | 0.00032174 | 538.6228 | 0.01742 | 252.7694 | 0 | 253.1032 | 1.6142e-05
|  | 348.68 | 0 | 253.3102 | 0.027606 | 252.9756 | 0.02005 | 348.68 | 0 | 253.3102 | 0.019146 | 252.9756 | 0 | 252.9756 | #REF! | 348.6123 | 0.00013616 | 253.3102 | 0 | 247.26 | 0.0079165 | 253.3102 | 0 | 348.68 | 0 | 253.3102 | 0 | 247.26 | -0.0092122 | 253.3102 | 6.4142e-05 | 247.26 | 0.006172 | 253.3102 | 0 | 348.6123 | 0.00012535 | 253.3102 | 0 | 348.6123 | 9.0102e-05 | 253.3102 | 0.010781 | 252.9756 | 0 | 538.7787 | 0.019152 | 252.9756 | 0 | 537.5785 | 0.00028599 | 538.7787 | 0.016305 | 252.9756 | 0 | 253.3102 | 8.7631e-05
|  | 348.7935 | 0.0047082 | 253.5173 | -0.012717 | 253.1818 | 0.0055293 | 348.7935 | 0 | 253.5173 | -0.012184 | 253.1818 | 0 | 253.1818 | #REF! | 348.7226 | 0.00014268 | 253.5173 | 0 | 247.47 | -0.014634 | 253.5173 | 0 | 348.7935 | 0.0080373 | 253.5173 | 0 | 247.47 | -0.0059506 | 253.5173 | 0 | 247.47 | -0.00086717 | 253.5173 | 0 | 348.7226 | 0.00012221 | 253.5173 | 0 | 348.7226 | 8.1708e-05 | 253.5173 | 0 | 253.1818 | 0 | 538.9345 | 0.0075793 | 253.1818 | 0 | 537.7354 | 0.00010725 | 538.9345 | 0.017234 | 253.1818 | 0 | 253.5173 | 2.8133e-05
|  | 348.907 | 0 | 253.7243 | 0.023304 | 253.3881 | -0.0089911 | 348.907 | 0.0026565 | 253.7243 | 0.017902 | 253.3881 | 0 | 253.3881 | #REF! | 348.8328 | 0.00015125 | 253.7243 | 0 | 247.67 | -0.0074367 | 253.7243 | 0 | 348.907 | 0.005373 | 253.7243 | 0 | 247.67 | -0.00094161 | 253.7243 | 2.3349e-05 | 247.67 | -0.0033155 | 253.7243 | 0 | 348.8328 | 0.0001265 | 253.7243 | 0 | 348.8328 | 0.00012505 | 253.7243 | 0.0047725 | 253.388 | 0 | 539.0904 | 0.015703 | 253.3881 | 0 | 537.8922 | 0.00028599 | 539.0904 | 0.016816 | 253.388 | 0 | 253.7243 | 8.1364e-05
|  | 349.0205 | 0 | 253.9314 | -0.010835 | 253.5943 | -0.01788 | 349.0205 | 0.0054662 | 253.9314 | -0.0023013 | 253.5943 | 0 | 253.5943 | #REF! | 348.9431 | 0.00013784 | 253.9314 | 0 | 247.88 | -0.0069569 | 253.9314 | 0 | 349.0205 | 0 | 253.9314 | 0 | 247.88 | -0.0012911 | 253.9314 | 0 | 247.88 | 5.1009e-05 | 253.9314 | 0 | 348.9431 | 0.00013724 | 253.9314 | 0 | 348.9431 | 9.5069e-05 | 253.9314 | 0 | 253.5943 | 0 | 539.2462 | 0.011255 | 253.5943 | 0 | 538.049 | 0.00032174 | 539.2462 | 0.017373 | 253.5943 | 0 | 253.9314 | 2.1758e-05
|  | 349.1341 | 0.0025184 | 254.1385 | 0.039462 | 253.8006 | 0.022355 | 349.1341 | 0.0043167 | 254.1385 | 0.013184 | 253.8006 | 0 | 253.8006 | #REF! | 349.0534 | 0.00012275 | 254.1385 | 0 | 248.09 | 0.0098357 | 254.1385 | 0 | 349.1341 | 0.0044849 | 254.1385 | 0 | 248.09 | -9.7074e-06 | 254.1385 | 6.012e-05 | 248.09 | 0.0028055 | 254.1385 | 0 | 349.0534 | 0.00013294 | 254.1385 | 0 | 349.0534 | 0.00010843 | 254.1385 | 0.010663 | 253.8006 | 0 | 539.4021 | 0.018335 | 253.8006 | 0 | 538.2059 | 0 | 539.4021 | 0.016676 | 253.8006 | 0 | 254.1385 | 9.1798e-05
|  | 349.2476 | 0 | 254.3457 | 0.013936 | 254.0068 | -0.013313 | 349.2476 | 0.0039755 | 254.3457 | -0.012511 | 254.0068 | 0 | 254.0068 | #REF! | 349.1637 | 0.00011567 | 254.3457 | 0 | 248.3 | 0.0059973 | 254.3457 | 0 | 349.2476 | 0.0014915 | 254.3457 | 0 | 248.3 | -0.0001262 | 254.3457 | 0 | 248.3 | -0.0082122 | 254.3457 | 0 | 349.1637 | 0.00013608 | 254.3457 | 0 | 349.1637 | 0.00011837 | 254.3457 | 0 | 254.0068 | 0 | 539.558 | 0.0098939 | 254.0068 | 0 | 538.3627 | 0.00010725 | 539.558 | 0.017466 | 254.0068 | 0 | 254.3457 | 1.3893e-05
|  | 349.3611 | 0.0011851 | 254.5528 | 0.026513 | 254.2131 | 0.024612 | 349.3611 | 0 | 254.5528 | 0.0056969 | 254.2131 | 0 | 254.2131 | #REF! | 349.2739 | 0.0001276 | 254.5528 | 0 | 248.5 | 0.0064771 | 254.5528 | 0 | 349.3611 | 0 | 254.5528 | 0 | 248.5 | -0.002223 | 254.5528 | 5.3385e-05 | 248.5 | 0.0093854 | 254.5528 | 0 | 349.2739 | 0.0001346 | 254.5528 | 0 | 349.2739 | 0.00015177 | 254.5528 | 0.0085473 | 254.2131 | 0 | 539.7138 | 0.0118 | 254.2131 | 0 | 538.5196 | 7.1499e-05 | 539.7138 | 0.016816 | 254.2131 | 0 | 254.5528 | 7.8415e-05
|  | 349.4746 | 0.0087254 | 254.76 | 0.0076245 | 254.4195 | -0.0023553 | 349.4746 | 0.0061289 | 254.76 | -0.0044247 | 254.4195 | 0 | 254.4195 | #REF! | 349.3842 | 0.00013542 | 254.76 | 0 | 248.71 | -0.017992 | 254.76 | 0 | 349.4746 | 0.0043903 | 254.76 | 0 | 248.71 | -0.0021065 | 254.76 | 0 | 248.71 | -0.0091305 | 254.76 | 0 | 349.3842 | 0.000145 | 254.76 | 0 | 349.3842 | 0.00016187 | 254.76 | 0 | 254.4195 | 0 | 539.8697 | 0.0065354 | 254.4195 | 0 | 538.6764 | 0.00010725 | 539.8697 | 0.017652 | 254.4195 | 0 | 254.76 | 1.1023e-05
|  | 349.5881 | 0 | 254.9671 | 0.02015 | 254.6258 | -0.034623 | 349.5881 | 0 | 254.9671 | 0.00043197 | 254.6258 | 0 | 254.6258 | #REF! | 349.4945 | 0.00013616 | 254.9671 | 0 | 248.92 | 0.041023 | 254.9671 | 0 | 349.5881 | 0 | 254.9671 | 0 | 248.92 | 0.0019706 | 254.9671 | 5.9985e-05 | 248.92 | 0.0020403 | 254.9671 | 0 | 349.4945 | 0.00013608 | 254.9671 | 0 | 349.4945 | 9.5069e-05 | 254.9671 | 0.0030999 | 254.6258 | 0 | 540.0256 | 0.012526 | 254.6258 | 0 | 538.8333 | 7.1499e-05 | 540.0256 | 0.016676 | 254.6258 | 0 | 254.9671 | 8.7358e-05
|  | 349.7016 | 0.0020459 | 255.1743 | -0.0095198 | 254.8321 | -0.018988 | 349.7016 | 0 | 255.1743 | -0.0029472 | 254.8321 | 0 | 254.8321 | #REF! | 349.6048 | 0.00014473 | 255.1743 | 0 | 249.12 | -0.02183 | 255.1743 | 0 | 349.7016 | 0.0022476 | 255.1743 | 0 | 249.12 | -0.001757 | 255.1743 | 0 | 249.12 | -0.00025504 | 255.1743 | 0 | 349.6048 | 0.00014005 | 255.1743 | 0 | 349.6048 | 8.1708e-05 | 255.1743 | 0 | 254.8321 | 0 | 540.1815 | 0.0022345 | 254.8321 | 0 | 538.9902 | 0.00010725 | 540.1815 | 0.017605 | 254.8321 | 0 | 255.1743 | 2.6942e-05
|  | 349.8151 | 0.0014814 | 255.3815 | 0.025068 | 255.0385 | 0.010338 | 349.8151 | 0 | 255.3815 | 0.011495 | 255.0385 | 0 | 255.0385 | #REF! | 349.7151 | 0.0001384 | 255.3815 | 0 | 249.33 | -0.017512 | 255.3815 | 0 | 349.8151 | 0.012078 | 255.3815 | 0 | 249.33 | 0.00033976 | 255.3815 | 3.0002e-05 | 249.33 | 0.0017343 | 255.3815 | 0 | 349.7151 | 0.00013261 | 255.3815 | 0 | 349.7151 | 6.6805e-05 | 255.3815 | 0.0074602 | 255.0385 | 0 | 540.3374 | 0.018426 | 255.0385 | 0 | 539.1471 | 7.1499e-05 | 540.3374 | 0.016537 | 255.0385 | 0 | 255.3815 | 7.719e-05
|  | 349.9286 | 0 | 255.5888 | -7.6018e-05 | 255.2449 | -0.0072645 | 349.9286 | 0 | 255.5888 | -0.047143 | 255.2449 | 0 | 255.2449 | #REF! | 349.8254 | 0.00014045 | 255.5888 | 0 | 249.54 | -0.015593 | 255.5888 | 0 | 349.9286 | 0.0030039 | 255.5888 | 0 | 249.54 | -0.002689 | 255.5888 | 0 | 249.54 | -0.0051518 | 255.5888 | 0 | 349.8254 | 0.00014219 | 255.5888 | 0 | 349.8254 | 0.00012008 | 255.5888 | 0 | 255.2449 | 0 | 540.4934 | 0.010711 | 255.2449 | 0 | 539.3039 | 0.00010725 | 540.4934 | 0.017327 | 255.2449 | 0 | 255.5888 | 2.898e-05
|  | 350.0421 | 0 | 255.796 | 0.025285 | 255.4513 | 0.0041755 | 350.0421 | 0 | 255.796 | 0.019716 | 255.4513 | 0 | 255.4513 | #REF! | 349.9358 | 0.0001302 | 255.796 | 0 | 249.74 | 0.011275 | 255.796 | 0 | 350.0421 | 0.0012187 | 255.796 | 0 | 249.74 | 0.0010387 | 255.796 | 3.5385e-05 | 249.74 | 0.0029585 | 255.796 | 0 | 349.9358 | 0.00014005 | 255.796 | 0 | 349.9358 | 0.00012505 | 255.796 | 0.0070821 | 255.4513 | 0 | 540.6493 | 0.0093493 | 255.4513 | 0 | 539.4608 | 0 | 540.6493 | 0.016258 | 255.4513 | 0 | 255.796 | 8.4356e-05
|  | 350.1556 | 0.0051518 | 256.0032 | 0.010379 | 255.6577 | 0.0036205 | 350.1556 | 0.001822 | 256.0032 | -0.015035 | 255.6577 | 0 | 255.6577 | #REF! | 350.0461 | 0.0001479 | 256.0032 | 0 | 249.95 | 0.0079165 | 256.0032 | 0 | 350.1556 | 0.0012394 | 256.0032 | 0 | 249.95 | -0.002456 | 256.0032 | 0 | 249.95 | -0.0091305 | 256.0032 | 0 | 350.0461 | 0.00015029 | 256.0032 | 0 | 350.0461 | 0.00013841 | 256.0032 | 0 | 255.6577 | 0 | 540.8053 | 0.0080785 | 255.6577 | 0 | 539.6178 | 0.00032174 | 540.8053 | 0.017327 | 255.6577 | 0 | 256.0032 | 2.0573e-05
|  | 350.2691 | 0 | 256.2105 | 0.0095389 | 255.8642 | 0.044033 | 350.2691 | 0 | 256.2105 | 0.022227 | 255.8642 | 0 | 255.8642 | #REF! | 350.1564 | 0.00014473 | 256.2105 | 0 | 250.16 | 0.02327 | 256.2105 | 0 | 350.2691 | 0.011323 | 256.2105 | 0 | 250.16 | -0.0075817 | 256.2105 | 9.6792e-05 | 250.16 | -0.00056109 | 256.2105 | 0 | 350.1564 | 0.00013575 | 256.2105 | 0 | 350.1564 | 0.00014012 | 256.2105 | 0.0070394 | 255.8642 | 0 | 540.9612 | 0.010529 | 255.8642 | 0 | 539.7747 | 0 | 540.9612 | 0.016723 | 255.8642 | 0 | 256.2105 | 7.32e-05
|  | 350.3826 | 0.0024896 | 256.4178 | 0.003882 | 256.0706 | -0.021481 | 350.3826 | 0.0099348 | 256.4178 | 0.00052688 | 256.0706 | 0 | 256.0706 | #REF! | 350.2668 | 0.00015312 | 256.4178 | 0 | 250.36 | -0.022311 | 256.4178 | 0 | 350.3826 | 0.0026258 | 256.4178 | 0 | 250.36 | -0.011309 | 256.4178 | 0 | 250.36 | -0.010813 | 256.4178 | 0 | 350.2668 | 0.00013377 | 256.4178 | 0 | 350.2668 | 0.0001235 | 256.4178 | 0 | 256.0706 | 0 | 541.1172 | 0.012299 | 256.0706 | 0 | 539.9316 | 0.00032174 | 541.1172 | 0.017605 | 256.0706 | 0 | 256.4178 | 2.1075e-05
|  | 350.4961 | 0.0077032 | 256.6251 | 0.019326 | 256.2771 | -0.0075483 | 350.4961 | 0 | 256.6251 | 0.018549 | 256.2771 | 0 | 256.2771 | #REF! | 350.3771 | 0.00014362 | 256.6251 | 0 | 250.57 | 0.011755 | 256.6251 | 0 | 350.4961 | 0.0050178 | 256.6251 | 0 | 250.57 | -0.0023395 | 256.6251 | 3.0704e-05 | 250.57 | 0.0041827 | 256.6251 | 0 | 350.3771 | 0.00012072 | 256.6251 | 0 | 350.3771 | 0.00010346 | 256.6251 | 0.0065793 | 256.2771 | 0 | 541.2731 | 0.017382 | 256.2771 | 0 | 540.0885 | 0 | 541.2731 | 0.016584 | 256.2771 | 0 | 256.6251 | 8.4505e-05
|  | 350.6096 | 0.003525 | 256.8324 | -0.012701 | 256.4836 | -0.0019652 | 350.6096 | 0 | 256.8324 | -0.00029877 | 256.4836 | 0 | 256.4836 | #REF! | 350.4875 | 0.00014473 | 256.8324 | 0 | 250.78 | -0.017992 | 256.8324 | 0 | 350.6096 | 0.007016 | 256.8324 | 0 | 250.78 | -0.010261 | 256.8324 | 0 | 250.78 | -0.0079064 | 256.8324 | 0 | 350.4875 | 0.00013526 | 256.8324 | 0 | 350.4875 | 7.006e-05 | 256.8324 | 0 | 256.4836 | 0 | 541.4291 | 0.011891 | 256.4836 | 0 | 540.2454 | 0.00032174 | 541.4291 | 0.017373 | 256.4836 | 0 | 256.8324 | 3.0188e-05
|  | 350.7231 | 0.0054811 | 257.0398 | 0.026723 | 256.6901 | 0.021484 | 350.7231 | 0 | 257.0398 | 0.013426 | 256.6901 | 0 | 256.6901 | #REF! | 350.5978 | 0.00013188 | 257.0398 | 0 | 250.99 | 0.042462 | 257.0398 | 0 | 350.7231 | 0.0026054 | 257.0398 | 0 | 250.99 | -0.0060669 | 257.0398 | 4.8374e-05 | 250.99 | -0.0065293 | 257.0398 | 0 | 350.5978 | 0.00014649 | 257.0398 | 0 | 350.5978 | 9.1815e-05 | 257.0398 | 0.0049068 | 256.6901 | 0 | 541.5851 | 0.014932 | 256.6901 | 0 | 540.4024 | 0.00028599 | 541.5851 | 0.016537 | 256.6901 | 0 | 257.0398 | 9.1254e-05
|  | 350.8366 | 0.00889 | 257.2471 | 0.018765 | 256.8966 | -0.014194 | 350.8366 | 0.0054662 | 257.2471 | -0.0004457 | 256.8966 | 0 | 256.8966 | #REF! | 350.7082 | 0.00013803 | 257.2471 | 0 | 251.19 | -0.016553 | 257.2471 | 0 | 350.8366 | 0 | 257.2471 | 0 | 251.19 | -0.0011746 | 257.2471 | 0 | 251.19 | -0.0086717 | 257.2471 | 0 | 350.7082 | 0.00017341 | 257.2471 | 0 | 350.7082 | 7.5028e-05 | 257.2471 | 0 | 256.8966 | 0 | 541.7411 | 0.015658 | 256.8966 | 0 | 540.5593 | 0.00010725 | 541.7411 | 0.017466 | 256.8966 | 0 | 257.2471 | 3.1004e-05
|  | 350.9501 | 0 | 257.4545 | 0.024435 | 257.1032 | 0.00067991 | 350.9501 | 0 | 257.4545 | 0.0085765 | 257.1032 | 0 | 257.1032 | #REF! | 350.8186 | 0.00014268 | 257.4545 | 0 | 251.4 | -0.00071969 | 257.4545 | 0 | 350.9501 | 0.0012187 | 257.4545 | 0 | 251.4 | -0.00024269 | 257.4545 | 8.1076e-05 | 251.4 | 0.0092325 | 257.4545 | 0 | 350.8186 | 0.00016531 | 257.4545 | 0 | 350.8186 | 9.1815e-05 | 257.4545 | 0.010452 | 257.1032 | 0 | 541.8971 | 0.011891 | 257.1032 | 0 | 540.7163 | 0 | 541.8971 | 0.016537 | 257.1032 | 0 | 257.4545 | 8.4009e-05
|  | 351.0635 | 0.0027855 | 257.6619 | -0.0023099 | 257.3098 | -0.031241 | 351.0635 | 0.0031472 | 257.6619 | -0.010622 | 257.3098 | 0 | 257.3098 | #REF! | 350.9289 | 0.00014268 | 257.6619 | 0 | 251.61 | -0.019431 | 257.6619 | 0 | 351.0635 | 0.0072824 | 257.6619 | 0 | 251.61 | -0.001757 | 257.6619 | 0 | 251.61 | -0.0016323 | 257.6619 | 0 | 350.9289 | 0.00016036 | 257.6619 | 0 | 350.9289 | 0.00010004 | 257.6619 | 0 | 257.3098 | 0 | 542.0531 | 0.0082147 | 257.3098 | 0 | 540.8732 | 0 | 542.0531 | 0.017698 | 257.3098 | 0 | 257.6619 | 3.123e-05
|  | 351.177 | 0.0057774 | 257.8693 | 0.035742 | 257.5163 | 0.0011698 | 351.177 | 0.0013283 | 257.8693 | 0.015329 | 257.5163 | 0 | 257.5163 | #REF! | 351.0393 | 0.00013393 | 257.8693 | 0 | 251.81 | 0.020391 | 257.8693 | 0 | 351.177 | 0.0021011 | 257.8693 | 0 | 251.81 | 0.0051159 | 257.8693 | 4.3605e-05 | 251.81 | 0.0084671 | 257.8693 | 0 | 351.0393 | 0.00013311 | 257.8693 | 0 | 351.0393 | 0.00010843 | 257.8693 | 0.0082379 | 257.5163 | 0 | 542.2091 | 0.018653 | 257.5163 | 0 | 541.0302 | 0.00028599 | 542.2091 | 0.016723 | 257.5163 | 0 | 257.8693 | 8.9623e-05
|  | 351.2905 | 0.0036729 | 258.0767 | 0.0040968 | 257.7229 | 0.0034191 | 351.2905 | 0.0082822 | 258.0767 | 7.081e-05 | 257.7229 | 0 | 257.7229 | #REF! | 351.1497 | 0.00013281 | 258.0767 | 0 | 252.02 | -0.012235 | 258.0767 | 0 | 351.2905 | 0.0028778 | 258.0767 | 0 | 252.02 | -0.00059213 | 258.0767 | 0 | 252.02 | -0.0054579 | 258.0767 | 0 | 351.1497 | 0.00014219 | 258.0767 | 0 | 351.1497 | 0.00010004 | 258.0767 | 0 | 257.7229 | 0 | 542.3651 | 0.012617 | 257.7229 | 0 | 541.1872 | 0 | 542.3651 | 0.01728 | 257.7229 | 0 | 258.0767 | 2.0504e-05
|  | 351.404 | 0.0081476 | 258.2841 | 0.035264 | 257.9296 | -0.024277 | 351.404 | 0.01366 | 258.2841 | -0.0020602 | 257.9296 | 0 | 257.9296 | #REF! | 351.2601 | 0.00014175 | 258.2841 | 0 | 252.23 | -0.0098357 | 258.2841 | 0 | 351.404 | 0.010036 | 258.2841 | 0 | 252.23 | 0.0069796 | 258.2841 | 3.246e-05 | 252.23 | 0.0093854 | 258.2841 | 0 | 351.2601 | 0.00013757 | 258.2841 | 0 | 351.2601 | 9.0102e-05 | 258.2841 | 0.011147 | 257.9296 | 0 | 542.5212 | 0.0098031 | 257.9296 | 0 | 541.3442 | 7.1499e-05 | 542.5212 | 0.01598 | 257.9296 | 0 | 258.2841 | 8.4436e-05
|  | 351.5174 | 0.0073704 | 258.4916 | 0.0051787 | 258.1362 | 0.01485 | 351.5174 | 0.0039755 | 258.4916 | -0.00060623 | 258.1362 | 0 | 258.1362 | #REF! | 351.3705 | 0.00015349 | 258.4916 | 0 | 252.44 | 0.0031186 | 258.4916 | 0 | 351.5174 | 0.0028778 | 258.4916 | 0 | 252.44 | -0.0050185 | 258.4916 | 0 | 252.44 | 0.0057129 | 258.4916 | 0 | 351.3705 | 0.00015689 | 258.4916 | 0 | 351.3705 | 0.00010004 | 258.4916 | 0 | 258.1362 | 0 | 542.6772 | 0.0072616 | 258.1362 | 0 | 541.5012 | 0.00010725 | 542.6772 | 0.016491 | 258.1362 | 0 | 258.4916 | 4.0537e-05
|  | 351.6309 | 0.0047404 | 258.699 | 0.01849 | 258.3428 | -0.010626 | 351.6309 | 0 | 258.699 | 0.035924 | 258.3428 | 0 | 258.3428 | #REF! | 351.4809 | 0.00015312 | 258.699 | 0 | 252.64 | 0.0079165 | 258.699 | 0 | 351.6309 | 0.0042442 | 258.699 | 0 | 252.64 | -0.0037373 | 258.699 | 3.6951e-05 | 252.64 | 0.00081613 | 258.699 | 0 | 351.4809 | 0.00013608 | 258.699 | 0 | 351.4809 | 7.9995e-05 | 258.699 | 0.0072165 | 258.3428 | 0 | 542.8333 | 0.009667 | 258.3428 | 0 | 541.6581 | 0.00050049 | 542.8333 | 0.01584 | 258.3428 | 0 | 258.699 | 7.7194e-05
|  | 351.7444 | 0.0069267 | 258.9065 | 0.015626 | 258.5495 | -0.00082641 | 351.7444 | 0 | 258.9065 | -0.016165 | 258.5495 | 0 | 258.5495 | #REF! | 351.5913 | 0.00014492 | 258.9065 | 0 | 252.85 | -0.017992 | 258.9065 | 0 | 351.7444 | 0.0021216 | 258.9065 | 0 | 252.85 | -0.010261 | 258.9065 | 0 | 252.85 | 0.0012752 | 258.9065 | 0 | 351.5913 | 0.0001412 | 258.9065 | 0 | 351.5913 | 8.5134e-05 | 258.9065 | 0 | 258.5495 | 0 | 542.9893 | 0.0074431 | 258.5495 | 0 | 541.8152 | 0 | 542.9893 | 0.016955 | 258.5495 | 0 | 258.9065 | 3.7851e-05
|  | 351.8578 | 0.0045922 | 259.114 | 0.039871 | 258.7562 | 0.0053457 | 351.8578 | 0.0018263 | 259.114 | 0.017173 | 258.7562 | 0 | 258.7562 | #REF! | 351.7017 | 0.00011698 | 259.114 | 0 | 253.06 | 0.002159 | 259.114 | 0 | 351.8578 | 0.0051066 | 259.114 | 0 | 253.06 | -0.0030384 | 259.114 | 3.4114e-05 | 253.06 | -0.00086717 | 259.114 | 0 | 351.7017 | 0.00014071 | 259.114 | 0 | 351.7017 | 7.6741e-05 | 259.114 | 0.0080768 | 258.7562 | 0 | 543.1454 | 0.013343 | 258.7562 | 0 | 541.9722 | 0 | 543.1454 | 0.016537 | 258.7562 | 0 | 259.114 | 8.7404e-05
|  | 351.9713 | 0.0051518 | 259.3215 | 0.015775 | 258.9629 | -0.01344 | 351.9713 | 0.0036442 | 259.3215 | 0.0015692 | 258.9629 | 0 | 258.9629 | #REF! | 351.8121 | 0.0001153 | 259.3215 | 0 | 253.26 | 0.037664 | 259.3215 | 0 | 351.9713 | 0.0054174 | 259.3215 | 0 | 253.26 | -0.0001262 | 259.3215 | 0 | 253.26 | -0.0076005 | 259.3215 | 0 | 351.8121 | 0.00013988 | 259.3215 | 0 | 351.8121 | 0.00010004 | 259.3215 | 0 | 258.9629 | 0 | 543.3015 | 0.013343 | 258.9629 | 0 | 542.1292 | 0 | 543.3015 | 0.017559 | 258.9629 | 0 | 259.3215 | 2.8247e-05
|  | 352.0847 | 0.004296 | 259.5291 | 0.023991 | 259.1696 | 0.004004 | 352.0847 | 0 | 259.5291 | 0.0057498 | 259.1696 | 0 | 259.1696 | #REF! | 351.9225 | 0.00012629 | 259.5291 | 0 | 253.47 | 0.010795 | 259.5291 | 0 | 352.0847 | 0 | 259.5291 | 0 | 253.47 | 0.0053486 | 259.5291 | 6.2947e-05 | 253.47 | 0.0020403 | 259.5291 | 0 | 351.9225 | 0.00013658 | 259.5291 | 0 | 351.9225 | 0.00012179 | 259.529 | 0.0067887 | 259.1696 | 0 | 543.4575 | 0.020832 | 259.1696 | 0 | 542.2862 | 0.00028599 | 543.4575 | 0.016537 | 259.1696 | 0 | 259.5291 | 7.1521e-05
|  | 352.1982 | 0.007814 | 259.7366 | 0.0083015 | 259.3764 | 0.013097 | 352.1982 | 0 | 259.7366 | -0.0312 | 259.3764 | 0 | 259.3764 | #REF! | 352.033 | 0.00014529 | 259.7366 | 0 | 253.68 | -0.0055175 | 259.7366 | 0 | 352.1982 | 0.0024997 | 259.7366 | 0 | 253.68 | -0.0060669 | 259.7366 | 0 | 253.68 | -0.0077534 | 259.7366 | 0 | 352.033 | 0.00013146 | 259.7366 | 0 | 352.033 | 0.00014012 | 259.7366 | 0 | 259.3764 | 0 | 543.6136 | 0.010302 | 259.3764 | 0 | 542.4432 | 0.00010725 | 543.6136 | 0.017095 | 259.3764 | 0 | 259.7366 | 3.5195e-05
|  | 352.3116 | 0.0097955 | 259.9442 | 0.02493 | 259.5831 | 0.0017499 | 352.3116 | 0.0034866 | 259.9442 | 0.0036944 | 259.5831 | 0 | 259.5831 | #REF! | 352.1434 | 0.00016224 | 259.9442 | 0 | 253.89 | 0.024228 | 259.9442 | 0 | 352.3116 | 0.00071442 | 259.9442 | 0 | 253.89 | 0.0047664 | 259.9442 | 6.1715e-05 | 253.89 | -0.0027035 | 259.9442 | 0 | 352.1434 | 0.00014351 | 259.9442 | 0 | 352.1434 | 0.00012847 | 259.9442 | 0.0091721 | 259.5831 | 0 | 543.7697 | 0.011255 | 259.5831 | 0 | 542.6003 | 0 | 543.7697 | 0.016165 | 259.5831 | 0 | 259.9442 | 8.9648e-05
|  | 352.4251 | 0.009137 | 260.1518 | -0.0060735 | 259.7899 | -0.010575 | 352.4251 | 0.002319 | 260.1518 | -0.022144 | 259.7899 | 0 | 259.7899 | #REF! | 352.2539 | 0.00015908 | 260.1517 | 0 | 254.09 | -0.011755 | 260.1517 | 0 | 352.4251 | 0.00023106 | 260.1517 | 0 | 254.09 | -0.01061 | 260.1518 | 0 | 254.09 | -0.010049 | 260.1517 | 0 | 352.2539 | 0.00012683 | 260.1517 | 0 | 352.2539 | 0.00011511 | 260.1518 | 0 | 259.7899 | 0 | 543.9258 | 0.013162 | 259.7899 | 0 | 542.7573 | 0.00010725 | 543.9258 | 0.017048 | 259.7899 | 0 | 260.1518 | 2.717e-05
|  | 352.5385 | 0.020579 | 260.3593 | 0.036599 | 259.9967 | -0.0095772 | 352.5385 | 0.0086336 | 260.3593 | 0.0064287 | 259.9967 | 0 | 259.9967 | #REF! | 352.3643 | 0.0001561 | 260.3593 | 0 | 254.3 | 0.027109 | 260.3593 | 0 | 352.5385 | 0.0027314 | 260.3593 | 0 | 254.3 | -0.0028054 | 260.3593 | 3.4271e-05 | 254.3 | -0.0028565 | 260.3593 | 0 | 352.3643 | 0.00011461 | 260.3593 | 0 | 352.3643 | 0.00012847 | 260.3593 | 0.0075011 | 259.9967 | 0 | 544.082 | 0.012617 | 259.9967 | 0 | 542.9144 | 0 | 544.082 | 0.016398 | 259.9967 | 0 | 260.3593 | 9.2363e-05
|  | 352.652 | 0.016216 | 260.567 | 0.0078436 | 260.2035 | -0.012282 | 352.652 | 0.0049694 | 260.567 | 0.00021528 | 260.2035 | 0 | 260.2035 | #REF! | 352.4748 | 0.00015777 | 260.567 | 0 | 254.51 | -0.027587 | 260.567 | 0 | 352.652 | 0.0012394 | 260.567 | 0 | 254.51 | 0.0033685 | 260.567 | 0 | 254.51 | -0.00010202 | 260.567 | 0 | 352.4748 | 0.00011775 | 260.567 | 0 | 352.4748 | 0.00011014 | 260.567 | 0 | 260.2035 | 0 | 544.2381 | 0.012209 | 260.2035 | 0 | 543.0714 | 0 | 544.2381 | 0.016955 | 260.2035 | 0 | 260.567 | 2.5279e-05
|  | 352.7654 | 0.01671 | 260.7746 | 0.022099 | 260.4103 | 0.01475 | 352.7654 | 0 | 260.7746 | 0.011535 | 260.4103 | 0 | 260.4103 | #REF! | 352.5852 | 0.00015647 | 260.7746 | 0 | 254.72 | 0.0093559 | 260.7746 | 0 | 352.7654 | 0.0044849 | 260.7746 | 0 | 254.72 | 0.003485 | 260.7746 | 4.6049e-05 | 254.72 | 0.0078554 | 260.7746 | 0 | 352.5852 | 0.00012386 | 260.7746 | 0 | 352.5852 | 0.00010843 | 260.7746 | 0.0071385 | 260.4103 | 0 | 544.3942 | 0.019561 | 260.4103 | 0 | 543.2285 | 0.00028599 | 544.3942 | 0.016119 | 260.4103 | 0 | 260.7746 | 9.2556e-05
|  | 352.8789 | 0.025847 | 260.9822 | -0.015545 | 260.6172 | -0.016837 | 352.8789 | 0.00082819 | 260.9822 | -0.022159 | 260.6172 | 0 | 260.6172 | #REF! | 352.6957 | 0.00015647 | 260.9822 | 0 | 254.92 | -0.0093559 | 260.9822 | 0 | 352.8789 | 0.0059059 | 260.9822 | 0 | 254.92 | -0.0072322 | 260.9822 | 0 | 254.92 | -0.0048458 | 260.9822 | 0 | 352.6957 | 0.00015177 | 260.9822 | 0 | 352.6957 | 8.8389e-05 | 260.9822 | 0 | 260.6172 | 0 | 544.5504 | 0.012072 | 260.6172 | 0 | 543.3856 | 0.00010725 | 544.5504 | 0.016816 | 260.6172 | 0 | 260.9822 | 2.0562e-05
|  | 352.9923 | 0.028563 | 261.1899 | 0.02486 | 260.8241 | 0.025688 | 352.9923 | 0.0058111 | 261.1899 | 0.013957 | 260.8241 | 0 | 260.8241 | #REF! | 352.8062 | 0.00014362 | 261.1899 | 0 | 255.13 | -0.0083963 | 261.1899 | 0 | 352.9923 | 0.0013447 | 261.1899 | 0 | 255.13 | -0.002689 | 261.1899 | 5.9707e-05 | 255.13 | 0.0047948 | 261.1899 | 0 | 352.8062 | 0.0001341 | 261.1899 | 0 | 352.8062 | 0.00013173 | 261.1899 | 0.0055146 | 260.8241 | 0 | 544.7065 | 0.014115 | 260.8241 | 0 | 543.5427 | 7.1499e-05 | 544.7065 | 0.016212 | 260.8241 | 0 | 261.1899 | 8.1738e-05
|  | 353.1057 | 0.031197 | 261.3976 | -0.016049 | 261.0309 | -0.022245 | 353.1057 | 0.0087791 | 261.3976 | 0.0048405 | 261.0309 | 0 | 261.0309 | #REF! | 352.9166 | 0.00014566 | 261.3976 | 0 | 255.34 | 0.0083963 | 261.3976 | 0 | 353.1057 | 0.011323 | 261.3976 | 0 | 255.34 | -0.00094161 | 261.3976 | 0 | 255.34 | -0.0080593 | 261.3976 | 0 | 352.9166 | 0.00014302 | 261.3976 | 0 | 352.9166 | 0.00016856 | 261.3976 | 0 | 261.0309 | 0 | 544.8627 | 0.01357 | 261.0309 | 0 | 543.6997 | 0.00010725 | 544.8627 | 0.017002 | 261.0309 | 0 | 261.3976 | 1.8974e-05
|  | 353.2192 | 0.034819 | 261.6053 | 0.02208 | 261.2378 | 0.046113 | 353.2192 | 0 | 261.6053 | 0.02508 | 261.2378 | 0 | 261.2378 | #REF! | 353.0271 | 0.00013747 | 261.6053 | 0 | 255.54 | 0.0088761 | 261.6053 | 0 | 353.2192 | 0.001975 | 261.6053 | 0 | 255.54 | -0.0043198 | 261.6053 | 9.2297e-05 | 255.54 | -0.0030095 | 261.6053 | 0 | 353.0271 | 0.00012386 | 261.6053 | 0 | 353.0271 | 0.00015348 | 261.6053 | 0.01065 | 261.2378 | 0 | 545.0189 | 0.013797 | 261.2378 | 0 | 543.8568 | 7.1499e-05 | 545.0189 | 0.015887 | 261.2378 | 0 | 261.6053 | 8.3077e-05
|  | 353.3326 | 0.028234 | 261.813 | 0.0034632 | 261.4448 | -0.00058122 | 353.3326 | 0.0011595 | 261.813 | -0.0073762 | 261.4448 | 0 | 261.4448 | #REF! | 353.1376 | 0.00013132 | 261.813 | 0 | 255.75 | -0.024228 | 261.813 | 0 | 353.3326 | 0.0074157 | 261.813 | 0 | 255.75 | 0.003019 | 261.813 | 0 | 255.75 | 0.0087736 | 261.813 | 0 | 353.1376 | 0.00014682 | 261.813 | 0 | 353.1376 | 0.0001235 | 261.813 | 0 | 261.4448 | 0 | 545.175 | 0.014614 | 261.4448 | 0 | 544.014 | 0 | 545.175 | 0.016816 | 261.4448 | 0 | 261.813 | 2.1527e-05
|  | 353.446 | 0.037206 | 262.0207 | 0.0161 | 261.6517 | 0.0042421 | 353.446 | 0 | 262.0207 | 0.01439 | 261.6517 | 0 | 261.6517 | #REF! | 353.2481 | 0.00012182 | 262.0207 | 0 | 255.96 | 0.015593 | 262.0207 | 0 | 353.446 | 0.0051066 | 262.0207 | 0 | 255.96 | 0.00057274 | 262.0207 | 5.8809e-05 | 255.96 | 0.0011222 | 262.0207 | 0 | 353.2481 | 0.00013427 | 262.0207 | 0 | 353.2481 | 0.0001134 | 262.0207 | 0.0098531 | 261.6517 | 0 | 545.3312 | 0.015159 | 261.6517 | 0 | 544.1711 | 0 | 545.3312 | 0.015654 | 261.6517 | 0 | 262.0207 | 9.2701e-05
|  | 353.5594 | 0.042145 | 262.2284 | 0.0060197 | 261.8586 | 0.012007 | 353.5594 | 0.0054662 | 262.2284 | -0.01504 | 261.8586 | 0 | 261.8586 | #REF! | 353.3586 | 0.00011977 | 262.2284 | 0 | 256.17 | 0.0098357 | 262.2284 | 0 | 353.5594 | 0.005151 | 262.2284 | 0 | 256.17 | -0.0060669 | 262.2284 | 0 | 256.17 | -0.0025504 | 262.2284 | 0 | 353.3586 | 0.00014583 | 262.2284 | 0 | 353.3586 | 0.00010672 | 262.2284 | 0 | 261.8586 | 0 | 545.4874 | 0.0082147 | 261.8586 | 0 | 544.3282 | 0.00010725 | 545.4874 | 0.016862 | 261.8586 | 0 | 262.2284 | 3.5089e-05
|  | 353.6729 | 0.051859 | 262.4362 | 0.016579 | 262.0656 | 0.016381 | 353.6729 | 0 | 262.4362 | 0.02468 | 262.0656 | 0 | 262.0656 | #REF! | 353.4691 | 0.00013356 | 262.4362 | 0 | 256.37 | 0.0093559 | 262.4362 | 0 | 353.6729 | 0.0013447 | 262.4362 | 0 | 256.37 | -0.001524 | 262.4362 | 3.5309e-05 | 256.37 | 0.0073959 | 262.4362 | 0 | 353.4691 | 0.00013839 | 262.4362 | 0 | 353.4691 | 0.00015519 | 262.4362 | 0.0079605 | 262.0656 | 0 | 545.6436 | 0.019379 | 262.0656 | 0 | 544.4853 | 0 | 545.6436 | 0.01584 | 262.0656 | 0 | 262.4362 | 8.4524e-05
|  | 353.7863 | 0.061654 | 262.644 | 0.0072216 | 262.2726 | 0.00089281 | 353.7863 | 0.0064601 | 262.644 | -0.00042122 | 262.2726 | 0 | 262.2726 | #REF! | 353.5796 | 0.00015796 | 262.644 | 0 | 256.58 | -0.018952 | 262.644 | 0 | 353.7863 | 0.0036341 | 262.644 | 0 | 256.58 | -0.00199 | 262.644 | 0 | 256.58 | 5.1009e-05 | 262.644 | 0 | 353.5796 | 0.00015607 | 262.644 | 0 | 353.5796 | 0.00015674 | 262.644 | 0 | 262.2726 | 0 | 545.7998 | 0.0118 | 262.2726 | 0 | 544.6424 | 0.00010725 | 545.7998 | 0.016955 | 262.2726 | 0 | 262.644 | 2.4656e-05
|  | 353.8997 | 0.056139 | 262.8517 | 0.032637 | 262.4796 | -0.0050857 | 353.8997 | 0.0031546 | 262.8517 | 0.020003 | 262.4796 | 0 | 262.4796 | #REF! | 353.6901 | 0.00017957 | 262.8518 | 0 | 256.79 | -0.012714 | 262.8518 | 0 | 353.8997 | 0.010568 | 262.8518 | 0 | 256.79 | 0.00092222 | 262.8517 | 3.0502e-05 | 256.79 | 0.0047948 | 262.8518 | 0 | 353.6901 | 0.00015375 | 262.8518 | 0 | 353.6901 | 0.0001701 | 262.8517 | 0.0081653 | 262.4796 | 0 | 545.9561 | 0.0066262 | 262.4796 | 0 | 544.7996 | 7.1499e-05 | 545.9561 | 0.015701 | 262.4796 | 0 | 262.8517 | 9.0654e-05
|  | 354.0131 | 0.083961 | 263.0596 | 0.0039756 | 262.6866 | -0.020083 | 354.0131 | 0.0091104 | 263.0596 | -0.012496 | 262.6866 | 0 | 262.6866 | #REF! | 353.8007 | 0.00016094 | 263.0596 | 0 | 257 | -0.018952 | 263.0596 | 0 | 354.0131 | 0.0052842 | 263.0596 | 0 | 257 | 0.0012716 | 263.0596 | 0 | 257 | 0.0047948 | 263.0596 | 0 | 353.8007 | 0.00014335 | 263.0596 | 0 | 353.8007 | 0.0001468 | 263.0596 | 0 | 262.6866 | 0 | 546.1123 | 0.0085324 | 262.6866 | 0 | 544.9567 | 0 | 546.1123 | 0.016305 | 262.6866 | 0 | 263.0596 | 2.5108e-05
|  | 354.1265 | 0.099437 | 263.2674 | 0.019057 | 262.8937 | 0.018403 | 354.1265 | 0 | 263.2674 | -0.008371 | 262.8937 | 0 | 262.8937 | #REF! | 353.9112 | 0.00013095 | 263.2674 | 0 | 257.2 | -0.017992 | 263.2674 | 0 | 354.1265 | 0 | 263.2674 | 0 | 257.2 | 0.0038344 | 263.2674 | 4.458e-05 | 257.2 | 0.0044887 | 263.2674 | 0 | 353.9112 | 0.00012882 | 263.2674 | 0 | 353.9112 | 0.00013687 | 263.2674 | 0.0089196 | 262.8937 | 0 | 546.2685 | 0.0094854 | 262.8937 | 0 | 545.1139 | 7.1499e-05 | 546.2685 | 0.015376 | 262.8937 | 0 | 263.2674 | 9.1745e-05
|  | 354.2399 | 0.11384 | 263.4752 | 0.0028787 | 263.1007 | 0.014975 | 354.2399 | 0 | 263.4752 | -0.0082498 | 263.1007 | 0 | 263.1007 | #REF! | 354.0217 | 0.00012052 | 263.4752 | 0 | 257.41 | -0.040542 | 263.4752 | 0 | 354.2399 | 0 | 263.4752 | 0 | 257.41 | -0.0029219 | 263.4752 | 0 | 257.41 | -0.0057639 | 263.4752 | 0 | 354.0217 | 0.00012238 | 263.4752 | 0 | 354.0217 | 0.00011511 | 263.4752 | 0 | 263.1007 | 0 | 546.4248 | 0.011346 | 263.1007 | 0 | 545.271 | 0.00032174 | 546.4248 | 0.016305 | 263.1007 | 0 | 263.4752 | 3.204e-05
|  | 354.3533 | 0.11656 | 263.6831 | 0.021636 | 263.3078 | 0.0047626 | 354.3533 | 0 | 263.6831 | 0.022355 | 263.3078 | 0 | 263.3078 | #REF! | 354.1323 | 0.0001302 | 263.6831 | 0 | 257.62 | -0.0079165 | 263.6831 | 0 | 354.3533 | 0 | 263.6831 | 0 | 257.62 | -0.0042033 | 263.6831 | 4.8407e-05 | 257.62 | 0.0063253 | 263.6831 | 0 | 354.1323 | 0.00013146 | 263.6831 | 0 | 354.1323 | 9.1815e-05 | 263.6831 | 0.0069772 | 263.3078 | 0 | 546.581 | 0.014432 | 263.3078 | 0 | 545.4282 | 0 | 546.581 | 0.015933 | 263.3078 | 0 | 263.6831 | 7.0167e-05
|  | 354.4667 | 0.13072 | 263.891 | 0.0089589 | 263.5149 | 0.00058553 | 354.4667 | 0.0053006 | 263.891 | -0.008798 | 263.5149 | 0 | 263.5149 | #REF! | 354.2428 | 0.00014697 | 263.8909 | 0 | 257.83 | -0.028548 | 263.8909 | 0 | 354.4667 | 0.0011133 | 263.8909 | 0 | 257.83 | -0.0063001 | 263.891 | 0 | 257.83 | -0.0027035 | 263.8909 | 0 | 354.2428 | 0.00014302 | 263.8909 | 0 | 354.2428 | 3.3403e-05 | 263.891 | 0 | 263.5149 | 0 | 546.7373 | 0.013797 | 263.5149 | 0 | 545.5854 | 0.00032174 | 546.7373 | 0.017048 | 263.5149 | 0 | 263.891 | 3.1832e-05
|  | 354.5802 | 0.15187 | 264.0988 | 0.023386 | 263.722 | 0.051277 | 354.5802 | 0.00049804 | 264.0988 | 0.0068877 | 263.722 | 0 | 263.722 | #REF! | 354.3534 | 0.00013877 | 264.0988 | 0 | 258.04 | -0.013194 | 264.0988 | 0 | 354.5802 | 0.0023533 | 264.0988 | 0 | 258.04 | -0.0044363 | 264.0988 | 6.7805e-05 | 258.04 | -0.0040807 | 264.0988 | 0 | 354.3534 | 0.00015078 | 264.0988 | 0 | 354.3534 | 5.0018e-05 | 264.0989 | 0.01075 | 263.722 | 0 | 546.8936 | 0.015567 | 263.722 | 0 | 545.7426 | 0 | 546.8936 | 0.016305 | 263.722 | 0 | 264.0988 | 8.8251e-05
|  | 354.6936 | 0.19443 | 264.3067 | 0.0023806 | 263.9291 | 0.013337 | 354.6936 | 0.0026503 | 264.3067 | 0.00040025 | 263.9291 | 0 | 263.9291 | #REF! | 354.4639 | 0.00012443 | 264.3067 | 0 | 258.24 | -0.041023 | 264.3067 | 0 | 354.6936 | 0 | 264.3067 | 0 | 258.24 | -0.0081638 | 264.3067 | 0 | 258.24 | 0.0014282 | 264.3067 | 0 | 354.4639 | 0.0001592 | 264.3067 | 0 | 354.4639 | 7.9995e-05 | 264.3067 | 0 | 263.9291 | 0 | 547.0498 | 0.0093947 | 263.9291 | 0 | 545.8997 | 0.00032174 | 547.0498 | 0.016816 | 263.9291 | 0 | 264.3067 | 3.2462e-05
|  | 354.8069 | 0.20398 | 264.5146 | 0.013456 | 264.1363 | 0.030585 | 354.8069 | 0 | 264.5146 | 0.0079686 | 264.1363 | 0 | 264.1363 | #REF! | 354.5745 | 0.00012704 | 264.5147 | 0 | 258.45 | 0.026148 | 264.5147 | 0 | 354.8069 | 0.0077709 | 264.5147 | 0 | 258.45 | -0.0042033 | 264.5146 | 7.6148e-05 | 258.45 | -0.0027035 | 264.5147 | 0 | 354.5745 | 0.00014186 | 264.5147 | 0 | 354.5745 | 0.00012676 | 264.5147 | 0.0087023 | 264.1363 | 0 | 547.2061 | 0.017155 | 264.1363 | 0 | 546.0569 | 0.00050049 | 547.2061 | 0.015701 | 264.1363 | 0 | 264.5146 | 8.2307e-05
|  | 354.9203 | 0.24744 | 264.7226 | 0.0094146 | 264.3434 | -0.021652 | 354.9203 | 0.0041411 | 264.7226 | -0.014324 | 264.3434 | 0 | 264.3434 | #REF! | 354.6851 | 0.0001384 | 264.7226 | 0 | 258.66 | -0.024228 | 264.7226 | 0 | 354.9203 | 0.0075489 | 264.7226 | 0 | 258.66 | -0.0051353 | 264.7226 | 0 | 258.66 | 0.0020403 | 264.7226 | 0 | 354.6851 | 0.00014996 | 264.7226 | 0 | 354.6851 | 0.00013173 | 264.7226 | 0 | 264.3435 | 0 | 547.3624 | 0.013162 | 264.3434 | 0 | 546.2141 | 0.00032174 | 547.3624 | 0.016444 | 264.3435 | 0 | 264.7226 | 3.3922e-05
|  | 355.0337 | 0.2597 | 264.9305 | 0.02751 | 264.5506 | 0.019105 | 355.0337 | 0 | 264.9305 | 0.0028303 | 264.5506 | 0 | 264.5506 | #REF! | 354.7956 | 0.0001479 | 264.9305 | 0 | 258.87 | -0.00071969 | 264.9305 | 0 | 355.0337 | 0.0022272 | 264.9305 | 0 | 258.87 | -0.0029219 | 264.9305 | 8.5791e-05 | 258.87 | 0.0086207 | 264.9305 | 0 | 354.7956 | 0.00013261 | 264.9305 | 0 | 354.7956 | 0.00011014 | 264.9305 | 0.008459 | 264.5506 | 0 | 547.5187 | 0.017473 | 264.5506 | 0 | 546.3713 | 0 | 547.5187 | 0.015562 | 264.5506 | 0 | 264.9305 | 9.1425e-05
|  | 355.1471 | 0.29049 | 265.1385 | 0.0077146 | 264.7578 | -0.037766 | 355.1471 | 0.013278 | 265.1385 | -0.022325 | 264.7578 | 0 | 264.7578 | #REF! | 354.9062 | 0.00014101 | 265.1385 | 0 | 259.07 | -0.0035984 | 265.1385 | 0 | 355.1471 | 0.0066608 | 265.1385 | 0 | 259.07 | -0.0023395 | 265.1385 | 0 | 259.07 | -0.0033155 | 265.1385 | 0 | 354.9062 | 0.00015656 | 265.1385 | 0 | 354.9062 | 8.1708e-05 | 265.1385 | 0 | 264.7578 | 0 | 547.675 | 0.014841 | 264.7578 | 0 | 546.5286 | 0 | 547.675 | 0.016584 | 264.7578 | 0 | 265.1385 | 2.8138e-05
|  | 355.2605 | 0.3412 | 265.3465 | 0.02129 | 264.965 | 0.0077924 | 355.2605 | 0.00099619 | 265.3465 | 0.04113 | 264.965 | 0 | 264.965 | #REF! | 355.0168 | 0.00014213 | 265.3465 | 0 | 259.28 | 0.041501 | 265.3465 | 0 | 355.2605 | 0.0058615 | 265.3465 | 0 | 259.28 | -0.00199 | 265.3465 | 4.8547e-05 | 259.28 | -0.0092835 | 265.3465 | 0 | 355.0168 | 0.00013757 | 265.3465 | 0 | 355.0168 | 0.00011837 | 265.3465 | 0.0020781 | 264.9651 | 0 | 547.8314 | 0.014523 | 264.965 | 0 | 546.6858 | 7.1499e-05 | 547.8314 | 0.015515 | 264.9651 | 0 | 265.3465 | 7.7508e-05
|  | 355.3739 | 0.35585 | 265.5545 | 0.015334 | 265.1723 | -0.038642 | 355.3739 | 0.0082822 | 265.5545 | 0.015702 | 265.1723 | 0 | 265.1723 | #REF! | 355.1274 | 0.00014883 | 265.5545 | 0 | 259.49 | -0.0093559 | 265.5545 | 0 | 355.3739 | 0 | 265.5545 | 0 | 259.49 | -0.0079311 | 265.5545 | 0 | 259.49 | -0.0094364 | 265.5545 | 0 | 355.1274 | 0.00014963 | 265.5545 | 0 | 355.1274 | 0.00012847 | 265.5545 | 0 | 265.1723 | 0 | 547.9877 | 0.0086231 | 265.1723 | 0 | 546.843 | 0.00032174 | 547.9877 | 0.016165 | 265.1723 | 0 | 265.5545 | 2.9442e-05
|  | 355.4873 | 0.39297 | 265.7625 | 0.03251 | 265.3795 | 0.011027 | 355.4873 | 0.0038187 | 265.7625 | 0.0122 | 265.3795 | 0 | 265.3795 | #REF! | 355.238 | 0.00015386 | 265.7625 | 0 | 259.7 | 0.031905 | 265.7625 | 0 | 355.4873 | 0 | 265.7625 | 0 | 259.7 | -0.00199 | 265.7625 | 2.5848e-05 | 259.7 | -0.0011732 | 265.7625 | 0 | 355.238 | 0.00012997 | 265.7625 | 0 | 355.238 | 0.00013173 | 265.7625 | 0.0031424 | 265.3795 | 0 | 548.144 | 0.012844 | 265.3795 | 0 | 547.0003 | 0.00028599 | 548.144 | 0.015097 | 265.3795 | 0 | 265.7625 | 9.8975e-05
|  | 355.6007 | 0.445 | 265.9706 | 0.01326 | 265.5868 | -0.01906 | 355.6007 | 0.0048037 | 265.9706 | -0.016254 | 265.5868 | 0 | 265.5868 | #REF! | 355.3486 | 0.00015256 | 265.9705 | 0 | 259.9 | 0.00071969 | 265.9705 | 0 | 355.6007 | 0.0052842 | 265.9705 | 0 | 259.9 | -0.0081638 | 265.9706 | 0 | 259.9 | -0.0014792 | 265.9705 | 0 | 355.3486 | 0.00013179 | 265.9705 | 0 | 355.3486 | 9.3356e-05 | 265.9706 | 0 | 265.5868 | 0 | 548.3004 | 0.009667 | 265.5868 | 0 | 547.1575 | 0.00053624 | 548.3004 | 0.016351 | 265.5868 | 0 | 265.9706 | 1.9848e-05
|  | 355.714 | 0.4794 | 266.1786 | 0.038819 | 265.7941 | -0.00049765 | 355.714 | 0 | 266.1786 | 0.016902 | 265.7941 | 0 | 265.7941 | #REF! | 355.4592 | 0.00014213 | 266.1786 | 0 | 260.11 | -0.010315 | 266.1786 | 0 | 355.714 | 0.0077709 | 266.1786 | 0 | 260.11 | -0.0016406 | 266.1786 | 7.2109e-05 | 260.11 | -0.0077534 | 266.1786 | 0 | 355.4592 | 0.00014616 | 266.1786 | 0 | 355.4592 | 6.5092e-05 | 266.1786 | 0.0083541 | 265.7941 | 0 | 548.4567 | 0.018426 | 265.7941 | 0 | 547.3147 | 7.1499e-05 | 548.4567 | 0.015794 | 265.7941 | 0 | 266.1786 | 8.4426e-05
|  | 355.8274 | 0.50739 | 266.3867 | 0.014676 | 266.0014 | -0.011174 | 355.8274 | 0.0096482 | 266.3867 | 0.0091984 | 266.0014 | 0 | 266.0014 | #REF! | 355.5698 | 0.00014436 | 266.3867 | 0 | 260.32 | -0.0050378 | 266.3867 | 0 | 355.8274 | 0 | 266.3867 | 0 | 260.32 | -0.0028054 | 266.3867 | 0 | 260.32 | -0.0023974 | 266.3867 | 0 | 355.5698 | 0.0001554 | 266.3867 | 0 | 355.5698 | 0.00010346 | 266.3867 | 0 | 266.0014 | 0 | 548.6131 | 0.0097577 | 266.0014 | 0 | 547.472 | 0.00010725 | 548.6131 | 0.016723 | 266.0014 | 0 | 266.3867 | 1.9089e-05
|  | 355.9408 | 0.54707 | 266.5947 | 0.017449 | 266.2087 | 0.0017641 | 355.9408 | 0 | 266.5947 | 0.019194 | 266.2087 | 0 | 266.2087 | #REF! | 355.6805 | 0.0001371 | 266.5947 | 0 | 260.53 | -0.0002399 | 266.5947 | 0 | 355.9408 | 0.0046181 | 266.5947 | 0 | 260.53 | -0.00094161 | 266.5947 | 4.8554e-05 | 260.53 | -0.00010202 | 266.5947 | 0 | 355.6805 | 0.00014963 | 266.5947 | 0 | 355.6805 | 0.00011168 | 266.5947 | 0.0052795 | 266.2087 | 0 | 548.7694 | 0.009077 | 266.2087 | 0 | 547.6293 | 0 | 548.7694 | 0.015887 | 266.2087 | 0 | 266.5947 | 9.1402e-05
|  | 356.0542 | 0.59555 | 266.8028 | 0.007698 | 266.4161 | 0.0072961 | 356.0542 | 0.01089 | 266.8028 | -0.0057405 | 266.4161 | 0 | 266.4161 | #REF! | 355.7911 | 0.00013747 | 266.8028 | 0 | 260.74 | -0.017032 | 266.8028 | 0 | 356.0542 | 0.0026258 | 266.8028 | 0 | 260.74 | -0.013755 | 266.8028 | 0 | 260.74 | -0.0037746 | 266.8028 | 0 | 355.7911 | 0.00013195 | 266.8028 | 0 | 355.7911 | 0.00012179 | 266.8028 | 0 | 266.416 | 0 | 548.9258 | 0.010529 | 266.4161 | 0 | 547.7865 | 0.00032174 | 548.9258 | 0.016537 | 266.416 | 0 | 266.8028 | 3.3182e-05
|  | 356.1675 | 0.61876 | 267.011 | 0.019449 | 266.6234 | 0.012858 | 356.1675 | 0.0033205 | 267.011 | -0.00056361 | 266.6234 | 0 | 266.6234 | #REF! | 355.9017 | 0.0001397 | 267.0109 | 0 | 260.94 | 0.010315 | 267.0109 | 0 | 356.1675 | 0.0026054 | 267.0109 | 0 | 260.94 | 0.00022327 | 267.011 | 2.7579e-05 | 260.94 | -0.0042337 | 267.0109 | 0 | 355.9017 | 0.0001265 | 267.0109 | 0 | 355.9017 | 0.00010843 | 267.011 | 0.0078113 | 266.6234 | 0 | 549.0822 | 0.010121 | 266.6234 | 0 | 547.9438 | 7.1499e-05 | 549.0822 | 0.015515 | 266.6234 | 0 | 267.011 | 9.0898e-05
|  | 356.2809 | 0.67474 | 267.2191 | 0.007404 | 266.8308 | -0.034673 | 356.2809 | 0.0077853 | 267.2191 | -0.019339 | 266.8308 | 0 | 266.8308 | #REF! | 356.0124 | 0.00015908 | 267.2191 | 0 | 261.15 | -0.0079165 | 267.2191 | 0 | 356.2809 | 0.005151 | 267.2191 | 0 | 261.15 | 0.0015046 | 267.2191 | 0 | 261.15 | -0.0085181 | 267.2191 | 0 | 356.0124 | 0.00012502 | 267.2191 | 0 | 356.0124 | 0.00012179 | 267.2191 | 0 | 266.8308 | 0 | 549.2386 | 0.014523 | 266.8308 | 0 | 548.1011 | 0.00010725 | 549.2386 | 0.016165 | 266.8308 | 0 | 267.2191 | 2.5877e-05
|  | 356.3943 | 0.70585 | 267.4272 | 0.020598 | 267.0382 | 0.00057874 | 356.3943 | 0 | 267.4272 | -0.0087452 | 267.0382 | 0 | 267.0382 | #REF! | 356.123 | 0.00016187 | 267.4272 | 0 | 261.36 | 0.026148 | 267.4272 | 0 | 356.3943 | 0.0062611 | 267.4272 | 0 | 261.36 | -0.0082806 | 267.4272 | 2.688e-05 | 261.36 | 0.0046418 | 267.4272 | 0 | 356.123 | 0.00013195 | 267.4272 | 0 | 356.123 | 0.00012008 | 267.4272 | 0.0025545 | 267.0382 | 0 | 549.395 | 0.013979 | 267.0382 | 0 | 548.2584 | 0 | 549.395 | 0.015329 | 267.0382 | 0 | 267.4272 | 8.2241e-05
|  | 356.5076 | 0.74314 | 267.6354 | 0.0087358 | 267.2456 | 0.0036687 | 356.5076 | 0.0062945 | 267.6354 | -0.027803 | 267.2456 | 0 | 267.2456 | #REF! | 356.2336 | 0.00016299 | 267.6354 | 0 | 261.57 | -0.051097 | 267.6354 | 0 | 356.5076 | 0.0046625 | 267.6354 | 0 | 261.57 | -0.0071154 | 267.6354 | 0 | 261.57 | -0.0092835 | 267.6354 | 0 | 356.2336 | 0.000163 | 267.6354 | 0 | 356.2336 | 0.00013173 | 267.6354 | 0 | 267.2456 | 0 | 549.5514 | 0.016293 | 267.2456 | 0 | 548.4157 | 0.00010725 | 549.5514 | 0.016305 | 267.2456 | 0 | 267.6354 | 2.9605e-05
|  | 356.621 | 0.77105 | 267.8436 | 0.0309 | 267.453 | 0.015828 | 356.621 | 0.0051469 | 267.8436 | 0.025535 | 267.453 | 0 | 267.453 | #REF! | 356.3443 | 0.00014529 | 267.8436 | 0 | 261.78 | 0.0059973 | 267.8436 | 0 | 356.621 | 0 | 267.8436 | 0 | 261.78 | -0.00199 | 267.8436 | 4.789e-05 | 261.78 | 0.0011222 | 267.8436 | 0 | 356.3443 | 0.00015309 | 267.8436 | 0 | 356.3443 | 0.00013515 | 267.8436 | 0.0076739 | 267.453 | 0 | 549.7078 | 0.01652 | 267.453 | 0 | 548.573 | 7.1499e-05 | 549.7078 | 0.015469 | 267.453 | 0 | 267.8436 | 9.4475e-05
|  | 356.7344 | 0.81122 | 268.0518 | 0.0069912 | 267.6605 | -0.0088288 | 356.7344 | 0.0049694 | 268.0518 | -0.013731 | 267.6605 | 0 | 267.6605 | #REF! | 356.455 | 0.00016485 | 268.0518 | 0 | 261.98 | -0.013194 | 268.0518 | 0 | 356.7344 | 0.0019956 | 268.0518 | 0 | 261.98 | -0.0056011 | 268.0518 | 0 | 261.98 | 0.0032646 | 268.0518 | 0 | 356.455 | 0.00014963 | 268.0518 | 0 | 356.455 | 0.00016187 | 268.0518 | 0 | 267.6605 | 0 | 549.8643 | 0.012072 | 267.6605 | 0 | 548.7303 | 0 | 549.8643 | 0.016444 | 267.6605 | 0 | 268.0518 | 1.8877e-05
|  | 356.8477 | 0.88736 | 268.2599 | 0.017813 | 267.8679 | 0.013188 | 356.8477 | 0 | 268.2599 | 0.013591 | 267.8679 | 0 | 267.8679 | #REF! | 356.5656 | 0.00014883 | 268.26 | 0 | 262.19 | 0.017032 | 268.26 | 0 | 356.8477 | 0.0043703 | 268.26 | 0 | 262.19 | -0.0014076 | 268.2599 | 6.8275e-05 | 262.19 | 0.00051009 | 268.26 | 0 | 356.5656 | 0.00011263 | 268.26 | 0 | 356.5656 | 0.00013018 | 268.26 | 0.0078232 | 267.8679 | 0 | 550.0207 | 0.01357 | 267.8679 | 0 | 548.8876 | 7.1499e-05 | 550.0207 | 0.015608 | 267.8679 | 0 | 268.2599 | 8.0809e-05
|  | 356.9611 | 0.89699 | 268.4682 | 0.0016411 | 268.0754 | -0.027482 | 356.9611 | 0.017195 | 268.4682 | -0.016612 | 268.0754 | 0 | 268.0754 | #REF! | 356.6763 | 0.00015796 | 268.4682 | 0 | 262.4 | 0.0035984 | 268.4682 | 0 | 356.9611 | 0 | 268.4682 | 0 | 262.4 | -0.0031549 | 268.4682 | 0 | 262.4 | -0.01112 | 268.4682 | 0 | 356.6763 | 0.00013294 | 268.4682 | 0 | 356.6763 | 0.00013344 | 268.4682 | 0 | 268.0754 | 0 | 550.1772 | 0.014432 | 268.0754 | 0 | 549.045 | 0 | 550.1772 | 0.016584 | 268.0754 | 0 | 268.4682 | 1.1466e-05
|  | 357.0744 | 0.96276 | 268.6764 | 0.021403 | 268.2829 | 0.041776 | 357.0744 | 0 | 268.6764 | 0.02365 | 268.2829 | 0 | 268.2829 | #REF! | 356.787 | 0.0001384 | 268.6764 | 0 | 262.61 | 0.015593 | 268.6764 | 0 | 357.0744 | 0.0083926 | 268.6764 | 0 | 262.61 | -0.0067659 | 268.6764 | 6.8672e-05 | 262.61 | -0.00086717 | 268.6764 | 0 | 356.787 | 0.00012502 | 268.6764 | 0 | 356.787 | 0.00013515 | 268.6764 | 0.0057165 | 268.2829 | 0 | 550.3336 | 0.01475 | 268.2829 | 0 | 549.2023 | 7.1499e-05 | 550.3336 | 0.015515 | 268.2829 | 0 | 268.6764 | 8.4008e-05
|  | 357.1878 | 0.98111 | 268.8847 | -0.0081006 | 268.4904 | -0.0037903 | 357.1878 | 0 | 268.8847 | 0.0035256 | 268.4904 | 0 | 268.4904 | #REF! | 356.8977 | 0.0001384 | 268.8847 | 0 | 262.82 | -0.028068 | 268.8847 | 0 | 357.1878 | 0 | 268.8847 | 0 | 262.82 | -0.0078143 | 268.8847 | 0 | 262.82 | -0.0083652 | 268.8847 | 0 | 356.8977 | 0.00013526 | 268.8847 | 0 | 356.8977 | 0.0001468 | 268.8847 | 0 | 268.4904 | 0 | 550.4901 | 0.01475 | 268.4904 | 0 | 549.3596 | 0.00032174 | 550.4901 | 0.016212 | 268.4904 | 0 | 268.8847 | 2.7065e-05
|  | 357.3011 | 1.0559 | 269.093 | 0.04068 | 268.6979 | 0.0157 | 357.3011 | 0 | 269.093 | -0.00091076 | 268.6979 | 0 | 268.6979 | #REF! | 357.0084 | 0.0001276 | 269.093 | 0 | 263.02 | 0.0050378 | 269.093 | 0 | 357.3011 | 0.0062611 | 269.093 | 0 | 263.02 | -0.0071154 | 269.093 | 5.3165e-05 | 263.02 | -0.0019383 | 269.093 | 0 | 357.0084 | 0.0001346 | 269.093 | 0 | 357.0084 | 0.00012505 | 269.093 | 0.0061818 | 268.6979 | 0 | 550.6465 | 0.018744 | 268.6979 | 0 | 549.517 | 0 | 550.6465 | 0.01519 | 268.6979 | 0 | 269.093 | 9.4319e-05
|  | 357.4145 | 1.091 | 269.3012 | -0.020689 | 268.9055 | -0.024352 | 357.4145 | 0.0091104 | 269.3012 | -0.0031041 | 268.9055 | 0 | 268.9055 | #REF! | 357.1191 | 0.00013356 | 269.3013 | 0 | 263.23 | -0.0088761 | 269.3013 | 0 | 357.4145 | 0.0065275 | 269.3013 | 0 | 263.23 | -0.0058343 | 269.3012 | 0 | 263.23 | -0.0068351 | 269.3013 | 0 | 357.1191 | 0.00014335 | 269.3013 | 0 | 357.1191 | 0.00011168 | 269.3012 | 0 | 268.9055 | 0 | 550.803 | 0.014205 | 268.9055 | 0 | 549.6744 | 0 | 550.803 | 0.016073 | 268.9055 | 0 | 269.3012 | 2.5883e-05
|  | 357.5278 | 1.1693 | 269.5096 | 0.016435 | 269.113 | 0.008296 | 357.5278 | 0.00033209 | 269.5096 | 0.02797 | 269.113 | 0 | 269.113 | #REF! | 357.2298 | 0.00012871 | 269.5096 | 0 | 263.44 | 0.042462 | 269.5096 | 0 | 357.5278 | 0 | 269.5096 | 0 | 263.44 | 0.0051159 | 269.5096 | 5.5298e-05 | 263.44 | 0.011681 | 269.5096 | 0 | 357.2298 | 0.0001592 | 269.5096 | 0 | 357.2298 | 0.00014012 | 269.5095 | 0 | 269.113 | 0 | 550.9595 | 0.016293 | 269.113 | 0 | 549.8317 | 7.1499e-05 | 550.9595 | 0.015329 | 269.113 | 0 | 269.5096 | 8.6139e-05
|  | 357.6411 | 1.2046 | 269.7179 | 0.013665 | 269.3206 | -0.016761 | 357.6411 | 0 | 269.7179 | -0.0070157 | 269.3206 | 0 | 269.3206 | #REF! | 357.3405 | 0.00013263 | 269.7179 | 0 | 263.65 | -0.018952 | 269.7179 | 0 | 357.6411 | 0 | 269.7179 | 0 | 263.65 | -0.0078143 | 269.7179 | 0 | 263.65 | -0.0037746 | 269.7179 | 0 | 357.3405 | 0.0001668 | 269.7179 | 0 | 357.3405 | 0.0001235 | 269.7179 | 0 | 269.3206 | 0 | 551.116 | 0.0087593 | 269.3206 | 0 | 549.9891 | 0.00010725 | 551.116 | 0.016398 | 269.3206 | 0 | 269.7179 | 3.6579e-05
|  | 357.7545 | 1.246 | 269.9262 | 0.017636 | 269.5282 | 0.044327 | 357.7545 | 0.0039847 | 269.9262 | 0.023791 | 269.5282 | 0 | 269.5282 | #REF! | 357.4512 | 0.0001302 | 269.9262 | 0 | 263.86 | -0.028548 | 269.9262 | 0 | 357.7545 | 0.0087922 | 269.9262 | 0 | 263.86 | -0.00059213 | 269.9262 | 8.2353e-05 | 263.86 | 0.00035706 | 269.9262 | 0 | 357.4512 | 0.00016531 | 269.9262 | 0 | 357.4512 | 9.5069e-05 | 269.9262 | 0.011747 | 269.5282 | 0 | 551.2725 | 0.016429 | 269.5282 | 0 | 550.1465 | 7.1499e-05 | 551.2725 | 0.015654 | 269.5282 | 0 | 269.9262 | 8.8893e-05
|  | 357.8678 | 1.3158 | 270.1346 | -0.0099618 | 269.7359 | -0.0028971 | 357.8678 | 0.0066257 | 270.1346 | -0.020321 | 269.7359 | 0 | 269.7359 | #REF! | 357.5619 | 0.00014622 | 270.1346 | 0 | 264.06 | -0.012235 | 270.1346 | 0 | 357.8678 | 0 | 270.1346 | 0 | 264.06 | -0.0049022 | 270.1346 | 0 | 264.06 | -0.00025504 | 270.1346 | 0 | 357.5619 | 0.00015574 | 270.1346 | 0 | 357.5619 | 9.1815e-05 | 270.1346 | 0 | 269.7359 | 0 | 551.429 | 0.012935 | 269.7359 | 0 | 550.3039 | 0.00010725 | 551.429 | 0.01663 | 269.7359 | 0 | 270.1346 | 2.1229e-05
|  | 357.9812 | 1.383 | 270.3429 | 0.019008 | 269.9435 | -0.0057048 | 357.9812 | 0 | 270.3429 | 0.026498 | 269.9435 | 0 | 269.9435 | #REF! | 357.6726 | 0.00014138 | 270.3429 | 0 | 264.27 | 0.011755 | 270.3429 | 0 | 357.9812 | 0.00046226 | 270.3429 | 0 | 264.27 | -0.002456 | 270.3429 | 4.7662e-05 | 264.27 | 0.0038766 | 270.3429 | 0 | 357.6726 | 0.00014797 | 270.3429 | 0 | 357.6726 | 0.00012676 | 270.3429 | 0.0036474 | 269.9435 | 0 | 551.5855 | 0.016112 | 269.9435 | 0 | 550.4612 | 7.1499e-05 | 551.5855 | 0.015608 | 269.9435 | 0 | 270.3429 | 9.4655e-05
|  | 358.0945 | 1.4303 | 270.5513 | 0.012694 | 270.1511 | -0.0021708 | 358.0945 | 0.0034785 | 270.5513 | -0.0050274 | 270.1511 | 0 | 270.1511 | #REF! | 357.7833 | 0.00012145 | 270.5513 | 0 | 264.48 | 0.0059973 | 270.5513 | 0 | 358.0945 | 0.0083038 | 270.5513 | 0 | 264.48 | 0.0041839 | 270.5513 | 0 | 264.48 | -0.0016323 | 270.5513 | 0 | 357.7833 | 0.00014417 | 270.5513 | 0 | 357.7833 | 0.00014851 | 270.5513 | 0 | 270.1511 | 0 | 551.7421 | 0.016202 | 270.1511 | 0 | 550.6186 | 0.00010725 | 551.7421 | 0.016305 | 270.1511 | 0 | 270.5513 | 2.9282e-05
|  | 358.2078 | 1.483 | 270.7597 | 0.021426 | 270.3588 | 0.032326 | 358.2078 | 0.0064751 | 270.7597 | -0.015337 | 270.3588 | 0 | 270.3588 | #REF! | 357.8941 | 0.00012219 | 270.7597 | 0 | 264.69 | 0.013194 | 270.7597 | 0 | 358.2078 | 0.0087922 | 270.7597 | 0 | 264.69 | 0.0029025 | 270.7597 | 3.9258e-05 | 264.69 | -0.0022444 | 270.7597 | 0 | 357.8941 | 0.0001341 | 270.7597 | 0 | 357.8941 | 9.8495e-05 | 270.7597 | 0.0092133 | 270.3588 | 0 | 551.8986 | 0.018018 | 270.3588 | 0 | 550.7761 | 0 | 551.8986 | 0.015515 | 270.3588 | 0 | 270.7597 | 8.3141e-05
|  | 358.3211 | 1.5417 | 270.9681 | 0.01245 | 270.5665 | 0.0077308 | 358.3211 | 0.0036442 | 270.9681 | -0.011929 | 270.5665 | 0 | 270.5665 | #REF! | 358.0048 | 0.00013281 | 270.9681 | 0 | 264.9 | 0.00071969 | 270.9681 | 0 | 358.3211 | 0.0048846 | 270.9681 | 0 | 264.9 | -0.014221 | 270.9681 | 0 | 264.9 | 0.0052539 | 270.9681 | 0 | 358.0048 | 0.00012452 | 270.9681 | 0 | 358.0048 | 7.6741e-05 | 270.9681 | 0 | 270.5665 | 0 | 552.0552 | 0.012118 | 270.5665 | 0 | 550.9335 | 0 | 552.0552 | 0.016258 | 270.5665 | 0 | 270.9681 | 3.1241e-05
|  | 358.4345 | 1.633 | 271.1766 | 0.02138 | 270.7742 | 0.0032269 | 358.4345 | 0 | 271.1766 | 0.0041149 | 270.7742 | 0 | 270.7742 | #REF! | 358.1156 | 0.00014604 | 271.1766 | 0 | 265.11 | 0.0055175 | 271.1766 | 0 | 358.4345 | 0 | 271.1766 | 0 | 265.11 | -0.0087464 | 271.1766 | 4.362e-05 | 265.11 | 0.0099978 | 271.1766 | 0 | 358.1156 | 0.00013063 | 271.1766 | 0 | 358.1156 | 8.5134e-05 | 271.1766 | 0.010475 | 270.7742 | 0 | 552.2117 | 0.015975 | 270.7742 | 0 | 551.0909 | 0 | 552.2117 | 0.015283 | 270.7742 | 0 | 271.1766 | 8.2389e-05
|  | 358.5478 | 1.7282 | 271.385 | 0.012897 | 270.9819 | -0.026233 | 358.5478 | 0.0061289 | 271.385 | -0.01499 | 270.9819 | 0 | 270.9819 | #REF! | 358.2263 | 0.00013281 | 271.385 | 0 | 265.31 | 0.011275 | 271.385 | 0 | 358.5478 | 0.008437 | 271.385 | 0 | 265.31 | -0.0033879 | 271.385 | 0 | 265.31 | 0.0014282 | 271.385 | 0 | 358.2263 | 0.00014797 | 271.385 | 0 | 358.2263 | 0.00013841 | 271.385 | 0 | 270.9819 | 0 | 552.3683 | 0.0048108 | 270.9819 | 0 | 551.2483 | 0.00010725 | 552.3683 | 0.015608 | 270.9819 | 0 | 271.385 | 2.8614e-05
|  | 358.6611 | 1.7979 | 271.5935 | 0.034689 | 271.1897 | 0.0073789 | 358.6611 | 0.0028225 | 271.5935 | 0.013125 | 271.1897 | 0 | 271.1897 | #REF! | 358.3371 | 0.00013412 | 271.5935 | 0 | 265.52 | -0.010795 | 271.5935 | 0 | 358.6611 | 0.00058834 | 271.5935 | 0 | 265.52 | -0.0010581 | 271.5935 | 4.9242e-05 | 265.52 | -0.0053048 | 271.5935 | 0 | 358.3371 | 0.00014186 | 271.5935 | 0 | 358.3371 | 0.00015177 | 271.5935 | 0.0050343 | 271.1897 | 0 | 552.5248 | 0.011074 | 271.1897 | 0 | 551.4057 | 0 | 552.5248 | 0.014633 | 271.1897 | 0 | 271.5935 | 7.6287e-05
|  | 358.7744 | 1.8448 | 271.802 | 0.0077484 | 271.3974 | -0.018186 | 358.7744 | 0.0021534 | 271.802 | -0.012802 | 271.3974 | 0 | 271.3974 | #REF! | 358.4479 | 0.0001561 | 271.802 | 0 | 265.73 | -0.033346 | 271.802 | 0 | 358.7744 | 0 | 271.802 | 0 | 265.73 | -0.002223 | 271.802 | 0 | 265.73 | -0.0074475 | 271.802 | 0 | 358.4479 | 0.00014104 | 271.802 | 0 | 358.4479 | 0.00014183 | 271.802 | 0 | 271.3974 | 0 | 552.6814 | 0.013479 | 271.3974 | 0 | 551.5632 | 0.00053624 | 552.6814 | 0.015701 | 271.3974 | 0 | 271.802 | 3.6677e-05
|  | 358.8877 | 1.9495 | 272.0105 | 0.019082 | 271.6052 | 0.0010877 | 358.8877 | 0 | 272.0105 | 0.015836 | 271.6052 | 0 | 271.6052 | #REF! | 358.5586 | 0.00017826 | 272.0105 | 0 | 265.94 | -0.0050378 | 272.0105 | 0 | 358.8877 | 0.0039922 | 272.0105 | 0 | 265.94 | 0.0066302 | 272.0105 | 6.1551e-05 | 265.94 | 0.00051009 | 272.0105 | 0 | 358.5586 | 0.00011527 | 272.0105 | 0 | 358.5586 | 0.00012676 | 272.0105 | 0.0085395 | 271.6052 | 0 | 552.838 | 0.010847 | 271.6052 | 0 | 551.7206 | 7.1499e-05 | 552.838 | 0.015004 | 271.6052 | 0 | 272.0105 | 8.758e-05
|  | 359.0011 | 2.0319 | 272.219 | -0.0048861 | 271.813 | -0.045292 | 359.0011 | 0.010794 | 272.219 | 0.012752 | 271.813 | 0 | 271.813 | #REF! | 358.6694 | 0.00016951 | 272.219 | 0 | 266.15 | 0.0016793 | 272.219 | 0 | 359.0011 | 0.0052842 | 272.219 | 0 | 266.15 | -0.010028 | 272.219 | 0 | 266.15 | 0.0038766 | 272.219 | 0 | 358.6694 | 0.00012238 | 272.219 | 0 | 358.6694 | 0.00017678 | 272.219 | 0 | 271.813 | 0 | 552.9946 | 0.012072 | 271.813 | 0 | 551.8781 | 0.00032174 | 552.9946 | 0.016073 | 271.813 | 0 | 272.219 | 3.0399e-05
|  | 359.1144 | 2.1017 | 272.4275 | 0.0079438 | 272.0208 | -0.0073824 | 359.1144 | 0 | 272.4275 | 0.016699 | 272.0208 | 0 | 272.0208 | #REF! | 358.7802 | 0.00015442 | 272.4275 | 0 | 266.35 | -0.012235 | 272.4275 | 0 | 359.1144 | 0.0024794 | 272.4275 | 0 | 266.35 | -0.00199 | 272.4275 | 2.829e-05 | 266.35 | 0.00066312 | 272.4275 | 0 | 358.7802 | 0.00011957 | 272.4275 | 0 | 358.7802 | 0.00018688 | 272.4275 | 0.0056323 | 272.0208 | 0 | 553.1512 | 0.019561 | 272.0208 | 0 | 552.0355 | 0 | 553.1512 | 0.015051 | 272.0208 | 0 | 272.4275 | 8.8618e-05
|  | 359.2277 | 2.2396 | 272.6361 | -0.00012668 | 272.2286 | -0.014199 | 359.2277 | 0.0091104 | 272.6361 | -0.017522 | 272.2286 | 0 | 272.2286 | #REF! | 358.891 | 0.00014697 | 272.6361 | 0 | 266.56 | -0.013194 | 272.6361 | 0 | 359.2277 | 0.0047513 | 272.6361 | 0 | 266.56 | -0.0087464 | 272.6361 | 0 | 266.56 | -0.014792 | 272.6361 | 0 | 358.891 | 0.00013658 | 272.6361 | 0 | 358.891 | 0.00018843 | 272.6361 | 0 | 272.2286 | 0 | 553.3078 | 0.021149 | 272.2286 | 0 | 552.193 | 0 | 553.3078 | 0.015747 | 272.2286 | 0 | 272.6361 | 1.9386e-05
|  | 359.341 | 2.3233 | 272.8446 | 0.030962 | 272.4365 | 0.022053 | 359.341 | 0.0024904 | 272.8446 | 0.017806 | 272.4365 | 0 | 272.4365 | #REF! | 359.0018 | 0.00016262 | 272.8446 | 0 | 266.77 | 0.015593 | 272.8446 | 0 | 359.341 | 0.0074157 | 272.8446 | 0 | 266.77 | -0.0018735 | 272.8446 | 4.2047e-05 | 266.77 | -0.00040807 | 272.8446 | 0 | 359.0018 | 0.00014269 | 272.8446 | 0 | 359.0018 | 0.00012676 | 272.8446 | 0.0063428 | 272.4365 | 0 | 553.4644 | 0.019561 | 272.4365 | 0 | 552.3505 | 0 | 553.4644 | 0.014586 | 272.4365 | 0 | 272.8446 | 9.1458e-05
|  | 359.4543 | 2.408 | 273.0532 | 0.0020995 | 272.6443 | -0.0042717 | 359.4543 | 0.001822 | 273.0532 | 0.0012373 | 272.6443 | 0 | 272.6443 | #REF! | 359.1126 | 0.00015442 | 273.0532 | 0 | 266.98 | -0.019911 | 273.0532 | 0 | 359.4543 | 0.015364 | 273.0532 | 0 | 266.98 | -0.0044363 | 273.0532 | 0 | 266.98 | 0.00081613 | 273.0532 | 0 | 359.1126 | 0.00014269 | 273.0532 | 0 | 359.1126 | 0.00013173 | 273.0532 | 0 | 272.6443 | 0 | 553.6211 | 0.0056731 | 272.6443 | 0 | 552.508 | 0.00010725 | 553.6211 | 0.015701 | 272.6443 | 0 | 273.0532 | 3.4521e-05
|  | 359.5676 | 2.5519 | 273.2618 | 0.019835 | 272.8522 | 0.0096982 | 359.5676 | 0.0011622 | 273.2618 | 0.002941 | 272.8522 | 0 | 272.8522 | #REF! | 359.2234 | 0.00014306 | 273.2618 | 0 | 267.19 | 0.0016793 | 273.2618 | 0 | 359.5676 | 0.00021011 | 273.2618 | 0 | 267.19 | 0.00022327 | 273.2618 | 5.5614e-05 | 267.19 | -0.0007141 | 273.2618 | 0 | 359.2234 | 0.00014153 | 273.2618 | 0 | 359.2234 | 8.5134e-05 | 273.2618 | 0.010626 | 272.8522 | 0 | 553.7777 | 0.013797 | 272.8522 | 0 | 552.6655 | 0 | 553.7777 | 0.015004 | 272.8522 | 0 | 273.2618 | 8.0431e-05
|  | 359.6809 | 2.6682 | 273.4704 | -0.015073 | 273.0601 | -0.029302 | 359.6809 | 0.0091104 | 273.4704 | -0.0034213 | 273.0601 | 0 | 273.0601 | #REF! | 359.3342 | 0.00015051 | 273.4704 | 0 | 267.4 | -0.027587 | 273.4704 | 0 | 359.6809 | 0.01119 | 273.4704 | 0 | 267.4 | -0.0090959 | 273.4704 | 0 | 267.4 | -0.005917 | 273.4704 | 0 | 359.3342 | 0.00014005 | 273.4704 | 0 | 359.3342 | 0.00011168 | 273.4704 | 0 | 273.0601 | 0 | 553.9343 | 0.01357 | 273.0601 | 0 | 552.823 | 0.00032174 | 553.9343 | 0.01598 | 273.0601 | 0 | 273.4704 | 3.5535e-05
|  | 359.7942 | 2.7761 | 273.679 | 0.018492 | 273.268 | 0.014427 | 359.7942 | 0 | 273.679 | 0.014205 | 273.268 | 0 | 273.268 | #REF! | 359.445 | 0.00015349 | 273.679 | 0 | 267.61 | 0.0040782 | 273.679 | 0 | 359.7942 | 0.0010926 | 273.679 | 0 | 267.61 | -0.00199 | 273.679 | 6.7538e-05 | 267.61 | -0.0011732 | 273.679 | 0 | 359.445 | 0.00013228 | 273.679 | 0 | 359.445 | 8.5134e-05 | 273.6791 | 0.0088721 | 273.268 | 0 | 554.091 | 0.015249 | 273.268 | 0 | 552.9805 | 7.1499e-05 | 554.091 | 0.014865 | 273.268 | 0 | 273.679 | 8.8206e-05
|  | 359.9075 | 2.8951 | 273.8877 | 0.017756 | 273.476 | 0.0053093 | 359.9075 | 0 | 273.8877 | 0.0044372 | 273.476 | 0 | 273.476 | #REF! | 359.5558 | 0.00015777 | 273.8877 | 0 | 267.81 | 0.002159 | 273.8877 | 0 | 359.9075 | 0.0045293 | 273.8877 | 0 | 267.81 | -0.0079311 | 273.8877 | 0 | 267.81 | -0.010813 | 273.8877 | 0 | 359.5558 | 0.00014005 | 273.8877 | 0 | 359.5558 | 0.00010843 | 273.8877 | 0 | 273.476 | 0 | 554.2477 | 0.015885 | 273.476 | 0 | 553.138 | 0.00010725 | 554.2477 | 0.015608 | 273.476 | 0 | 273.8877 | 4.0337e-05
|  | 360.0208 | 3.0155 | 274.0963 | 0.046544 | 273.6839 | 0.030706 | 360.0208 | 0 | 274.0963 | -0.00023266 | 273.6839 | 0 | 273.6839 | #REF! | 359.6666 | 0.00012964 | 274.0963 | 0 | 268.02 | 0.0040782 | 274.0963 | 0 | 360.0208 | 0.0044849 | 274.0963 | 0 | 268.02 | 0.00022327 | 274.0963 | 6.2888e-05 | 268.02 | -0.00056109 | 274.0963 | 0 | 359.6666 | 0.0001412 | 274.0963 | 0 | 359.6666 | 7.6741e-05 | 274.0963 | 0.0050751 | 273.6839 | 0 | 554.4043 | 0.017972 | 273.6839 | 0 | 553.2955 | 0 | 554.4043 | 0.014911 | 273.6839 | 0 | 274.0963 | 8.1332e-05
|  | 360.1341 | 3.1962 | 274.305 | -0.016089 | 273.8919 | -0.024886 | 360.1341 | 0 | 274.305 | -0.013997 | 273.8919 | 0 | 273.8919 | #REF! | 359.7775 | 0.00013784 | 274.305 | 0 | 268.23 | -0.027109 | 274.305 | 0 | 360.1341 | 0.0028778 | 274.305 | 0 | 268.23 | 0.0038344 | 274.305 | 0 | 268.23 | -0.0039276 | 274.305 | 0 | 359.7775 | 0.00017043 | 274.305 | 0 | 359.7775 | 0.00010346 | 274.305 | 0 | 273.8919 | 0 | 554.561 | 0.0075793 | 273.8919 | 0 | 553.453 | 0.00010725 | 554.561 | 0.01598 | 273.8919 | 0 | 274.305 | 3.1559e-05
|  | 360.2474 | 3.3264 | 274.5137 | 0.045738 | 274.0999 | 0.018823 | 360.2474 | 0 | 274.5137 | 0.0040681 | 274.0999 | 0 | 274.0999 | #REF! | 359.8883 | 0.00013393 | 274.5137 | 0 | 268.44 | 0.028068 | 274.5137 | 0 | 360.2474 | 0.0055062 | 274.5137 | 0 | 268.44 | 0.0026695 | 274.5137 | 4.851e-05 | 268.44 | 0.0049478 | 274.5137 | 0 | 359.8883 | 0.00015722 | 274.5137 | 0 | 359.8883 | 0.00010175 | 274.5137 | 0.0096155 | 274.0999 | 0 | 554.7177 | 0.011709 | 274.0999 | 0 | 553.6105 | 7.1499e-05 | 554.7177 | 0.015097 | 274.0999 | 0 | 274.5137 | 9.4829e-05
|  | 360.3607 | 3.4234 | 274.7224 | 0.015878 | 274.3079 | -0.019672 | 360.3607 | 0.0019877 | 274.7224 | -0.011354 | 274.3079 | 0 | 274.3079 | #REF! | 359.9992 | 0.00014864 | 274.7224 | 0 | 268.65 | 0.013194 | 274.7224 | 0 | 360.3607 | 0.010302 | 274.7224 | 0 | 268.65 | -0.010261 | 274.7224 | 0 | 268.65 | -0.0042337 | 274.7224 | 0 | 359.9992 | 0.0001635 | 274.7224 | 0 | 359.9992 | 0.00010672 | 274.7224 | 0 | 274.3079 | 0 | 554.8744 | 0.015885 | 274.3079 | 0 | 553.7681 | 0.00032174 | 554.8744 | 0.015608 | 274.3079 | 0 | 274.7224 | 2.9369e-05
|  | 360.4739 | 3.6019 | 274.9312 | 0.02452 | 274.5159 | 0.035818 | 360.4739 | 0.0039847 | 274.9312 | 0.017613 | 274.5159 | 0 | 274.5159 | #REF! | 360.11 | 0.00016224 | 274.9311 | 0 | 268.86 | 0.0079165 | 274.9311 | 0 | 360.4739 | 0.00071442 | 274.9311 | 0 | 268.86 | -0.001524 | 274.9312 | 0.00011518 | 268.86 | 0.0080083 | 274.9311 | 0 | 360.11 | 0.00014219 | 274.9311 | 0 | 360.11 | 9.1815e-05 | 274.9312 | 0.011025 | 274.5159 | 0 | 555.0311 | 0.012299 | 274.5159 | 0 | 553.9256 | 0 | 555.0311 | 0.014447 | 274.5159 | 0 | 274.9312 | 8.4644e-05
|  | 360.5872 | 3.7653 | 275.1399 | 0.027898 | 274.7239 | -0.012349 | 360.5872 | 0 | 275.1399 | -0.01553 | 274.7239 | 0 | 274.7239 | #REF! | 360.2209 | 0.00018553 | 275.1399 | 0 | 269.06 | -0.0083963 | 275.1399 | 0 | 360.5872 | 0.0031299 | 275.1399 | 0 | 269.06 | -0.0065332 | 275.1399 | 0 | 269.06 | -0.0066822 | 275.1399 | 0 | 360.2209 | 0.00015408 | 275.1399 | 0 | 360.2209 | 0.00011511 | 275.1399 | 0 | 274.7239 | 0 | 555.1878 | 0.011074 | 274.7239 | 0 | 554.0832 | 0.00010725 | 555.1878 | 0.015329 | 274.7239 | 0 | 275.1399 | 3.3165e-05
|  | 360.7005 | 3.8657 | 275.3486 | 0.029102 | 274.932 | 0.013309 | 360.7005 | 0 | 275.3486 | 0.031247 | 274.932 | 0 | 274.932 | #REF! | 360.3317 | 0.00018869 | 275.3486 | 0 | 269.27 | -0.017032 | 275.3486 | 0 | 360.7005 | 0.0056394 | 275.3486 | 0 | 269.27 | 0.010707 | 275.3486 | 6.0035e-05 | 269.27 | 0.0063253 | 275.3486 | 0 | 360.3317 | 0.00014153 | 275.3486 | 0 | 360.3317 | 0.00010346 | 275.3486 | 0.0086441 | 274.932 | 0 | 555.3445 | 0.022829 | 274.932 | 0 | 554.2407 | 7.1499e-05 | 555.3445 | 0.014679 | 274.932 | 0 | 275.3486 | 9.4067e-05
|  | 360.8138 | 3.9711 | 275.5574 | -0.0024079 | 275.14 | -0.005715 | 360.8138 | 0 | 275.5574 | -0.012323 | 275.14 | 0 | 275.14 | #REF! | 360.4426 | 0.00016858 | 275.5574 | 0 | 269.48 | -0.04294 | 275.5574 | 0 | 360.8138 | 0.0041382 | 275.5574 | 0 | 269.48 | -0.0086301 | 275.5574 | 0 | 269.48 | -0.0063763 | 275.5574 | 0 | 360.4426 | 0.00014682 | 275.5574 | 0 | 360.4426 | 0.00011837 | 275.5574 | 0 | 275.14 | 0 | 555.5013 | 0.012753 | 275.14 | 0 | 554.3983 | 0.00010725 | 555.5013 | 0.015701 | 275.14 | 0 | 275.5574 | 4.5166e-05
|  | 360.9271 | 4.1199 | 275.7662 | 0.023146 | 275.3481 | 0.029562 | 360.9271 | 0 | 275.7662 | 0.03392 | 275.3481 | 0 | 275.3481 | #REF! | 360.5535 | 0.00014753 | 275.7662 | 0 | 269.69 | 0.026628 | 275.7662 | 0 | 360.9271 | 0.0072824 | 275.7662 | 0 | 269.69 | 0.0019706 | 275.7662 | 4.741e-05 | 269.69 | 0.0046418 | 275.7662 | 0 | 360.5535 | 0.00013294 | 275.7662 | 0 | 360.5535 | 0.00011837 | 275.7662 | 0.0037122 | 275.3481 | 0 | 555.658 | 0.017155 | 275.3481 | 0 | 554.5559 | 7.1499e-05 | 555.658 | 0.014633 | 275.3481 | 0 | 275.7662 | 8.9787e-05
|  | 361.0403 | 4.1865 | 275.975 | -0.0048314 | 275.5562 | -0.054028 | 361.0403 | 0.00049697 | 275.975 | -0.0091165 | 275.5562 | 0 | 275.5562 | #REF! | 360.6643 | 0.00013747 | 275.975 | 0 | 269.9 | -0.0074367 | 275.975 | 0 | 361.0403 | 0.0012394 | 275.975 | 0 | 269.9 | -0.0040868 | 275.975 | 0 | 269.9 | -0.0053048 | 275.975 | 0 | 360.6643 | 0.00014269 | 275.975 | 0 | 360.6643 | 0.00015348 | 275.975 | 0 | 275.5562 | 0 | 555.8147 | 0.0043893 | 275.5562 | 0 | 554.7135 | 0.00032174 | 555.8147 | 0.015329 | 275.5562 | 0 | 275.975 | 3.1329e-05
|  | 361.1536 | 4.2896 | 276.1838 | 0.025072 | 275.7644 | 0.017838 | 361.1536 | 0 | 276.1838 | 0.015619 | 275.7644 | 0 | 275.7644 | #REF! | 360.7752 | 0.00013747 | 276.1838 | 0 | 270.11 | 0.037183 | 276.1838 | 0 | 361.1536 | 0.0094139 | 276.1838 | 0 | 270.11 | -0.0001262 | 276.1838 | 5.3798e-05 | 270.11 | -0.0068351 | 276.1838 | 0 | 360.7752 | 0.00014153 | 276.1838 | 0 | 360.7752 | 0.0001235 | 276.1838 | 0.0074532 | 275.7644 | 0 | 555.9715 | 0.014024 | 275.7644 | 0 | 554.871 | 7.1499e-05 | 555.9715 | 0.014214 | 275.7644 | 0 | 276.1838 | 8.0979e-05
|  | 361.2669 | 4.4657 | 276.3926 | -0.018683 | 275.9725 | -0.019065 | 361.2669 | 0.005135 | 276.3926 | -0.0041342 | 275.9725 | 0 | 275.9725 | #REF! | 360.8861 | 0.00015256 | 276.3926 | 0 | 270.32 | -0.035264 | 276.3926 | 0 | 361.2669 | 0.003256 | 276.3926 | 0 | 270.32 | -0.001524 | 276.3926 | 0 | 270.32 | -0.012038 | 276.3926 | 0 | 360.8861 | 0.00016069 | 276.3926 | 0 | 360.8861 | 8.5134e-05 | 276.3926 | 0 | 275.9725 | 0 | 556.1282 | 0.020106 | 275.9725 | 0 | 555.0286 | 0 | 556.1282 | 0.015144 | 275.9725 | 0 | 276.3926 | 2.4222e-05
|  | 361.3801 | 4.5675 | 276.6015 | 0.010165 | 276.1807 | 0.004896 | 361.3801 | 0.0041507 | 276.6015 | 0.011809 | 276.1807 | 0 | 276.1807 | #REF! | 360.997 | 0.00015013 | 276.6015 | 0 | 270.52 | 0.0011995 | 276.6015 | 0 | 361.3801 | 0.0055062 | 276.6015 | 0 | 270.52 | -0.010028 | 276.6015 | 2.4699e-05 | 270.52 | 0.0064783 | 276.6015 | 0 | 360.997 | 0.00016564 | 276.6015 | 0 | 360.997 | 9.1815e-05 | 276.6015 | 0.0089553 | 276.1807 | 0 | 556.285 | 0.018608 | 276.1807 | 0 | 555.1862 | 0 | 556.285 | 0.014586 | 276.1807 | 0 | 276.6015 | 8.2769e-05
|  | 361.4934 | 4.6762 | 276.8104 | 0.002229 | 276.3888 | -0.012005 | 361.4934 | 0 | 276.8104 | -0.013768 | 276.3888 | 0 | 276.3888 | #REF! | 361.1079 | 0.0001587 | 276.8104 | 0 | 270.73 | 0.015593 | 276.8104 | 0 | 361.4934 | 0.0055062 | 276.8104 | 0 | 270.73 | -0.012823 | 276.8104 | 0 | 270.73 | -0.0065293 | 276.8104 | 0 | 361.1079 | 0.00014186 | 276.8104 | 0 | 361.1079 | 0.00012505 | 276.8104 | 0 | 276.3888 | 0 | 556.4418 | 0.014932 | 276.3888 | 0 | 555.3438 | 0.00032174 | 556.4418 | 0.015608 | 276.3888 | 0 | 276.8104 | 2.538e-05
|  | 361.6067 | 4.8374 | 277.0193 | 0.03101 | 276.597 | 0.031988 | 361.6067 | 0 | 277.0193 | 0.001081 | 276.597 | 0 | 276.597 | #REF! | 361.2188 | 0.00015312 | 277.0192 | 0 | 270.94 | -0.0035984 | 277.0192 | 0 | 361.6067 | 0.0038661 | 277.0192 | 0 | 270.94 | 0.00057274 | 277.0193 | 5.3907e-05 | 270.94 | -0.00607 | 277.0192 | 0 | 361.2188 | 0.00012502 | 277.0192 | 0 | 361.2188 | 0.00016513 | 277.0193 | 0.0064296 | 276.597 | 0 | 556.5986 | 0.012118 | 276.597 | 0 | 555.5015 | 7.1499e-05 | 556.5986 | 0.014772 | 276.597 | 0 | 277.0193 | 9.6741e-05
|  | 361.7199 | 5.0015 | 277.2281 | -0.012035 | 276.8052 | -0.017488 | 361.7199 | 0.0086135 | 277.2281 | 0.010943 | 276.8052 | 0 | 276.8052 | #REF! | 361.3297 | 0.00015796 | 277.2281 | 0 | 271.15 | 0.02135 | 277.2281 | 0 | 361.7199 | 0.0014915 | 277.2281 | 0 | 271.15 | -0.0012911 | 277.2281 | 0 | 271.15 | -0.0033155 | 277.2281 | 0 | 361.3297 | 0.00011726 | 277.2281 | 0 | 361.3297 | 0.00017352 | 277.2282 | 0 | 276.8052 | 0 | 556.7554 | 0.0093947 | 276.8052 | 0 | 555.6591 | 0.00032174 | 556.7554 | 0.015654 | 276.8052 | 0 | 277.2281 | 2.9397e-05
|  | 361.8332 | 5.1195 | 277.4371 | 0.030393 | 277.0135 | 0.02838 | 361.8332 | 0 | 277.4371 | 0.021161 | 277.0135 | 0 | 277.0135 | #REF! | 361.4407 | 0.00015833 | 277.4371 | 0 | 271.36 | 0.002159 | 277.4371 | 0 | 361.8332 | 0 | 277.4371 | 0 | 271.36 | -0.0028054 | 277.4371 | 5.2301e-05 | 271.36 | -0.0028565 | 277.4371 | 0 | 361.4407 | 0.00012006 | 277.4371 | 0 | 361.4407 | 0.0001701 | 277.4371 | 0.0079193 | 277.0135 | 0 | 556.9122 | 0.01652 | 277.0135 | 0 | 555.8167 | 0 | 556.9122 | 0.014772 | 277.0135 | 0 | 277.4371 | 8.9542e-05
|  | 361.9465 | 5.26 | 277.646 | 0.012216 | 277.2217 | -0.0096847 | 361.9465 | 0 | 277.646 | 0.015929 | 277.2217 | 0 | 277.2217 | #REF! | 361.5516 | 0.00015647 | 277.646 | 0 | 271.57 | -0.002159 | 277.646 | 0 | 361.9465 | 0.0031299 | 277.646 | 0 | 271.57 | -0.0039703 | 277.646 | 0 | 271.57 | 0.00081613 | 277.646 | 0 | 361.5516 | 0.00011874 | 277.646 | 0 | 361.5516 | 0.00015006 | 277.646 | 0 | 277.2217 | 0 | 557.069 | 0.0080785 | 277.2217 | 0 | 555.9743 | 0.00010725 | 557.069 | 0.015933 | 277.2217 | 0 | 277.646 | 3.3528e-05
|  | 362.0597 | 5.4009 | 277.8549 | 0.036915 | 277.43 | 0.017117 | 362.0597 | 0 | 277.8549 | 0.012014 | 277.43 | 0 | 277.43 | #REF! | 361.6625 | 0.00016914 | 277.8549 | 0 | 271.78 | -0.013194 | 277.8549 | 0 | 362.0597 | 0.0052398 | 277.8549 | 0 | 271.78 | 0.0016211 | 277.8549 | 4.7813e-05 | 271.78 | 0.00020403 | 277.8549 | 0 | 361.6625 | 0.00012766 | 277.8549 | 0 | 361.6625 | 0.00013841 | 277.8549 | 0.0082261 | 277.43 | 0 | 557.2258 | 0.013071 | 277.43 | 0 | 556.132 | 7.1499e-05 | 557.2258 | 0.014865 | 277.43 | 0 | 277.8549 | 8.6133e-05
|  | 362.173 | 5.5204 | 278.0639 | 0.0097585 | 277.6383 | -0.014858 | 362.173 | 0.0087791 | 278.0639 | -0.018673 | 277.6383 | 0 | 277.6383 | #REF! | 361.7734 | 0.00017118 | 278.0639 | 0 | 271.99 | 0.013674 | 278.0639 | 0 | 362.173 | 0.00023106 | 278.0639 | 0 | 271.99 | -0.002456 | 278.0639 | 0 | 271.99 | 0.0012752 | 278.0639 | 0 | 361.7734 | 0.00016531 | 278.0639 | 0 | 361.7734 | 0.00015674 | 278.0639 | 0 | 277.6383 | 0 | 557.3826 | 0.012118 | 277.6383 | 0 | 556.2897 | 0.00010725 | 557.3826 | 0.015608 | 277.6383 | 0 | 278.0639 | 3.0239e-05
|  | 362.2862 | 5.6599 | 278.2729 | 0.02181 | 277.8465 | 0.02067 | 362.2862 | 0 | 278.2729 | -0.0071132 | 277.8465 | 0 | 277.8465 | #REF! | 361.8844 | 0.00016522 | 278.2729 | 0 | 272.19 | -0.0002399 | 278.2729 | 0 | 362.2862 | 0.001975 | 278.2729 | 0 | 272.19 | 0.0041839 | 278.2729 | 5.3801e-05 | 272.19 | 0.00709 | 278.2729 | 0 | 361.8844 | 0.00016564 | 278.2729 | 0 | 361.8844 | 0.00014851 | 278.2729 | 0.010054 | 277.8465 | 0 | 557.5394 | 0.02124 | 277.8465 | 0 | 556.4473 | 7.1499e-05 | 557.5394 | 0.014447 | 277.8465 | 0 | 278.2729 | 8.4163e-05
|  | 362.3995 | 5.8022 | 278.4819 | 0.014726 | 278.0549 | -0.020604 | 362.3995 | 0.0056319 | 278.4819 | -0.0025287 | 278.0549 | 0 | 278.0549 | #REF! | 361.9953 | 0.0001466 | 278.4819 | 0 | 272.4 | 0.0069569 | 278.4819 | 0 | 362.3995 | 0.00060914 | 278.4819 | 0 | 272.4 | -0.0068827 | 278.4819 | 0 | 272.4 | -0.0042337 | 278.4819 | 0 | 361.9953 | 0.00015755 | 278.4819 | 0 | 361.9953 | 0.00014509 | 278.4819 | 0 | 278.0549 | 0 | 557.6963 | 0.0097577 | 278.0549 | 0 | 556.605 | 0 | 557.6963 | 0.015144 | 278.0549 | 0 | 278.4819 | 2.6343e-05
|  | 362.5127 | 5.8798 | 278.6909 | 0.023884 | 278.2632 | 0.023819 | 362.5127 | 0.0051469 | 278.6909 | 0.014827 | 278.2632 | 0 | 278.2632 | #REF! | 362.1063 | 0.00013579 | 278.6909 | 0 | 272.61 | -0.0083963 | 278.6909 | 0 | 362.5127 | 0 | 278.6909 | 0 | 272.61 | 0.0017376 | 278.6909 | 3.5288e-05 | 272.61 | 0.0046418 | 278.6909 | 0 | 362.1063 | 0.00013146 | 278.6909 | 0 | 362.1063 | 0.00010175 | 278.6909 | 0.011828 | 278.2632 | 0 | 557.8532 | 0.015385 | 278.2632 | 0 | 556.7626 | 7.1499e-05 | 557.8532 | 0.014354 | 278.2632 | 0 | 278.6909 | 8.8299e-05
|  | 362.626 | 6.0103 | 278.8999 | 0.0027087 | 278.4715 | -0.008249 | 362.626 | 0.0034785 | 278.8999 | -0.014447 | 278.4715 | 0 | 278.4715 | #REF! | 362.2172 | 0.00014362 | 278.8999 | 0 | 272.82 | -0.0083963 | 278.8999 | 0 | 362.626 | 0.0056394 | 278.8999 | 0 | 272.82 | -0.0016406 | 278.8999 | 0 | 272.82 | -0.0030095 | 278.8999 | 0 | 362.2172 | 0.00013377 | 278.8999 | 0 | 362.2172 | 8.1708e-05 | 278.8999 | 0 | 278.4715 | 0 | 558.01 | 0.015022 | 278.4715 | 0 | 556.9203 | 0.00032174 | 558.01 | 0.014865 | 278.4715 | 0 | 278.8999 | 2.4888e-05
|  | 362.7392 | 6.1025 | 279.1089 | 0.048003 | 278.6799 | -0.0095241 | 362.7392 | 0.0024904 | 279.1089 | 0.0063064 | 278.6799 | 0 | 278.6799 | #REF! | 362.3282 | 0.0001492 | 279.109 | 0 | 273.03 | 0.0002399 | 279.109 | 0 | 362.7392 | 0.0031097 | 279.109 | 0 | 273.03 | -0.0057175 | 279.1089 | 2.9953e-05 | 273.03 | -0.0074475 | 279.109 | 0 | 362.3282 | 0.00013113 | 279.109 | 0 | 362.3282 | 0.00011511 | 279.1089 | 0.00755 | 278.6799 | 0 | 558.1669 | 0.022102 | 278.6799 | 0 | 557.078 | 7.1499e-05 | 558.1669 | 0.0144 | 278.6799 | 0 | 279.1089 | 9.221e-05
|  | 362.8524 | 6.2522 | 279.318 | 0.0070975 | 278.8883 | -0.021226 | 362.8524 | 0.00016566 | 279.318 | -0.0015548 | 278.8883 | 0 | 278.8883 | #REF! | 362.4392 | 0.00015908 | 279.318 | 0 | 273.24 | -0.0011995 | 279.318 | 0 | 362.8524 | 0.0062611 | 279.318 | 0 | 273.24 | -0.0071154 | 279.318 | 0 | 273.24 | -0.00025504 | 279.318 | 0 | 362.4392 | 0.00015524 | 279.318 | 0 | 362.4392 | 0.00013515 | 279.318 | 0 | 278.8883 | 0 | 558.3238 | 0.01062 | 278.8883 | 0 | 557.2357 | 0.00010725 | 558.3238 | 0.015144 | 278.8883 | 0 | 279.318 | 3.2598e-05
|  | 362.9657 | 6.3487 | 279.5271 | 0.0094142 | 279.0967 | 0.016084 | 362.9657 | 0.0068072 | 279.5271 | 0.0015522 | 279.0967 | 0 | 279.0967 | #REF! | 362.5501 | 0.00015274 | 279.5271 | 0 | 273.45 | 0.012714 | 279.5271 | 0 | 362.9657 | 0.0029836 | 279.5271 | 0 | 273.45 | 0.0056981 | 279.5271 | 6.2036e-05 | 273.45 | 0.0051009 | 279.5271 | 0 | 362.5501 | 0.00014583 | 279.5271 | 0 | 362.5501 | 0.00016513 | 279.5271 | 0.0045601 | 279.0967 | 0 | 558.4806 | 0.014205 | 279.0967 | 0 | 557.3934 | 0 | 558.4806 | 0.014679 | 279.0967 | 0 | 279.5271 | 8.3702e-05
|  | 363.0789 | 6.4953 | 279.7362 | 0.00076532 | 279.3051 | -0.0049867 | 363.0789 | 0.0056319 | 279.7362 | -0.0078427 | 279.3051 | 0 | 279.3051 | #REF! | 362.6611 | 0.00015479 | 279.7362 | 0 | 273.66 | -0.024228 | 279.7362 | 0 | 363.0789 | 0.007016 | 279.7362 | 0 | 273.66 | 0.0013882 | 279.7362 | 0 | 273.66 | -0.00086717 | 279.7362 | 0 | 362.6611 | 0.00014847 | 279.7362 | 0 | 362.6611 | 0.00011168 | 279.7362 | 0 | 279.3051 | 0 | 558.6375 | 0.010711 | 279.3051 | 0 | 557.5511 | 0.00032174 | 558.6375 | 0.015051 | 279.3051 | 0 | 279.7362 | 3.6654e-05
|  | 363.1922 | 6.6497 | 279.9453 | 0.037213 | 279.5135 | -0.0028347 | 363.1922 | 0 | 279.9453 | -0.0042027 | 279.5135 | 0 | 279.5135 | #REF! | 362.7721 | 0.0001289 | 279.9453 | 0 | 273.87 | -0.0088761 | 279.9453 | 0 | 363.1922 | 0.0043703 | 279.9453 | 0 | 273.87 | -0.0054848 | 279.9453 | 3.6102e-05 | 273.87 | -0.0013262 | 279.9453 | 0 | 362.7721 | 0.00012799 | 279.9453 | 0 | 362.7721 | 0.000105 | 279.9453 | 0.0077851 | 279.5135 | 0 | 558.7944 | 0.014841 | 279.5135 | 0 | 557.7088 | 7.1499e-05 | 558.7944 | 0.014354 | 279.5135 | 0 | 279.9453 | 8.8398e-05
|  | 363.3054 | 6.7675 | 280.1544 | 0.010922 | 279.722 | -0.0054438 | 363.3054 | 0.0038098 | 280.1544 | -0.0064458 | 279.722 | 0 | 279.722 | #REF! | 362.8831 | 0.00013002 | 280.1544 | 0 | 274.07 | -0.022311 | 280.1544 | 0 | 363.3054 | 0.007016 | 280.1544 | 0 | 274.07 | -0.01096 | 280.1544 | 0 | 274.07 | -0.0085181 | 280.1544 | 0 | 362.8831 | 0.00013311 | 280.1544 | 0 | 362.8831 | 0.00011682 | 280.1544 | 0 | 279.722 | 0 | 558.9513 | 0.012526 | 279.722 | 0 | 557.8665 | 0 | 558.9513 | 0.015236 | 279.722 | 0 | 280.1544 | 4.4178e-05
|  | 363.4186 | 6.9019 | 280.3635 | 0.015743 | 279.9305 | 0.0086695 | 363.4186 | 0.0034866 | 280.3635 | 0.0090336 | 279.9305 | 0 | 279.9305 | #REF! | 362.9941 | 0.00012629 | 280.3635 | 0 | 274.28 | -0.0093559 | 280.3635 | 0 | 363.4186 | 0.00084042 | 280.3635 | 0 | 274.28 | 0.0010387 | 280.3635 | 4.9275e-05 | 274.28 | 0.0028055 | 280.3635 | 0 | 362.9941 | 0.00012271 | 280.3635 | 0 | 362.9941 | 0.00010175 | 280.3635 | 0.0099828 | 279.9305 | 0 | 559.1082 | 0.017972 | 279.9305 | 0 | 558.0243 | 0 | 559.1082 | 0.014911 | 279.9305 | 0 | 280.3635 | 9.2007e-05
|  | 363.5319 | 7.0767 | 280.5727 | -0.0019705 | 280.1389 | -0.022014 | 363.5319 | 0.0049694 | 280.5727 | 0.0012234 | 280.1389 | 0 | 280.1389 | #REF! | 363.1051 | 0.00015312 | 280.5727 | 0 | 274.49 | -0.030466 | 280.5727 | 0 | 363.5319 | 0.0017435 | 280.5727 | 0 | 274.49 | -0.0079311 | 280.5727 | 0 | 274.49 | -0.0033155 | 280.5727 | 0 | 363.1051 | 0.00012271 | 280.5727 | 0 | 363.1051 | 0.00010843 | 280.5727 | 0 | 280.1389 | 0 | 559.2652 | 0.016702 | 280.1389 | 0 | 558.182 | 0.00032174 | 559.2652 | 0.015701 | 280.1389 | 0 | 280.5727 | 1.7684e-05
|  | 363.6451 | 7.1989 | 280.7819 | 0.02897 | 280.3474 | 0.013179 | 363.6451 | 0.00099619 | 280.7819 | -0.013208 | 280.3474 | 0 | 280.3474 | #REF! | 363.2161 | 0.00016187 | 280.7819 | 0 | 274.7 | -0.027109 | 280.7819 | 0 | 363.6451 | 0.0067496 | 280.7819 | 0 | 274.7 | 0.0020871 | 280.7819 | 4.7707e-05 | 274.7 | -0.0045398 | 280.7819 | 0 | 363.2161 | 0.00013195 | 280.7819 | 0 | 363.2161 | 9.8495e-05 | 280.7819 | 0.0019571 | 280.3474 | 0 | 559.4221 | 0.02124 | 280.3474 | 0 | 558.3397 | 7.1499e-05 | 559.4221 | 0.014679 | 280.3474 | 0 | 280.7819 | 8.9973e-05
|  | 363.7583 | 7.2865 | 280.9911 | -0.02093 | 280.556 | -0.040597 | 363.7583 | 0.00066254 | 280.9911 | 0.0056761 | 280.556 | 0 | 280.556 | #REF! | 363.3271 | 0.00016001 | 280.991 | 0 | 274.91 | -0.00071969 | 280.991 | 0 | 363.7583 | 0.0030039 | 280.991 | 0 | 274.91 | -0.011425 | 280.9911 | 0 | 274.91 | 0.0026524 | 280.991 | 0 | 363.3271 | 0.00013691 | 280.991 | 0 | 363.3271 | 0.00011682 | 280.9911 | 0 | 280.556 | 0 | 559.579 | 0.01357 | 280.556 | 0 | 558.4975 | 0 | 559.579 | 0.015376 | 280.556 | 0 | 280.9911 | 1.7263e-05
|  | 363.8715 | 7.4754 | 281.2003 | 0.036425 | 280.7645 | 0.023619 | 363.8715 | 0 | 281.2003 | 0.0086436 | 280.7645 | 0 | 280.7645 | #REF! | 363.4381 | 0.00015479 | 281.2002 | 0 | 275.12 | -0.0074367 | 281.2002 | 0 | 363.8715 | 0.0031097 | 281.2002 | 0 | 275.12 | -0.0068827 | 281.2003 | 6.046e-05 | 275.12 | -0.0056109 | 281.2002 | 0 | 363.4381 | 0.00012948 | 281.2002 | 0 | 363.4381 | 0.00012008 | 281.2003 | 0.0076458 | 280.7645 | 0 | 559.736 | 0.01357 | 280.7645 | 0 | 558.6552 | 0 | 559.736 | 0.014214 | 280.7645 | 0 | 281.2003 | 9.9085e-05
|  | 363.9848 | 7.5775 | 281.4095 | 0.0048188 | 280.9731 | 0.0017696 | 363.9848 | 0 | 281.4095 | -0.036455 | 280.9731 | 0 | 280.9731 | #REF! | 363.5492 | 0.00014753 | 281.4095 | 0 | 275.33 | -0.027109 | 281.4095 | 0 | 363.9848 | 0.003382 | 281.4095 | 0 | 275.33 | -0.0074648 | 281.4095 | 0 | 275.33 | -0.01112 | 281.4095 | 0 | 363.5492 | 0.00013344 | 281.4095 | 0 | 363.5492 | 0.00012179 | 281.4094 | 0 | 280.9731 | 0 | 559.893 | 0.013162 | 280.9731 | 0 | 558.813 | 0.00010725 | 559.893 | 0.015004 | 280.9731 | 0 | 281.4095 | 2.4098e-05
|  | 364.098 | 7.6663 | 281.6187 | 0.03415 | 281.1816 | 0.020267 | 364.098 | 0 | 281.6187 | 0.00099899 | 281.1816 | 0 | 281.1816 | #REF! | 363.6602 | 0.00013318 | 281.6187 | 0 | 275.54 | 0.016553 | 281.6187 | 0 | 364.098 | 0.0022272 | 281.6187 | 0 | 275.54 | -0.0068827 | 281.6187 | 3.9479e-05 | 275.54 | 0.0011222 | 281.6187 | 0 | 363.6602 | 0.00012601 | 281.6187 | 0 | 363.6602 | 0.00015006 | 281.6187 | 0.0072418 | 281.1816 | 0 | 560.0499 | 0.018835 | 281.1816 | 0 | 558.9707 | 0 | 560.0499 | 0.013982 | 281.1816 | 0 | 281.6187 | 0.00010141
|  | 364.2112 | 7.7865 | 281.8279 | 0.0047556 | 281.3902 | 0.010289 | 364.2112 | 0.001822 | 281.8279 | -0.013112 | 281.3902 | 0 | 281.3902 | #REF! | 363.7712 | 0.00011977 | 281.8279 | 0 | 275.75 | -0.022789 | 281.8279 | 0 | 364.2112 | 0.0062611 | 281.8279 | 0 | 275.75 | -0.0071154 | 281.8279 | 0 | 275.75 | -0.010967 | 281.8279 | 0 | 363.7712 | 0.00014104 | 281.8279 | 0 | 363.7712 | 0.00013173 | 281.8279 | 0 | 281.3902 | 0 | 560.2069 | 0.0056731 | 281.3902 | 0 | 559.1285 | 0 | 560.2069 | 0.015283 | 281.3902 | 0 | 281.8279 | 3.19e-05
|  | 364.3244 | 7.9158 | 282.0372 | 0.017873 | 281.5988 | 0.020823 | 364.3244 | 0 | 282.0372 | 0.017107 | 281.5988 | 0 | 281.5988 | #REF! | 363.8823 | 0.00012834 | 282.0372 | 0 | 275.96 | -0.019911 | 282.0372 | 0 | 364.3244 | 0.0092807 | 282.0372 | 0 | 275.96 | 0.0060475 | 282.0372 | 5.5366e-05 | 275.96 | -0.0037746 | 282.0372 | 0 | 363.8823 | 0.00011081 | 282.0372 | 0 | 363.8823 | 0.00011511 | 282.0372 | 0.0053305 | 281.5988 | 0 | 560.3639 | 0.015794 | 281.5988 | 0 | 559.2863 | 7.1499e-05 | 560.3639 | 0.014447 | 281.5988 | 0 | 282.0372 | 7.1823e-05
|  | 364.4376 | 7.9991 | 282.2465 | -0.0064584 | 281.8075 | 0.004948 | 364.4376 | 0.0024847 | 282.2465 | -0.025763 | 281.8075 | 0 | 281.8075 | #REF! | 363.9933 | 0.00015405 | 282.2465 | 0 | 276.17 | -0.025668 | 282.2465 | 0 | 364.4376 | 0.00073522 | 282.2465 | 0 | 276.17 | -0.0047858 | 282.2465 | 7.3336e-06 | 276.17 | -0.0069881 | 282.2465 | 0 | 363.9933 | 0.00013195 | 282.2465 | 0 | 363.9933 | 8.3421e-05 | 282.2465 | 0 | 281.8075 | 0 | 560.5209 | 0.0056731 | 281.8075 | 0 | 559.4441 | 0.00032174 | 560.5209 | 0.015515 | 281.8075 | 0 | 282.2465 | 3.0657e-05
|  | 364.5508 | 8.0828 | 282.4558 | 0.0014787 | 282.0161 | 0.017817 | 364.5508 | 0.0058111 | 282.4558 | 0.030458 | 282.0161 | 0 | 282.0161 | #REF! | 364.1044 | 0.00015405 | 282.4558 | 0 | 276.37 | 0.0016793 | 282.4558 | 0 | 364.5508 | 0 | 282.4558 | 0 | 276.37 | -0.002456 | 282.4558 | 3.878e-05 | 276.37 | -0.0011732 | 282.4558 | 0 | 364.1044 | 0.00011693 | 282.4558 | 0 | 364.1044 | 0.00013687 | 282.4558 | 0.0045024 | 282.0161 | 0 | 560.6779 | 0.012753 | 282.0161 | 0 | 559.6019 | 7.1499e-05 | 560.6779 | 0.014307 | 282.0161 | 0 | 282.4558 | 8.4275e-05
|  | 364.664 | 8.145 | 282.6651 | 0.0078285 | 282.2247 | -0.043863 | 364.664 | 0.0056319 | 282.6651 | -0.010636 | 282.2247 | 0 | 282.2247 | #REF! | 364.2154 | 0.00014045 | 282.6651 | 0 | 276.58 | -0.026628 | 282.6651 | 0 | 364.664 | 0.0057727 | 282.6651 | 0 | 276.58 | -0.00082513 | 282.6651 | 0 | 276.58 | -0.0051518 | 282.6651 | 0 | 364.2154 | 0.00014384 | 282.6651 | 0 | 364.2154 | 0.00012847 | 282.6651 | 0 | 282.2247 | 0 | 560.8349 | 0.011255 | 282.2247 | 0 | 559.7597 | 0.00032174 | 560.8349 | 0.01519 | 282.2247 | 0 | 282.6651 | 1.9761e-05
|  | 364.7772 | 8.1723 | 282.8744 | 0.0092846 | 282.4334 | 0.0010801 | 364.7772 | 0 | 282.8744 | 0.0089615 | 282.4334 | 0 | 282.4334 | #REF! | 364.3265 | 0.00012499 | 282.8744 | 0 | 276.79 | 0.013194 | 282.8744 | 0 | 364.7772 | 0.007016 | 282.8744 | 0 | 276.79 | -0.0036209 | 282.8744 | 3.7434e-05 | 276.79 | -0.0046928 | 282.8744 | 0 | 364.3265 | 0.00013294 | 282.8744 | 0 | 364.3265 | 0.00012505 | 282.8744 | 0.0066437 | 282.4334 | 0 | 560.9919 | 0.01947 | 282.4334 | 0 | 559.9175 | 7.1499e-05 | 560.9919 | 0.014168 | 282.4334 | 0 | 282.8744 | 7.4772e-05
|  | 364.8904 | 8.2315 | 283.0838 | 0.0014299 | 282.6421 | -0.030315 | 364.8904 | 0.013278 | 283.0838 | -0.0020954 | 282.6421 | 0 | 282.6421 | #REF! | 364.4376 | 0.00013784 | 283.0838 | 0 | 277 | -0.025668 | 283.0838 | 0 | 364.8904 | 0.0090586 | 283.0838 | 0 | 277 | -0.0001262 | 283.0838 | 0 | 277 | -0.0048458 | 283.0838 | 0 | 364.4376 | 0.0001592 | 283.0838 | 0 | 364.4376 | 6.8347e-05 | 283.0838 | 0 | 282.6421 | 0 | 561.1489 | 0.0118 | 282.6421 | 0 | 560.0753 | 0.00053624 | 561.1489 | 0.014958 | 282.6421 | 0 | 283.0838 | 2.7071e-05
|  | 365.0036 | 8.2133 | 283.2931 | 0.027265 | 282.8508 | 0.029664 | 365.0036 | 0.0036526 | 283.2931 | 0.0080169 | 282.8508 | 0 | 282.8508 | #REF! | 364.5487 | 0.00014399 | 283.2931 | 0 | 277.21 | 0.017512 | 283.2931 | 0 | 365.0036 | 0.00021011 | 283.2931 | 0 | 277.21 | 0.0096587 | 283.2931 | 7.2762e-05 | 277.21 | -0.0079064 | 283.2931 | 0 | 364.5487 | 0.00015838 | 283.2931 | 0 | 364.5487 | 7.6741e-05 | 283.2931 | 0.0057218 | 282.8508 | 0 | 561.3059 | 0.01534 | 282.8508 | 0 | 560.2331 | 0 | 561.3059 | 0.014122 | 282.8508 | 0 | 283.2931 | 8.8499e-05
|  | 365.1168 | 8.1786 | 283.5025 | 0.010137 | 283.0596 | -0.0072273 | 365.1168 | 0.0043067 | 283.5025 | -0.0059314 | 283.0596 | 0 | 283.0596 | #REF! | 364.6597 | 0.00014175 | 283.5025 | 0 | 277.42 | -0.031905 | 283.5025 | 0 | 365.1168 | 0.003382 | 283.5025 | 0 | 277.42 | 0.0019706 | 283.5025 | 0 | 277.42 | -0.0086717 | 283.5025 | 0 | 364.6597 | 0.00016036 | 283.5025 | 0 | 364.6597 | 8.5134e-05 | 283.5025 | 0 | 283.0596 | 0 | 561.463 | 0.014523 | 283.0596 | 0 | 560.391 | 0.00010725 | 561.463 | 0.014958 | 283.0596 | 0 | 283.5025 | 3.1455e-05
|  | 365.2301 | 8.1788 | 283.7119 | 0.031949 | 283.2683 | 0.034372 | 365.2301 | 0 | 283.7119 | 0.017706 | 283.2683 | 0 | 283.2683 | #REF! | 364.7708 | 0.00013188 | 283.7119 | 0 | 277.63 | 0.002159 | 283.7119 | 0 | 365.2301 | 0.001975 | 283.7119 | 0 | 277.63 | 0.002786 | 283.7119 | 6.095e-05 | 277.63 | 0.0034176 | 283.7119 | 0 | 364.7708 | 0.00015062 | 283.7119 | 0 | 364.7708 | 9.6782e-05 | 283.7119 | 0.006821 | 283.2683 | 0 | 561.62 | 0.014024 | 283.2683 | 0 | 560.5488 | 0 | 561.62 | 0.014354 | 283.2683 | 0 | 283.7119 | 8.3634e-05
|  | 365.3433 | 8.2083 | 283.9213 | 0.0041433 | 283.4771 | -0.016075 | 365.3433 | 0.014425 | 283.9213 | -0.0063091 | 283.4771 | 0 | 283.4771 | #REF! | 364.8819 | 0.00013654 | 283.9213 | 0 | 277.84 | -0.019431 | 283.9213 | 0 | 365.3433 | 0.012345 | 283.9213 | 0 | 277.84 | -0.00094161 | 283.9213 | 0 | 277.84 | 0.0075495 | 283.9213 | 0 | 364.8819 | 0.00014005 | 283.9213 | 0 | 364.8819 | 0.00010346 | 283.9213 | 0 | 283.4771 | 0 | 561.7771 | 0.013252 | 283.4771 | 0 | 560.7066 | 0.00032174 | 561.7771 | 0.015051 | 283.4771 | 0 | 283.9213 | 4.0194e-05
|  | 365.4564 | 8.0828 | 284.1307 | 0.026977 | 283.6858 | 0.036053 | 365.4564 | 0 | 284.1307 | 0.017871 | 283.6858 | 0 | 283.6858 | #REF! | 364.993 | 0.00012573 | 284.1307 | 0 | 278.05 | 0.017032 | 284.1307 | 0 | 365.4564 | 0.0065275 | 284.1307 | 0 | 278.05 | -0.0043198 | 284.1307 | 7.9197e-05 | 278.05 | 0.0024994 | 284.1307 | 0 | 364.993 | 0.00013922 | 284.1307 | 0 | 364.993 | 0.00013173 | 284.1307 | 0.00728 | 283.6858 | 0 | 561.9341 | 0.020106 | 283.6858 | 0 | 560.8645 | 0 | 561.9341 | 0.014075 | 283.6858 | 0 | 284.1307 | 9.4783e-05
|  | 365.5696 | 7.9987 | 284.3402 | -0.0062284 | 283.8946 | -0.0039458 | 365.5696 | 0.0026503 | 284.3402 | -0.025373 | 283.8946 | 0 | 283.8946 | #REF! | 365.1041 | 0.00011754 | 284.3402 | 0 | 278.26 | 0.0074367 | 284.3402 | 0 | 365.5696 | 0.0056394 | 284.3402 | 0 | 278.26 | 0.0017376 | 284.3402 | 0 | 278.26 | 0.00020403 | 284.3402 | 0 | 365.1041 | 0.00013493 | 284.3402 | 0 | 365.1041 | 0.00014851 | 284.3402 | 0 | 283.8946 | 0 | 562.0912 | 0.0074885 | 283.8946 | 0 | 561.0223 | 0.00032174 | 562.0912 | 0.014493 | 283.8946 | 0 | 284.3402 | 3.0245e-05
|  | 365.6828 | 7.943 | 284.5496 | 0.043874 | 284.1034 | -0.00018423 | 365.6828 | 0.0039847 | 284.5496 | 0.0093935 | 284.1034 | 0 | 284.1034 | #REF! | 365.2152 | 0.0001058 | 284.5496 | 0 | 278.47 | 0.011755 | 284.5496 | 0 | 365.6828 | 0.0024794 | 284.5496 | 0 | 278.47 | -0.0056011 | 284.5496 | 3.9483e-05 | 278.47 | 0.0023464 | 284.5496 | 0 | 365.2152 | 0.00013311 | 284.5496 | 0 | 365.2152 | 0.00015177 | 284.5496 | 0.0097161 | 284.1035 | 0 | 562.2483 | 0.019243 | 284.1034 | 0 | 561.1802 | 0.00028599 | 562.2483 | 0.013843 | 284.1035 | 0 | 284.5496 | 8.2994e-05
|  | 365.796 | 7.8376 | 284.7591 | 0.0021868 | 284.3123 | -0.015892 | 365.796 | 0.0049694 | 284.7591 | -0.026771 | 284.3123 | 0 | 284.3123 | #REF! | 365.3263 | 0.00013747 | 284.7591 | 0 | 278.68 | -0.0002399 | 284.7591 | 0 | 365.796 | 0.0012394 | 284.7591 | 0 | 278.68 | -0.001524 | 284.7591 | 0 | 278.68 | 0.0046418 | 284.7591 | 0 | 365.3263 | 0.00013228 | 284.7591 | 0 | 365.3263 | 0.00012179 | 284.7591 | 0 | 284.3123 | 0 | 562.4054 | 0.011891 | 284.3123 | 0 | 561.3381 | 0 | 562.4054 | 0.01454 | 284.3123 | 0 | 284.7591 | 3.9674e-05
|  | 365.9092 | 7.6953 | 284.9686 | 0.02601 | 284.5211 | -0.041314 | 365.9092 | 0 | 284.9686 | 0.014075 | 284.5211 | 0 | 284.5211 | #REF! | 365.4375 | 0.0001479 | 284.9686 | 0 | 278.89 | 0.028548 | 284.9686 | 0 | 365.9092 | 0.0024794 | 284.9686 | 0 | 278.89 | -0.00035917 | 284.9686 | 5.1184e-05 | 278.89 | 0.0055599 | 284.9686 | 0 | 365.4375 | 0.00012766 | 284.9686 | 0 | 365.4375 | 9.5069e-05 | 284.9686 | 0.0061312 | 284.5211 | 0 | 562.5625 | 0.010393 | 284.5211 | 0 | 561.496 | 7.1499e-05 | 562.5625 | 0.013796 | 284.5211 | 0 | 284.9686 | 8.3399e-05
|  | 366.0224 | 7.499 | 285.1781 | 0.0083368 | 284.73 | -0.0036006 | 366.0224 | 0.013278 | 285.1781 | -0.024747 | 284.73 | 0 | 284.73 | #REF! | 365.5486 | 0.00015088 | 285.1781 | 0 | 279.09 | -0.012714 | 285.1781 | 0 | 366.0224 | 0.0076821 | 285.1781 | 0 | 279.09 | 0.00080569 | 285.1781 | 0 | 279.09 | -0.0039276 | 285.1781 | 0 | 365.5486 | 0.00014236 | 285.1781 | 0 | 365.5486 | 9.1815e-05 | 285.1781 | 0 | 284.73 | 0 | 562.7196 | 0.0118 | 284.73 | 0 | 561.6539 | 0.00010725 | 562.7196 | 0.014586 | 284.73 | 0 | 285.1781 | 2.5125e-05
|  | 366.1356 | 7.3561 | 285.3876 | 0.034094 | 284.9389 | 0.005805 | 366.1356 | 0 | 285.3876 | 0.010108 | 284.9389 | 0 | 284.9389 | #REF! | 365.6597 | 0.00013616 | 285.3876 | 0 | 279.3 | -0.0074367 | 285.3876 | 0 | 366.1356 | 0.0079041 | 285.3876 | 0 | 279.3 | 0.00092222 | 285.3876 | 3.9608e-05 | 279.3 | 0.0063253 | 285.3876 | 0 | 365.6597 | 0.00014302 | 285.3876 | 0 | 365.6597 | 0.00010175 | 285.3876 | 0.0072934 | 284.9389 | 0 | 562.8767 | 0.018517 | 284.9389 | 0 | 561.8117 | 0 | 562.8767 | 0.013796 | 284.9389 | 0 | 285.3876 | 9.3964e-05
|  | 366.2488 | 7.1348 | 285.5971 | 0.0031136 | 285.1478 | -0.028465 | 366.2488 | 0.0021534 | 285.5971 | -0.022191 | 285.1478 | 0 | 285.1478 | #REF! | 365.7709 | 0.00014529 | 285.5971 | 0 | 279.51 | 0.013194 | 285.5971 | 0 | 366.2488 | 0.0065275 | 285.5971 | 0 | 279.51 | -0.007698 | 285.5971 | 0 | 279.51 | 0.011528 | 285.5971 | 0 | 365.7709 | 0.00014764 | 285.5971 | 0 | 365.7709 | 0.00013018 | 285.5971 | 0 | 285.1478 | 0 | 563.0338 | 0.0098939 | 285.1478 | 0 | 561.9696 | 0.00010725 | 563.0338 | 0.014725 | 285.1478 | 0 | 285.5971 | 3.2896e-05
|  | 366.3619 | 6.9937 | 285.8067 | 0.028613 | 285.3567 | 0.019434 | 366.3619 | 0 | 285.8067 | -0.00098699 | 285.3567 | 0 | 285.3567 | #REF! | 365.882 | 0.00014101 | 285.8067 | 0 | 279.72 | -0.0055175 | 285.8067 | 0 | 366.3619 | 0 | 285.8067 | 0 | 279.72 | 0.0029025 | 285.8067 | 6.4542e-05 | 279.72 | 0.0032646 | 285.8067 | 0 | 365.882 | 0.00013113 | 285.8067 | 0 | 365.882 | 0.00016856 | 285.8067 | 0.0077372 | 285.3567 | 0 | 563.1909 | 0.019561 | 285.3567 | 0 | 562.1276 | 7.1499e-05 | 563.1909 | 0.013936 | 285.3567 | 0 | 285.8067 | 7.8263e-05
|  | 366.4751 | 6.7918 | 286.0163 | 0.015904 | 285.5656 | -0.010506 | 366.4751 | 0 | 286.0163 | -0.0077866 | 285.5656 | 0 | 285.5656 | #REF! | 365.9932 | 0.00013747 | 286.0163 | 0 | 279.93 | 0.0050378 | 286.0163 | 0 | 366.4751 | 0.0036341 | 286.0163 | 0 | 279.93 | -0.006999 | 286.0163 | 0 | 279.93 | -0.0092835 | 286.0163 | 0 | 365.9932 | 0.00014038 | 286.0163 | 0 | 365.9932 | 0.00015845 | 286.0163 | 0 | 285.5656 | 0 | 563.348 | 0.012708 | 285.5656 | 0 | 562.2855 | 0.00010725 | 563.348 | 0.014586 | 285.5656 | 0 | 286.0163 | 2.7878e-05
|  | 366.5883 | 6.6222 | 286.2258 | 0.056297 | 285.7746 | -0.0020905 | 366.5883 | 0.0034866 | 286.2258 | 0.012131 | 285.7746 | 0 | 285.7746 | #REF! | 366.1043 | 0.00012499 | 286.2258 | 0 | 280.14 | 0.0011995 | 286.2258 | 0 | 366.5883 | 0.0050178 | 286.2258 | 0 | 280.14 | -0.0073485 | 286.2258 | 2.9843e-05 | 280.14 | 0.0035706 | 286.2258 | 0 | 366.1043 | 0.00012948 | 286.2258 | 0 | 366.1043 | 0.00014337 | 286.2258 | 0.0043816 | 285.7746 | 0 | 563.5052 | 0.015249 | 285.7746 | 0 | 562.4434 | 0 | 563.5052 | 0.01375 | 285.7746 | 0 | 286.2258 | 8.2375e-05
|  | 366.7015 | 6.3996 | 286.4354 | 0.017683 | 285.9835 | 0.0021689 | 366.7015 | 0.01089 | 286.4354 | -0.0047342 | 285.9835 | 0 | 285.9835 | #REF! | 366.2155 | 0.00012275 | 286.4354 | 0 | 280.35 | 0.0031186 | 286.4354 | 0 | 366.7015 | 0.0031299 | 286.4354 | 0 | 280.35 | 0.0032519 | 286.4354 | 0 | 280.35 | 0.0034176 | 286.4354 | 0 | 366.2155 | 0.00013988 | 286.4354 | 0 | 366.2155 | 0.00011014 | 286.4354 | 0 | 285.9835 | 0 | 563.6623 | 0.013888 | 285.9835 | 0 | 562.6013 | 0.00010725 | 563.6623 | 0.014029 | 285.9835 | 0 | 286.4354 | 2.805e-05
|  | 366.8146 | 6.2237 | 286.6451 | 0.037066 | 286.1925 | 0.0088329 | 366.8146 | 0.0014942 | 286.6451 | 0.012637 | 286.1925 | 0 | 286.1925 | #REF! | 366.3266 | 0.00012704 | 286.645 | 0 | 280.56 | 0.0050378 | 286.645 | 0 | 366.8146 | 0.0097691 | 286.645 | 0 | 280.56 | 0.0010387 | 286.6451 | 3.2955e-05 | 280.56 | 0.0063253 | 286.645 | 0 | 366.3266 | 0.00014384 | 286.645 | 0 | 366.3266 | 0.00014183 | 286.6451 | 0.0081405 | 286.1925 | 0 | 563.8195 | 0.023237 | 286.1925 | 0 | 562.7592 | 0 | 563.8195 | 0.013471 | 286.1925 | 0 | 286.6451 | 8.128e-05
|  | 366.9278 | 6.0569 | 286.8547 | 0.0085447 | 286.4015 | -0.011327 | 366.9278 | 0.00082819 | 286.8547 | -0.0056239 | 286.4015 | 0 | 286.4015 | #REF! | 366.4378 | 0.00012797 | 286.8547 | 0 | 280.77 | 0.02327 | 286.8547 | 0 | 366.9278 | 0.0091919 | 286.8547 | 0 | 280.77 | 0.0010387 | 286.8547 | 0 | 280.77 | 0.0044887 | 286.8547 | 0 | 366.4378 | 0.0001554 | 286.8547 | 0 | 366.4378 | 0.00013018 | 286.8547 | 0 | 286.4015 | 0 | 563.9767 | 0.014705 | 286.4015 | 0 | 562.9172 | 0 | 563.9767 | 0.014307 | 286.4015 | 0 | 286.8547 | 3.4569e-05
|  | 367.041 | 5.7849 | 287.0643 | 0.037471 | 286.6105 | 0.011222 | 367.041 | 0.0078033 | 287.0643 | 0.0094521 | 286.6105 | 0 | 286.6105 | #REF! | 366.549 | 0.0001289 | 287.0643 | 0 | 280.98 | -0.002159 | 287.0643 | 0 | 367.041 | 0.001849 | 287.0643 | 0 | 280.98 | 0.0026695 | 287.0643 | 2.9499e-05 | 280.98 | -0.0027035 | 287.0643 | 0 | 366.549 | 0.00014731 | 287.0643 | 0 | 366.549 | 0.00014509 | 287.0643 | 0.0043115 | 286.6105 | 0 | 564.1339 | 0.016611 | 286.6105 | 0 | 563.0751 | 7.1499e-05 | 564.1339 | 0.013936 | 286.6105 | 0 | 287.0643 | 0.00010256
|  | 367.1542 | 5.5789 | 287.274 | 0.0068007 | 286.8196 | 0.0083037 | 367.1542 | 0 | 287.274 | 0.011149 | 286.8196 | 0 | 286.8196 | #REF! | 366.6602 | 0.00013803 | 287.274 | 0 | 281.19 | -0.0064771 | 287.274 | 0 | 367.1542 | 0 | 287.274 | 0 | 281.19 | 0.00080569 | 287.274 | 0 | 281.19 | -0.0028565 | 287.274 | 0 | 366.6602 | 0.00011461 | 287.274 | 0 | 366.6602 | 0.00010843 | 287.274 | 0 | 286.8196 | 0 | 564.291 | 0.018018 | 286.8196 | 0 | 563.2331 | 0 | 564.291 | 0.014493 | 286.8196 | 0 | 287.274 | 3.5617e-05
|  | 367.2673 | 5.5159 | 287.4836 | 0.023486 | 287.0286 | -0.0099686 | 367.2673 | 0.0026565 | 287.4836 | -0.0024491 | 287.0286 | 0 | 287.0286 | #REF! | 366.7713 | 0.00014175 | 287.4837 | 0 | 281.4 | -0.028068 | 287.4837 | 0 | 367.2673 | 0.0096803 | 287.4837 | 0 | 281.4 | -9.7074e-06 | 287.4836 | 1.8629e-05 | 281.4 | 0.0089266 | 287.4837 | 0 | 366.7713 | 0.0001123 | 287.4837 | 0 | 366.7713 | 0.00013515 | 287.4836 | 0.0095226 | 287.0286 | 0 | 564.4482 | 0.023872 | 287.0286 | 0 | 563.391 | 7.1499e-05 | 564.4482 | 0.013657 | 287.0286 | 0 | 287.4836 | 8.1887e-05
|  | 367.3805 | 5.3127 | 287.6934 | 0.028237 | 287.2377 | 0.012574 | 367.3805 | 0.0056319 | 287.6934 | -0.015944 | 287.2377 | 0 | 287.2377 | #REF! | 366.8825 | 0.0001479 | 287.6934 | 0 | 281.61 | 0.0098357 | 287.6934 | 0 | 367.3805 | 0.0016175 | 287.6934 | 0 | 281.61 | -0.010726 | 287.6934 | 0 | 281.61 | -0.020454 | 287.6934 | 0 | 366.8825 | 0.00010371 | 287.6934 | 0 | 366.8825 | 0.0001235 | 287.6934 | 0 | 287.2377 | 0 | 564.6054 | 0.015159 | 287.2377 | 0 | 563.549 | 0.00053624 | 564.6054 | 0.01454 | 287.2377 | 0 | 287.6934 | 2.3094e-05
|  | 367.4936 | 5.1542 | 287.903 | 0.023457 | 287.4468 | 0.017414 | 367.4936 | 0.0038187 | 287.903 | 0.0016482 | 287.4468 | 0 | 287.4468 | #REF! | 366.9937 | 0.0001289 | 287.9031 | 0 | 281.82 | 0.017512 | 287.9031 | 0 | 367.4936 | 0 | 287.9031 | 0 | 281.82 | -0.00082513 | 287.903 | 5.332e-05 | 281.82 | -0.0011732 | 287.9031 | 0 | 366.9937 | 0.00011494 | 287.9031 | 0 | 366.9937 | 0.00012008 | 287.9031 | 0.0033151 | 287.4468 | 0 | 564.7626 | 0.015794 | 287.4468 | 0 | 563.707 | 0 | 564.7626 | 0.013982 | 287.4468 | 0 | 287.903 | 8.922e-05
|  | 367.6068 | 4.9778 | 288.1128 | 0.012217 | 287.6559 | 0.015409 | 367.6068 | 0 | 288.1128 | -0.0097121 | 287.6559 | 0 | 287.6559 | #REF! | 367.1049 | 0.00014529 | 288.1128 | 0 | 282.03 | -0.017512 | 288.1128 | 0 | 367.6068 | 0.0065275 | 288.1128 | 0 | 282.03 | -0.0030384 | 288.1128 | 0 | 282.03 | 0.0031115 | 288.1128 | 0 | 367.1049 | 0.00012155 | 288.1128 | 0 | 367.1049 | 0.0001235 | 288.1128 | 0 | 287.6559 | 0 | 564.9198 | 0.013706 | 287.6559 | 0 | 563.865 | 0.00010725 | 564.9198 | 0.014633 | 287.6559 | 0 | 288.1128 | 3.2669e-05
|  | 367.7199 | 4.8238 | 288.3225 | 0.02956 | 287.865 | 0.018404 | 367.7199 | 0 | 288.3225 | 0.023301 | 287.865 | 0 | 287.865 | #REF! | 367.2162 | 0.00013263 | 288.3225 | 0 | 282.24 | -0.017512 | 288.3225 | 0 | 367.7199 | 0.011545 | 288.3225 | 0 | 282.24 | 0.0026695 | 288.3225 | 6.6312e-05 | 282.24 | -0.0013262 | 288.3225 | 0 | 367.2162 | 0.00013724 | 288.3225 | 0 | 367.2162 | 0.00012847 | 288.3225 | 0.0056366 | 287.865 | 0 | 565.0771 | 0.017609 | 287.865 | 0 | 564.0229 | 7.1499e-05 | 565.0771 | 0.013796 | 287.865 | 0 | 288.3225 | 7.8772e-05
|  | 367.8331 | 4.6834 | 288.5323 | -0.0059335 | 288.0741 | -0.012249 | 367.8331 | 0.0026503 | 288.5323 | -0.0034408 | 288.0741 | 0 | 288.0741 | #REF! | 367.3274 | 0.00015386 | 288.5323 | 0 | 282.45 | -0.004558 | 288.5323 | 0 | 367.8331 | 0.00035713 | 288.5323 | 0 | 282.45 | -0.010843 | 288.5323 | 0 | 282.45 | -0.0031625 | 288.5323 | 0 | 367.3274 | 0.0001526 | 288.5323 | 0 | 367.3274 | 0.00012847 | 288.5323 | 0 | 288.0741 | 0 | 565.2343 | 0.013389 | 288.0741 | 0 | 564.1809 | 0 | 565.2343 | 0.014261 | 288.0741 | 0 | 288.5323 | 4.1809e-05
|  | 367.9463 | 4.6052 | 288.742 | 0.029554 | 288.2833 | 0.0296 | 367.9463 | 0 | 288.742 | 0.014065 | 288.2833 | 0 | 288.2833 | #REF! | 367.4386 | 0.00013486 | 288.742 | 0 | 282.66 | 0.027587 | 288.742 | 0 | 367.9463 | 0.0009665 | 288.742 | 0 | 282.66 | -0.012008 | 288.742 | 7.7882e-05 | 282.66 | 0.0058659 | 288.742 | 0 | 367.4386 | 0.0001303 | 288.742 | 0 | 367.4386 | 0.00013173 | 288.742 | 0.014419 | 288.2833 | 0 | 565.3916 | 0.014659 | 288.2833 | 0 | 564.3389 | 7.1499e-05 | 565.3916 | 0.013378 | 288.2833 | 0 | 288.742 | 7.9864e-05
|  | 368.0594 | 4.4898 | 288.9518 | 0.017299 | 288.4925 | -0.002174 | 368.0594 | 0.0069571 | 288.9518 | -0.021392 | 288.4925 | 0 | 288.4925 | #REF! | 367.5498 | 0.00014995 | 288.9518 | 0 | 282.87 | -0.0093559 | 288.9518 | 0 | 368.0594 | 0.011679 | 288.9518 | 0 | 282.87 | -0.0075817 | 288.9518 | 0 | 282.87 | -0.007141 | 288.9518 | 0 | 367.5498 | 0.00014764 | 288.9518 | 0 | 367.5498 | 0.0001468 | 288.9518 | 0 | 288.4925 | 0 | 565.5488 | 0.0093947 | 288.4925 | 0 | 564.4969 | 0.00032174 | 565.5488 | 0.014214 | 288.4925 | 0 | 288.9518 | 3.4069e-05
|  | 368.1726 | 4.3631 | 289.1617 | 0.0144 | 288.7017 | 0.018109 | 368.1726 | 0 | 289.1617 | 0.0012542 | 288.7017 | 0 | 288.7017 | #REF! | 367.661 | 0.00015349 | 289.1616 | 0 | 283.08 | -0.017512 | 289.1616 | 0 | 368.1726 | 0.0067496 | 289.1616 | 0 | 283.08 | -0.0032714 | 289.1617 | 4.5372e-05 | 283.08 | 0.0015813 | 289.1616 | 0 | 367.661 | 0.00014417 | 289.1616 | 0 | 367.661 | 0.0001802 | 289.1617 | 0.01118 | 288.7017 | 0 | 565.7061 | 0.024735 | 288.7017 | 0 | 564.655 | 7.1499e-05 | 565.7061 | 0.013703 | 288.7017 | 0 | 289.1617 | 9.3836e-05
|  | 368.2857 | 4.229 | 289.3715 | 0.018533 | 288.9109 | -0.054245 | 368.2857 | 0.013947 | 289.3715 | -0.011135 | 288.9109 | 0 | 288.9109 | #REF! | 367.7723 | 0.00015665 | 289.3715 | 0 | 283.29 | 0.017512 | 289.3715 | 0 | 368.2857 | 0.0075489 | 289.3715 | 0 | 283.29 | -0.0032714 | 289.3715 | 0 | 283.29 | 0.00096913 | 289.3715 | 0 | 367.7723 | 0.00015805 | 289.3715 | 0 | 367.7723 | 0.00016856 | 289.3715 | 0 | 288.9109 | 0 | 565.8633 | 0.0072616 | 288.9109 | 0 | 564.813 | 0.00032174 | 565.8633 | 0.014586 | 288.9109 | 0 | 289.3715 | 1.6008e-05
|  | 368.3989 | 4.1682 | 289.5813 | 0.03655 | 289.1201 | -0.0034164 | 368.3989 | 0.0013283 | 289.5813 | 0.020193 | 289.1201 | 0 | 289.1201 | #REF! | 367.8835 | 0.00015144 | 289.5813 | 0 | 283.5 | 0.02327 | 289.5813 | 0 | 368.3989 | 0.007016 | 289.5813 | 0 | 283.5 | -0.0036209 | 289.5813 | 4.4269e-05 | 283.5 | 0.0089266 | 289.5813 | 0 | 367.8835 | 0.00013344 | 289.5813 | 0 | 367.8835 | 0.00016016 | 289.5813 | 0.005071 | 289.1201 | 0 | 566.0206 | 0.014614 | 289.1201 | 0 | 564.971 | 0 | 566.0206 | 0.013703 | 289.1201 | 0 | 289.5813 | 8.7522e-05
|  | 368.512 | 4.1102 | 289.7911 | 0.0087368 | 289.3293 | 0.039158 | 368.512 | 0.0069571 | 289.7911 | -0.0050199 | 289.3293 | 0 | 289.3293 | #REF! | 367.9948 | 0.00014045 | 289.7911 | 0 | 283.7 | -0.011275 | 289.7911 | 0 | 368.512 | 0.0038861 | 289.7911 | 0 | 283.7 | 0.00022327 | 289.7911 | 2.6696e-06 | 283.7 | -0.011885 | 289.7911 | 0 | 367.9948 | 0.00012683 | 289.7911 | 0 | 367.9948 | 0.00014183 | 289.7911 | 0 | 289.3293 | 0 | 566.1779 | 0.0118 | 289.3293 | 0 | 565.1291 | 0.00032174 | 566.1779 | 0.014261 | 289.3293 | 0 | 289.7911 | 3.6388e-05
|  | 368.6252 | 4.0452 | 290.001 | 0.03083 | 289.5386 | 0.020677 | 368.6252 | 0.0046488 | 290.001 | 0.02026 | 289.5386 | 0 | 289.5386 | #REF! | 368.106 | 0.00013654 | 290.001 | 0 | 283.91 | -0.011275 | 290.001 | 0 | 368.6252 | 0.0085258 | 290.001 | 0 | 283.91 | -0.0094454 | 290.001 | 3.9623e-05 | 283.91 | -0.0051518 | 290.001 | 0 | 368.106 | 0.00012502 | 290.001 | 0 | 368.106 | 0.00012179 | 290.001 | 0.0072976 | 289.5386 | 0 | 566.3352 | 0.017882 | 289.5386 | 0 | 565.2871 | 0 | 566.3352 | 0.013378 | 289.5386 | 0 | 290.001 | 8.8474e-05
|  | 368.7383 | 3.9505 | 290.2109 | 0.012715 | 289.7479 | -0.021043 | 368.7383 | 0.0048037 | 290.2109 | -0.01142 | 289.7479 | 0 | 289.7479 | #REF! | 368.2173 | 0.00013616 | 290.2109 | 0 | 284.12 | 0.02375 | 290.2109 | 0 | 368.7383 | 0.0036341 | 290.2109 | 0 | 284.12 | 0.0066302 | 290.2109 | 0 | 284.12 | -0.0053048 | 290.2109 | 0 | 368.2173 | 0.00015078 | 290.2109 | 0 | 368.2173 | 8.8389e-05 | 290.2109 | 0 | 289.7479 | 0 | 566.4924 | 0.0089408 | 289.7479 | 0 | 565.4451 | 0 | 566.4924 | 0.014122 | 289.7479 | 0 | 290.2109 | 2.0691e-05
|  | 368.8514 | 3.897 | 290.4208 | 0.033488 | 289.9572 | 0.0071539 | 368.8514 | 0.0091316 | 290.4208 | 0.031967 | 289.9572 | 0 | 289.9572 | #REF! | 368.3286 | 0.00011977 | 290.4208 | 0 | 284.33 | 0.02327 | 290.4208 | 0 | 368.8514 | 0.0029836 | 290.4208 | 0 | 284.33 | 0.00022327 | 290.4208 | 2.3424e-05 | 284.33 | -0.00010202 | 290.4208 | 0 | 368.3286 | 0.00016036 | 290.4208 | 0 | 368.3286 | 9.8495e-05 | 290.4208 | 0.013368 | 289.9572 | 0 | 566.6498 | 0.017065 | 289.9572 | 0 | 565.6032 | 0 | 566.6498 | 0.013471 | 289.9572 | 0 | 290.4208 | 8.223e-05
|  | 368.9646 | 3.8142 | 290.6307 | 0.024358 | 290.1665 | -0.0074133 | 368.9646 | 0.015284 | 290.6307 | 0.0089796 | 290.1665 | 0 | 290.1665 | #REF! | 368.4398 | 0.00012313 | 290.6307 | 0 | 284.54 | -0.0055175 | 290.6307 | 0 | 368.9646 | 0.0037601 | 290.6307 | 0 | 284.54 | -0.0044363 | 290.6307 | 0 | 284.54 | 0.00066312 | 290.6307 | 0 | 368.4398 | 0.00016531 | 290.6307 | 0 | 368.4398 | 0.00012505 | 290.6307 | 0 | 290.1665 | 0 | 566.8071 | 0.01357 | 290.1665 | 0 | 565.7613 | 0.00032174 | 566.8071 | 0.014679 | 290.1665 | 0 | 290.6307 | 2.2306e-05
|  | 369.0777 | 3.7605 | 290.8406 | 0.03389 | 290.3758 | 0.0156 | 369.0777 | 0.0098392 | 290.8406 | 0.004653 | 290.3758 | 0 | 290.3758 | #REF! | 368.5511 | 0.00011437 | 290.8406 | 0 | 284.75 | -0.0088761 | 290.8406 | 0 | 369.0777 | 0.0047513 | 290.8406 | 0 | 284.75 | 0.0056981 | 290.8406 | 9.1738e-05 | 284.75 | -0.0034686 | 290.8406 | 0 | 368.5511 | 0.00014682 | 290.8406 | 0 | 368.5511 | 0.00016684 | 290.8406 | 0.011051 | 290.3758 | 0 | 566.9644 | 0.019152 | 290.3758 | 0 | 565.9193 | 7.1499e-05 | 566.9644 | 0.013796 | 290.3758 | 0 | 290.8406 | 9.0065e-05
|  | 369.1908 | 3.7178 | 291.0506 | 0.021865 | 290.5851 | 0.033115 | 369.1908 | 0 | 291.0506 | -0.016057 | 290.5851 | 0 | 290.5851 | #REF! | 368.6624 | 0.00012964 | 291.0506 | 0 | 284.96 | 0.022789 | 291.0506 | 0 | 369.1908 | 0.0069272 | 291.0506 | 0 | 284.96 | 0.0024366 | 291.0506 | 1.666e-05 | 284.96 | -0.0040807 | 291.0506 | 0 | 368.6624 | 0.00016333 | 291.0506 | 0 | 368.6624 | 0.00014183 | 291.0506 | 0 | 290.5851 | 0 | 567.1217 | 0.014523 | 290.5851 | 0 | 566.0774 | 0.00032174 | 567.1217 | 0.014725 | 290.5851 | 0 | 291.0506 | 2.7497e-05
|  | 369.304 | 3.6662 | 291.2605 | 0.040555 | 290.7945 | 0.0094691 | 369.304 | 0.005479 | 291.2605 | -0.005809 | 290.7945 | 0 | 290.7945 | #REF! | 368.7737 | 0.00011586 | 291.2605 | 0 | 285.17 | 0.020391 | 291.2605 | 0 | 369.304 | 0.0044849 | 291.2605 | 0 | 285.17 | 0.00022327 | 291.2605 | 2.1339e-05 | 285.17 | 0.010304 | 291.2605 | 0 | 368.7737 | 0.00016069 | 291.2605 | 0 | 368.7737 | 0.00015674 | 291.2605 | 0.010321 | 290.7945 | 0 | 567.2791 | 0.019606 | 290.7945 | 0 | 566.2355 | 0 | 567.2791 | 0.013239 | 290.7945 | 0 | 291.2605 | 8.3679e-05
|  | 369.4171 | 3.5968 | 291.4705 | -0.0029219 | 291.0039 | -0.019813 | 369.4171 | 0.0031472 | 291.4705 | -0.0075404 | 291.0039 | 0 | 291.0039 | #REF! | 368.885 | 0.00012536 | 291.4705 | 0 | 285.38 | -0.039583 | 291.4705 | 0 | 369.4171 | 0.0024997 | 291.4705 | 0 | 285.38 | -0.013406 | 291.4705 | 0 | 285.38 | -0.0076005 | 291.4705 | 0 | 368.885 | 0.00015293 | 291.4705 | 0 | 368.885 | 0.00013841 | 291.4705 | 0 | 291.0039 | 0 | 567.4364 | 0.0088501 | 291.0039 | 0 | 566.3936 | 0.00010725 | 567.4364 | 0.014029 | 291.0039 | 0 | 291.4705 | 3.0961e-05
|  | 369.5302 | 3.5795 | 291.6805 | 0.019998 | 291.2133 | 0.037359 | 369.5302 | 0.0039847 | 291.6805 | 0.0049578 | 291.2133 | 0 | 291.2133 | #REF! | 368.9963 | 0.00012313 | 291.6805 | 0 | 285.59 | 0.017512 | 291.6805 | 0 | 369.5302 | 0 | 291.6805 | 0 | 285.59 | -0.0064164 | 291.6805 | 6.1492e-05 | 285.59 | -0.0014792 | 291.6805 | 0 | 368.9963 | 0.00012617 | 291.6805 | 0 | 368.9963 | 0.00015845 | 291.6805 | 0.0041068 | 291.2133 | 0 | 567.5938 | 0.017609 | 291.2133 | 0 | 566.5517 | 7.1499e-05 | 567.5938 | 0.013146 | 291.2133 | 0 | 291.6805 | 9.19e-05
|  | 369.6433 | 3.5299 | 291.8905 | 0.0011693 | 291.4227 | -0.0017341 | 369.6433 | 0.0087791 | 291.8905 | -0.0078182 | 291.4227 | 0 | 291.4227 | #REF! | 369.1076 | 0.00014213 | 291.8905 | 0 | 285.8 | -0.0079165 | 291.8905 | 0 | 369.6433 | 0.0085702 | 291.8905 | 0 | 285.8 | -0.012823 | 291.8905 | 0 | 285.8 | -0.0085181 | 291.8905 | 0 | 369.1076 | 0.00011841 | 291.8905 | 0 | 369.1076 | 0.00013687 | 291.8905 | 0 | 291.4227 | 0 | 567.7511 | 0.010075 | 291.4227 | 0 | 566.7098 | 0.00032174 | 567.7511 | 0.014354 | 291.4227 | 0 | 291.8905 | 3.7052e-05
|  | 369.7565 | 3.5261 | 292.1005 | 0.033649 | 291.6321 | 0.0088717 | 369.7565 | 0.0063091 | 292.1005 | 0.023737 | 291.6321 | 0 | 291.6321 | #REF! | 369.2189 | 0.0001371 | 292.1005 | 0 | 286.01 | 0.010795 | 292.1005 | 0 | 369.7565 | 0.0090142 | 292.1005 | 0 | 286.01 | 0.00057274 | 292.1005 | 3.4048e-05 | 286.01 | -0.0007141 | 292.1005 | 0 | 369.2189 | 0.00011197 | 292.1005 | 0 | 369.2189 | 0.00015845 | 292.1005 | 0.0079965 | 291.6321 | 0 | 567.9085 | 0.016611 | 291.6321 | 0 | 566.8679 | 0 | 567.9085 | 0.013378 | 291.6321 | 0 | 292.1005 | 9.8713e-05
|  | 369.8696 | 3.4334 | 292.3106 | -0.01009 | 291.8416 | -0.040808 | 369.8696 | 0.012227 | 292.3106 | -0.021035 | 291.8416 | 0 | 291.8416 | #REF! | 369.3302 | 0.00014175 | 292.3106 | 0 | 286.22 | 0.0055175 | 292.3106 | 0 | 369.8696 | 0.007016 | 292.3106 | 0 | 286.22 | -0.0010581 | 292.3106 | 0 | 286.22 | -0.00025504 | 292.3106 | 0 | 369.3302 | 0.00011726 | 292.3106 | 0 | 369.3302 | 0.00013841 | 292.3106 | 0 | 291.8416 | 0 | 568.0659 | 0.012708 | 291.8416 | 0 | 567.026 | 0.00053624 | 568.0659 | 0.014307 | 291.8416 | 0 | 292.3106 | 3.0154e-05
|  | 369.9827 | 3.4309 | 292.5206 | 0.025217 | 292.051 | 0.0092923 | 369.9827 | 0.005479 | 292.5206 | 0.0066552 | 292.051 | 0 | 292.051 | #REF! | 369.4415 | 0.00013784 | 292.5206 | 0 | 286.43 | -0.0064771 | 292.5206 | 0 | 369.9827 | 0.0009665 | 292.5206 | 0 | 286.43 | 0.0015046 | 292.5206 | 5.5069e-05 | 286.43 | 0.0034176 | 292.5206 | 0 | 369.4415 | 0.00010949 | 292.5206 | 0 | 369.4415 | 0.00011014 | 292.5206 | 0.0066229 | 292.051 | 0 | 568.2232 | 0.01829 | 292.051 | 0 | 567.1841 | 0 | 568.2232 | 0.013193 | 292.051 | 0 | 292.5206 | 9.0214e-05
|  | 370.0958 | 3.3452 | 292.7307 | 0.0084535 | 292.2605 | -0.011531 | 370.0958 | 0.010126 | 292.7307 | -0.039364 | 292.2605 | 0 | 292.2605 | #REF! | 369.5529 | 0.00016522 | 292.7307 | 0 | 286.64 | -0.0055175 | 292.7307 | 0 | 370.0958 | 0 | 292.7307 | 0 | 286.64 | -0.0014076 | 292.7307 | 0 | 286.64 | -0.0034686 | 292.7307 | 0 | 369.5529 | 0.00012155 | 292.7307 | 0 | 369.5529 | 0.000105 | 292.7307 | 0 | 292.2605 | 0 | 568.3806 | 0.015794 | 292.2605 | 0 | 567.3423 | 0.00010725 | 568.3806 | 0.014075 | 292.2605 | 0 | 292.7307 | 2.9412e-05
|  | 370.209 | 3.2897 | 292.9408 | 0.016924 | 292.47 | 0.040471 | 370.209 | 0.0038187 | 292.9408 | 0.012856 | 292.47 | 0 | 292.47 | #REF! | 369.6642 | 0.00015926 | 292.9408 | 0 | 286.85 | 0.030466 | 292.9408 | 0 | 370.209 | 0.0029836 | 292.9408 | 0 | 286.85 | 0.0038344 | 292.9408 | 5.9979e-05 | 286.85 | -0.0033155 | 292.9408 | 0 | 369.6642 | 0.00011032 | 292.9408 | 0 | 369.6642 | 0.00010672 | 292.9408 | 0.0048547 | 292.47 | 0 | 568.538 | 0.013389 | 292.47 | 0 | 567.5004 | 0 | 568.538 | 0.013193 | 292.47 | 0 | 292.9408 | 0.00010086
|  | 370.3221 | 3.2794 | 293.1509 | 0.019901 | 292.6795 | -0.019634 | 370.3221 | 0.015093 | 293.1509 | -0.025456 | 292.6795 | 0 | 292.6795 | #REF! | 369.7755 | 0.00015442 | 293.1509 | 0 | 287.06 | -0.010315 | 293.1509 | 0 | 370.3221 | 0 | 293.1509 | 0 | 287.06 | -0.0025725 | 293.1509 | 0 | 287.06 | -0.0077534 | 293.1509 | 0 | 369.7755 | 0.00013146 | 293.1509 | 0 | 369.7755 | 0.00015845 | 293.1509 | 0 | 292.6795 | 0 | 568.6955 | 0.014932 | 292.6795 | 0 | 567.6585 | 0.00032174 | 568.6955 | 0.014122 | 292.6795 | 0 | 293.1509 | 1.9925e-05
|  | 370.4352 | 3.2366 | 293.361 | 0.02091 | 292.889 | 0.0097621 | 370.4352 | 0.010603 | 293.361 | -0.011301 | 292.889 | 0 | 292.889 | #REF! | 369.8869 | 0.00013933 | 293.361 | 0 | 287.27 | -0.011275 | 293.361 | 0 | 370.4352 | 0.0075045 | 293.361 | 0 | 287.27 | -0.0066496 | 293.361 | 3.1378e-05 | 287.27 | -0.0034686 | 293.361 | 0 | 369.8869 | 0.00013757 | 293.361 | 0 | 369.8869 | 0.00012008 | 293.361 | 0.0010949 | 292.889 | 0 | 568.8529 | 0.022102 | 292.889 | 0 | 567.8167 | 0.00050049 | 568.8529 | 0.013425 | 292.889 | 0 | 293.361 | 9.6496e-05
|  | 370.5483 | 3.1743 | 293.5711 | 0.019246 | 293.0986 | 0.028709 | 370.5483 | 0.017863 | 293.5711 | -0.015518 | 293.0986 | 0 | 293.0986 | #REF! | 369.9982 | 0.00014045 | 293.5711 | 0 | 287.48 | 0.019431 | 293.5711 | 0 | 370.5483 | 0.0023737 | 293.5711 | 0 | 287.48 | -0.0016406 | 293.5711 | 0 | 287.48 | -0.010049 | 293.5711 | 0 | 369.9982 | 0.0001668 | 293.5711 | 0 | 369.9982 | 0.00013344 | 293.5711 | 0 | 293.0986 | 0 | 569.0103 | 0.0089408 | 293.0986 | 0 | 567.9748 | 0.00010725 | 569.0103 | 0.013796 | 293.0986 | 0 | 293.5711 | 2.4748e-05
|  | 370.6614 | 3.136 | 293.7813 | 0.047347 | 293.3082 | 0.040966 | 370.6614 | 0.015284 | 293.7813 | 0.0023941 | 293.3082 | 0 | 293.3082 | #REF! | 370.1096 | 0.00014604 | 293.7813 | 0 | 287.69 | 0.019431 | 293.7813 | 0 | 370.6614 | 0.0099023 | 293.7813 | 0 | 287.69 | 0.0012716 | 293.7813 | 7.5317e-05 | 287.69 | 0.0012752 | 293.7813 | 0 | 370.1096 | 0.00014269 | 293.7813 | 0 | 370.1096 | 9.5069e-05 | 293.7813 | 0.0076682 | 293.3082 | 0 | 569.1677 | 0.019379 | 293.3082 | 0 | 568.133 | 7.1499e-05 | 569.1677 | 0.013239 | 293.3082 | 0 | 293.7813 | 8.5577e-05
|  | 370.7745 | 3.0797 | 293.9915 | 0.0089663 | 293.5177 | 0.011332 | 370.7745 | 0.018246 | 293.9915 | 0.0023589 | 293.5177 | 0 | 293.5177 | #REF! | 370.2209 | 0.00014883 | 293.9915 | 0 | 287.9 | -0.0035984 | 293.9915 | 0 | 370.7745 | 0.0083038 | 293.9915 | 0 | 287.9 | -0.0066496 | 293.9915 | 6.3277e-07 | 287.9 | -0.0033155 | 293.9915 | 0 | 370.2209 | 0.00013063 | 293.9915 | 0 | 370.2209 | 0.00015674 | 293.9915 | 0 | 293.5177 | 0 | 569.3252 | 0.016112 | 293.5177 | 0 | 568.2912 | 0.00010725 | 569.3252 | 0.014029 | 293.5177 | 0 | 293.9915 | 2.7291e-05
|  | 370.8876 | 3.0447 | 294.2016 | 0.0042273 | 293.7273 | -0.013276 | 370.8876 | 0.017768 | 294.2016 | 0.02707 | 293.7273 | 0 | 293.7273 | #REF! | 370.3323 | 0.00013747 | 294.2016 | 0 | 288.11 | 0.017512 | 294.2016 | 0 | 370.8876 | 0.0082593 | 294.2016 | 0 | 288.11 | -0.0059506 | 294.2016 | 4.7356e-05 | 288.11 | 0.0012752 | 294.2016 | 0 | 370.3323 | 0.00011379 | 294.2016 | 0 | 370.3323 | 0.00013841 | 294.2016 | 0.0055956 | 293.7273 | 0 | 569.4826 | 0.01534 | 293.7273 | 0 | 568.4494 | 0 | 569.4826 | 0.013518 | 293.7273 | 0 | 294.2016 | 9.0577e-05
|  | 371.0007 | 2.9445 | 294.4118 | 0.012894 | 293.9369 | -0.00094613 | 371.0007 | 0.011941 | 294.4118 | -0.0016526 | 293.9369 | 0 | 293.9369 | #REF! | 370.4437 | 0.00011847 | 294.4118 | 0 | 288.32 | -0.030466 | 294.4118 | 0 | 371.0007 | 0.0096803 | 294.4118 | 0 | 288.32 | -0.0042033 | 294.4118 | 0 | 288.32 | 0.006019 | 294.4118 | 0 | 370.4437 | 0.00012948 | 294.4118 | 0 | 370.4437 | 0.00011682 | 294.4118 | 0 | 293.937 | 0 | 569.6401 | 0.012844 | 293.9369 | 0 | 568.6075 | 0.00032174 | 569.6401 | 0.0144 | 293.937 | 0 | 294.4118 | 3.3457e-05
|  | 371.1138 | 2.8944 | 294.622 | 0.026132 | 294.1466 | 0.01845 | 371.1138 | 0.017959 | 294.622 | 0.02394 | 294.1466 | 0 | 294.1466 | #REF! | 370.5551 | 0.00011884 | 294.622 | 0 | 288.53 | 0.0069569 | 294.622 | 0 | 371.1138 | 0.0038661 | 294.622 | 0 | 288.53 | 0.0016211 | 294.622 | 4.8837e-05 | 288.53 | -0.0054579 | 294.622 | 0 | 370.5551 | 0.00013988 | 294.622 | 0 | 370.5551 | 6.8347e-05 | 294.622 | 0.010156 | 294.1466 | 0 | 569.7975 | 0.022647 | 294.1466 | 0 | 568.7657 | 0 | 569.7975 | 0.01375 | 294.1466 | 0 | 294.622 | 9.7636e-05
|  | 371.2269 | 2.8132 | 294.8323 | -0.0039667 | 294.3562 | 0.0065929 | 371.2269 | 0.023213 | 294.8323 | -0.027316 | 294.3562 | 0 | 294.3562 | #REF! | 370.6664 | 0.0001302 | 294.8323 | 0 | 288.74 | -0.0055175 | 294.8323 | 0 | 371.2269 | 0.0019956 | 294.8323 | 0 | 288.74 | -0.00082513 | 294.8323 | 0 | 288.74 | -0.007141 | 294.8323 | 0 | 370.6664 | 0.00012072 | 294.8323 | 0 | 370.6664 | 0.00010175 | 294.8323 | 0 | 294.3562 | 0 | 569.955 | 0.0078062 | 294.3562 | 0 | 568.9239 | 0.00010725 | 569.955 | 0.014633 | 294.3562 | 0 | 294.8323 | 1.485e-05
|  | 371.34 | 2.7666 | 295.0425 | 0.028142 | 294.5659 | 0.024047 | 371.34 | 0.022067 | 295.0425 | 0.017442 | 294.5659 | 0 | 294.5659 | #REF! | 370.7778 | 0.00015125 | 295.0425 | 0 | 288.95 | 0.012235 | 295.0425 | 0 | 371.34 | 0.0012187 | 295.0425 | 0 | 288.95 | 0.0056981 | 295.0425 | 5.2407e-05 | 288.95 | 0.0043357 | 295.0425 | 0 | 370.7778 | 0.00012535 | 295.0425 | 0 | 370.7778 | 0.00012008 | 295.0425 | 0.0057732 | 294.5659 | 0 | 570.1125 | 0.017292 | 294.5659 | 0 | 569.0821 | 0 | 570.1125 | 0.013471 | 294.5659 | 0 | 295.0425 | 8.5813e-05
|  | 371.4531 | 2.7419 | 295.2528 | 0.0040209 | 294.7756 | -0.016569 | 371.4531 | 0.032001 | 295.2528 | -0.017624 | 294.7756 | 0 | 294.7756 | #REF! | 370.8892 | 0.00015405 | 295.2528 | 0 | 289.16 | 0.02327 | 295.2528 | 0 | 371.4531 | 0.0016175 | 295.2528 | 0 | 289.16 | 0.002786 | 295.2528 | 0 | 289.16 | -0.0042337 | 295.2528 | 0 | 370.8892 | 0.0001123 | 295.2528 | 0 | 370.8892 | 0.00011511 | 295.2528 | 0 | 294.7756 | 0 | 570.27 | 0.012072 | 294.7756 | 0 | 569.2404 | 0 | 570.27 | 0.013982 | 294.7756 | 0 | 295.2528 | 2.2605e-05
|  | 371.5662 | 2.6373 | 295.463 | 0.022239 | 294.9853 | 0.0084502 | 371.5662 | 0.023786 | 295.463 | 0.025645 | 294.9853 | 0 | 294.9853 | #REF! | 371.0006 | 0.00015349 | 295.4631 | 0 | 289.37 | 0.0040782 | 295.4631 | 0 | 371.5662 | 0.0046181 | 295.4631 | 0 | 289.37 | 0.00045625 | 295.463 | 6.3822e-05 | 289.37 | 0.0035706 | 295.4631 | 0 | 371.0006 | 0.00013988 | 295.4631 | 0 | 371.0006 | 9.8495e-05 | 295.463 | 0.0085418 | 294.9853 | 0 | 570.4275 | 0.017972 | 294.9853 | 0 | 569.3986 | 7.1499e-05 | 570.4275 | 0.012821 | 294.9853 | 0 | 295.463 | 9.2291e-05
|  | 371.6793 | 2.5621 | 295.6733 | 0.024796 | 295.195 | 0.011485 | 371.6793 | 0.030951 | 295.6733 | -0.021491 | 295.195 | 0 | 295.195 | #REF! | 371.112 | 0.00014473 | 295.6733 | 0 | 289.58 | -0.010795 | 295.6733 | 0 | 371.6793 | 0.010435 | 295.6733 | 0 | 289.58 | -0.0061837 | 295.6733 | 0 | 289.58 | -0.0051518 | 295.6733 | 0 | 371.112 | 0.00016449 | 295.6733 | 0 | 371.112 | 0.00011014 | 295.6733 | 0 | 295.195 | 0 | 570.585 | 0.01357 | 295.195 | 0 | 569.5568 | 0.00010725 | 570.585 | 0.013936 | 295.195 | 0 | 295.6733 | 4.1811e-05
|  | 371.7924 | 2.5259 | 295.8836 | 0.05079 | 295.4047 | 0.01179 | 371.7924 | 0.025697 | 295.8836 | 0.023644 | 295.4047 | 0 | 295.4047 | #REF! | 371.2234 | 0.00013058 | 295.8837 | 0 | 289.79 | 0.019911 | 295.8837 | 0 | 371.7924 | 0 | 295.8837 | 0 | 289.79 | 0.0012716 | 295.8836 | 3.0995e-05 | 289.79 | -0.0048458 | 295.8837 | 0 | 371.2234 | 0.00016267 | 295.8837 | 0 | 371.2234 | 0.00014012 | 295.8836 | 0.0066388 | 295.4047 | 0 | 570.7425 | 0.024417 | 295.4047 | 0 | 569.715 | 7.1499e-05 | 570.7425 | 0.013053 | 295.4047 | 0 | 295.8836 | 9.0202e-05
|  | 371.9055 | 2.4375 | 296.094 | -0.0024799 | 295.6145 | -0.0016435 | 371.9055 | 0.042032 | 296.094 | -0.014596 | 295.6145 | 0 | 295.6145 | #REF! | 371.3349 | 0.00013449 | 296.094 | 0 | 290 | -0.013674 | 296.094 | 0 | 371.9055 | 0.0050178 | 296.094 | 0 | 290 | -0.0046693 | 296.094 | 0 | 290 | -0.0036216 | 296.094 | 0 | 371.3349 | 0.00014731 | 296.094 | 0 | 371.3349 | 0.00013173 | 296.094 | 0 | 295.6145 | 0 | 570.9 | 0.0074885 | 295.6145 | 0 | 569.8733 | 0.00010725 | 570.9 | 0.013796 | 295.6145 | 0 | 296.094 | 2.5173e-05
|  | 372.0186 | 2.4062 | 296.3043 | 0.030649 | 295.8242 | 0.021668 | 372.0186 | 0.037828 | 296.3043 | 0.028086 | 295.8242 | 0 | 295.8242 | #REF! | 371.4463 | 0.00014753 | 296.3043 | 0 | 290.21 | 0.0016793 | 296.3043 | 0 | 372.0186 | 0.001849 | 296.3043 | 0 | 290.21 | -0.0083969 | 296.3043 | 6.2294e-05 | 290.21 | -0.0043867 | 296.3043 | 0 | 371.4463 | 0.00010834 | 296.3043 | 0 | 371.4463 | 0.00011837 | 296.3043 | 0.0072662 | 295.8243 | 0 | 571.0575 | 0.016838 | 295.8242 | 0 | 570.0315 | 0 | 571.0575 | 0.0131 | 295.8243 | 0 | 296.3043 | 9.8857e-05
|  | 372.1317 | 2.3573 | 296.5146 | 0.0054696 | 296.034 | 0.0021713 | 372.1317 | 0.041076 | 296.5146 | -0.0019984 | 296.034 | 0 | 296.034 | #REF! | 371.5577 | 0.00016001 | 296.5147 | 0 | 290.43 | -0.020391 | 296.5147 | 0 | 372.1317 | 0.010169 | 296.5147 | 0 | 290.43 | -0.0016406 | 296.5146 | 0 | 290.43 | -0.0036216 | 296.5147 | 0 | 371.5577 | 0.00011726 | 296.5147 | 0 | 371.5577 | 0.00011168 | 296.5147 | 0 | 296.034 | 0 | 571.2151 | 0.01829 | 296.034 | 0 | 570.1898 | 0 | 571.2151 | 0.013982 | 296.034 | 0 | 296.5146 | 2.4183e-05
|  | 372.2448 | 2.2865 | 296.725 | 0.039539 | 296.2438 | -0.0019034 | 372.2448 | 0.050342 | 296.725 | 0.0091559 | 296.2438 | 0 | 296.2438 | #REF! | 371.6691 | 0.0001669 | 296.725 | 0 | 290.64 | -0.0083963 | 296.725 | 0 | 372.2448 | 0.0058615 | 296.725 | 0 | 290.64 | -0.0079311 | 296.725 | 2.379e-05 | 290.64 | 0.0031115 | 296.725 | 0 | 371.6691 | 0.00012617 | 296.725 | 0 | 371.6691 | 0.00013173 | 296.725 | 0.0077452 | 296.2438 | 0 | 571.3726 | 0.019062 | 296.2438 | 0 | 570.348 | 0.00028599 | 571.3726 | 0.013193 | 296.2438 | 0 | 296.725 | 7.9081e-05
|  | 372.3579 | 2.2411 | 296.9354 | 0.0036235 | 296.4537 | -0.024047 | 372.3579 | 0.056456 | 296.9354 | -0.0088072 | 296.4537 | 0 | 296.4537 | #REF! | 371.7806 | 0.00017901 | 296.9354 | 0 | 290.85 | -0.025668 | 296.9354 | 0 | 372.3579 | 0.0012394 | 296.9354 | 0 | 290.85 | -0.0037373 | 296.9354 | 0 | 290.85 | -0.0046928 | 296.9354 | 0 | 371.7806 | 0.00014269 | 296.9354 | 0 | 371.7806 | 0.00011014 | 296.9354 | 0 | 296.4537 | 0 | 571.5302 | 0.013479 | 296.4537 | 0 | 570.5063 | 0.00010725 | 571.5302 | 0.013378 | 296.4537 | 0 | 296.9354 | 2.518e-05
|  | 372.471 | 2.1873 | 297.1458 | 0.022871 | 296.6635 | 0.000293 | 372.471 | 0.06257 | 297.1458 | 0.01441 | 296.6635 | 0 | 296.6635 | #REF! | 371.892 | 0.00017528 | 297.1458 | 0 | 291.06 | -0.030946 | 297.1458 | 0 | 372.471 | 0.00374 | 297.1458 | 0 | 291.06 | -0.0068827 | 297.1458 | 3.9281e-05 | 291.06 | -0.0065293 | 297.1458 | 0 | 371.892 | 0.0001592 | 297.1458 | 0 | 371.892 | 7.9995e-05 | 297.1458 | 0.006951 | 296.6635 | 0 | 571.6877 | 0.0177 | 296.6635 | 0 | 570.6646 | 7.1499e-05 | 571.6877 | 0.012682 | 296.6635 | 0 | 297.1458 | 9.8125e-05
|  | 372.584 | 2.154 | 297.3562 | 0.010238 | 296.8733 | -0.0095132 | 372.584 | 0.067919 | 297.3562 | -0.0031437 | 296.8733 | 0 | 296.8733 | #REF! | 372.0035 | 0.00014958 | 297.3562 | 0 | 291.27 | -0.011755 | 297.3562 | 0 | 372.584 | 0.0050178 | 297.3562 | 0 | 291.27 | -0.0082806 | 297.3562 | 0 | 291.27 | -0.0020913 | 297.3562 | 0 | 372.0035 | 0.00016234 | 297.3562 | 0 | 372.0035 | 7.8454e-05 | 297.3562 | 0 | 296.8733 | 0 | 571.8453 | 0.0097577 | 296.8733 | 0 | 570.8229 | 0.00010725 | 571.8453 | 0.013796 | 296.8733 | 0 | 297.3562 | 2.5008e-05
|  | 372.6971 | 2.0854 | 297.5667 | 0.026045 | 297.0832 | -0.00022633 | 372.6971 | 0.075179 | 297.5667 | 0.01386 | 297.0832 | 0 | 297.0832 | #REF! | 372.1149 | 0.00012797 | 297.5667 | 0 | 291.48 | 0.017032 | 297.5667 | 0 | 372.6971 | 0.0092807 | 297.5667 | 0 | 291.48 | -0.0016406 | 297.5667 | 2.7334e-05 | 291.48 | -0.00025504 | 297.5667 | 0 | 372.1149 | 0.00016961 | 297.5667 | 0 | 372.1149 | 0.00010672 | 297.5666 | 0.0058283 | 297.0832 | 0 | 572.0029 | 0.018335 | 297.0832 | 0 | 570.9811 | 0 | 572.0029 | 0.013193 | 297.0832 | 0 | 297.5667 | 9.0191e-05
|  | 372.8102 | 2.0542 | 297.7771 | -0.0071585 | 297.2931 | -0.0046385 | 372.8102 | 0.088935 | 297.7771 | 0.0040935 | 297.2931 | 0 | 297.2931 | #REF! | 372.2264 | 0.00011586 | 297.7771 | 0 | 291.69 | -0.0016793 | 297.7771 | 0 | 372.8102 | 0.0027518 | 297.7771 | 0 | 291.69 | -0.0093286 | 297.7771 | 0 | 291.69 | -0.007141 | 297.7771 | 0 | 372.2264 | 0.00015491 | 297.7771 | 0 | 372.2264 | 0.00012179 | 297.7771 | 0 | 297.2931 | 0 | 572.1604 | 0.013797 | 297.2931 | 0 | 571.1394 | 0.00010725 | 572.1604 | 0.013703 | 297.2931 | 0 | 297.7771 | 3.2287e-05
|  | 372.9233 | 2.0341 | 297.9876 | 0.018798 | 297.503 | 0.033577 | 372.9233 | 0.081198 | 297.9876 | 0.017862 | 297.503 | 0 | 297.503 | #REF! | 372.3378 | 0.00012052 | 297.9876 | 0 | 291.9 | -0.004558 | 297.9876 | 0 | 372.9233 | 0.0015969 | 297.9876 | 0 | 291.9 | -0.01061 | 297.9876 | 6.9706e-05 | 291.9 | 0.00096913 | 297.9876 | 0 | 372.3378 | 0.00015524 | 297.9876 | 0 | 372.3378 | 9.0102e-05 | 297.9876 | 0.0071751 | 297.503 | 0 | 572.318 | 0.020514 | 297.503 | 0 | 571.2977 | 0 | 572.318 | 0.012635 | 297.503 | 0 | 297.9876 | 8.7072e-05
|  | 373.0364 | 1.9601 | 298.1981 | 0.019691 | 297.7129 | -0.0096109 | 373.0364 | 0.11129 | 298.1981 | -0.015371 | 297.7129 | 0 | 297.7129 | #REF! | 372.4493 | 0.0001289 | 298.1981 | 0 | 292.11 | -0.043901 | 298.1981 | 0 | 373.0364 | 0.0074157 | 298.1981 | 0 | 292.11 | -0.0088628 | 298.1981 | 0 | 292.11 | -0.0068351 | 298.1981 | 0 | 372.4493 | 0.00013344 | 298.1981 | 0 | 372.4493 | 0.00010004 | 298.1981 | 0 | 297.7129 | 0 | 572.4756 | 0.007897 | 297.7129 | 0 | 571.4561 | 0.00010725 | 572.4756 | 0.01375 | 297.7129 | 0 | 298.1981 | 3.2904e-05
|  | 373.1494 | 1.9244 | 298.4085 | 0.024167 | 297.9229 | 0.0058843 | 373.1494 | 0.10623 | 298.4085 | 0.015048 | 297.9229 | 0 | 297.9229 | #REF! | 372.5608 | 0.00013952 | 298.4085 | 0 | 292.32 | 0.0064771 | 298.4085 | 0 | 373.1494 | 0.0079041 | 298.4085 | 0 | 292.32 | -0.0050185 | 298.4085 | 7.0497e-05 | 292.32 | -0.0007141 | 298.4085 | 0 | 372.5608 | 0.00012948 | 298.4085 | 0 | 372.5608 | 9.3356e-05 | 298.4085 | 0.0086119 | 297.9229 | 0 | 572.6332 | 0.020015 | 297.9229 | 0 | 571.6144 | 0 | 572.6332 | 0.013239 | 297.9229 | 0 | 298.4085 | 8.1402e-05
|  | 373.2625 | 1.8823 | 298.619 | -0.0068739 | 298.1328 | -0.0068113 | 373.2625 | 0.13087 | 298.619 | -0.016647 | 298.1328 | 0 | 298.1328 | #REF! | 372.6723 | 0.00015349 | 298.6191 | 0 | 292.53 | -0.014154 | 298.6191 | 0 | 373.2625 | 0 | 298.6191 | 0 | 292.53 | -0.011659 | 298.619 | 0 | 292.53 | -0.0010202 | 298.6191 | 0 | 372.6723 | 0.00011313 | 298.6191 | 0 | 372.6723 | 9.6782e-05 | 298.6191 | 0 | 298.1328 | 0 | 572.7909 | 0.013661 | 298.1328 | 0 | 571.7727 | 0 | 572.7909 | 0.014168 | 298.1328 | 0 | 298.619 | 2.9585e-05
|  | 373.3756 | 1.8457 | 298.8296 | 0.028422 | 298.3428 | 0.0091381 | 373.3756 | 0.13584 | 298.8296 | -0.00059972 | 298.3428 | 0 | 298.3428 | #REF! | 372.7838 | 0.00014529 | 298.8296 | 0 | 292.74 | 0.028548 | 298.8296 | 0 | 373.3756 | 0.0085258 | 298.8296 | 0 | 292.74 | 0.0056981 | 298.8296 | 4.3464e-05 | 292.74 | 0.0084671 | 298.8296 | 0 | 372.7838 | 0.00012304 | 298.8296 | 0 | 372.7838 | 5.4986e-05 | 298.8296 | 0.0050488 | 298.3428 | 0 | 572.9485 | 0.016293 | 298.3428 | 0 | 571.931 | 0.00028599 | 572.9485 | 0.01296 | 298.3428 | 0 | 298.8296 | 7.4792e-05
|  | 373.4886 | 1.8125 | 299.0401 | 0.0011303 | 298.5528 | -0.013374 | 373.4886 | 0.16966 | 299.0401 | -0.0084088 | 298.5528 | 0 | 298.5528 | #REF! | 372.8952 | 0.00014473 | 299.0401 | 0 | 292.95 | -0.0016793 | 299.0401 | 0 | 373.4886 | 0.010568 | 299.0401 | 0 | 292.95 | -0.0040868 | 299.0401 | 0 | 292.95 | -0.0007141 | 299.0401 | 0 | 372.8952 | 0.00013608 | 299.0401 | 0 | 372.8952 | 9.5069e-05 | 299.0401 | 0 | 298.5528 | 0 | 573.1061 | 0.011074 | 298.5528 | 0 | 572.0893 | 0.00010725 | 573.1061 | 0.013843 | 298.5528 | 0 | 299.0401 | 2.059e-05
|  | 373.6017 | 1.7707 | 299.2507 | 0.027688 | 298.7628 | 0.013694 | 373.6017 | 0.19048 | 299.2507 | 0.013188 | 298.7628 | 0 | 298.7628 | #REF! | 373.0068 | 0.00013281 | 299.2507 | 0 | 293.16 | 0.030946 | 299.2507 | 0 | 373.6017 | 0.0029836 | 299.2507 | 0 | 293.16 | 0.0038344 | 299.2507 | 4.6304e-05 | 293.16 | -0.014027 | 299.2507 | 0 | 373.0068 | 0.00012419 | 299.2507 | 0 | 373.0068 | 0.00011682 | 299.2507 | 0.0067361 | 298.7628 | 0 | 573.2638 | 0.015385 | 298.7628 | 0 | 572.2477 | 7.1499e-05 | 573.2638 | 0.013007 | 298.7628 | 0 | 299.2507 | 8.6671e-05
|  | 373.7148 | 1.7409 | 299.4612 | 0.0091005 | 298.9728 | 0.023836 | 373.7148 | 0.2049 | 299.4612 | 0.0049142 | 298.9728 | 0 | 298.9728 | #REF! | 373.1182 | 0.00012611 | 299.4613 | 0 | 293.37 | -0.0064771 | 299.4613 | 0 | 373.7148 | 0.0065275 | 299.4613 | 0 | 293.37 | 0.0012716 | 299.4612 | 0 | 293.37 | -0.005917 | 299.4613 | 0 | 373.1182 | 0.00014005 | 299.4613 | 0 | 373.1182 | 0.00017506 | 299.4612 | 0 | 298.9728 | 0 | 573.4214 | 0.0090316 | 298.9728 | 0 | 572.406 | 0.00010725 | 573.4214 | 0.01375 | 298.9728 | 0 | 299.4612 | 3.593e-05
|  | 373.8278 | 1.7342 | 299.6718 | 0.030679 | 299.1828 | 0.0021082 | 373.8278 | 0.23261 | 299.6718 | 0.010528 | 299.1828 | 0 | 299.1828 | #REF! | 373.2298 | 0.00012499 | 299.6718 | 0 | 293.58 | 0.024709 | 299.6718 | 0 | 373.8278 | 0.011323 | 299.6718 | 0 | 293.58 | 0.00022327 | 299.6718 | 3.9687e-05 | 293.58 | -0.011426 | 299.6718 | 0 | 373.2298 | 0.0001237 | 299.6718 | 0 | 373.2298 | 0.00013344 | 299.6718 | 0.0055503 | 299.1828 | 0 | 573.5791 | 0.014205 | 299.1828 | 0 | 572.5644 | 0 | 573.5791 | 0.012774 | 299.1828 | 0 | 299.6718 | 8.9194e-05
|  | 373.9409 | 1.6607 | 299.8824 | 0.0056683 | 299.3929 | -0.023606 | 373.9409 | 0.27512 | 299.8824 | 0.0023755 | 299.3929 | 0 | 299.3929 | #REF! | 373.3413 | 0.00014231 | 299.8824 | 0 | 293.79 | -0.011275 | 299.8824 | 0 | 373.9409 | 0.0074157 | 299.8824 | 0 | 293.79 | -0.0057175 | 299.8824 | 0 | 293.79 | 0.00081613 | 299.8824 | 0 | 373.3413 | 0.00014764 | 299.8824 | 0 | 373.3413 | 9.6782e-05 | 299.8825 | 0 | 299.3929 | 0 | 573.7367 | 0.018018 | 299.3929 | 0 | 572.7228 | 0.00032174 | 573.7367 | 0.013239 | 299.3929 | 0 | 299.8824 | 2.4559e-05
|  | 374.0539 | 1.6566 | 300.0931 | 0.0013856 | 299.603 | 0.013848 | 374.0539 | 0.27311 | 300.0931 | -0.0068118 | 299.603 | 0 | 299.603 | #REF! | 373.4528 | 0.00016448 | 300.0931 | 0 | 294 | 0.0002399 | 300.0931 | 0 | 374.0539 | 0.0044849 | 300.0931 | 0 | 294 | 0.00045625 | 300.0931 | 7.0045e-05 | 294 | 0.006172 | 300.0931 | 0 | 373.4528 | 0.00012485 | 300.0931 | 0 | 373.4528 | 8.6676e-05 | 300.0931 | 0.0065602 | 299.603 | 0 | 573.8944 | 0.015385 | 299.603 | 0 | 572.8811 | 7.1499e-05 | 573.8944 | 0.012496 | 299.603 | 0 | 300.0931 | 9.273e-05
|  | 374.167 | 1.6291 | 300.3037 | -0.0013999 | 299.8131 | -0.045096 | 374.167 | 0.34848 | 300.3037 | -0.015507 | 299.8131 | 0 | 299.8131 | #REF! | 373.5643 | 0.00016094 | 300.3037 | 0 | 294.21 | -0.015113 | 300.3037 | 0 | 374.167 | 0.0081705 | 300.3037 | 0 | 294.21 | -0.0080475 | 300.3037 | 0 | 294.21 | -0.014792 | 300.3037 | 0 | 373.5643 | 0.00013724 | 300.3037 | 0 | 373.5643 | 7.5028e-05 | 300.3037 | 0 | 299.8131 | 0 | 574.0521 | 0.012526 | 299.8131 | 0 | 573.0395 | 0 | 574.0521 | 0.013611 | 299.8131 | 0 | 300.3037 | 2.2463e-05
|  | 374.2801 | 1.5796 | 300.5143 | 0.03631 | 300.0232 | 0.045258 | 374.2801 | 0.36109 | 300.5143 | 0.018104 | 300.0232 | 0 | 300.0232 | #REF! | 373.6759 | 0.00015125 | 300.5144 | 0 | 294.42 | -0.0050378 | 300.5144 | 0 | 374.2801 | 0.0051066 | 300.5144 | 0 | 294.42 | 0.002553 | 300.5143 | 7.7444e-05 | 294.42 | -0.0007141 | 300.5144 | 0 | 373.6759 | 0.00012535 | 300.5144 | 0 | 373.6759 | 0.00013669 | 300.5143 | 0.0075806 | 300.0232 | 0 | 574.2098 | 0.015794 | 300.0232 | 0 | 573.1979 | 0.00028599 | 574.2098 | 0.0131 | 300.0232 | 0 | 300.5143 | 8.4148e-05
|  | 374.3931 | 1.5445 | 300.725 | 0.021386 | 300.2333 | 0.0070311 | 374.3931 | 0.38698 | 300.725 | 0.0013315 | 300.2333 | 0 | 300.2333 | #REF! | 373.7874 | 0.00011698 | 300.725 | 0 | 294.63 | -0.0035984 | 300.725 | 0 | 374.3931 | 0.012078 | 300.725 | 0 | 294.63 | -0.0001262 | 300.725 | 0 | 294.63 | 0.0028055 | 300.725 | 0 | 373.7874 | 0.00013542 | 300.725 | 0 | 373.7874 | 0.00011837 | 300.725 | 0 | 300.2333 | 0 | 574.3675 | 0.010439 | 300.2333 | 0 | 573.3563 | 0.00010725 | 574.3675 | 0.013889 | 300.2333 | 0 | 300.725 | 4.0739e-05
|  | 374.5062 | 1.4984 | 300.9357 | 0.029782 | 300.4434 | 0.03609 | 374.5062 | 0.40847 | 300.9357 | -0.0034673 | 300.4434 | 0 | 300.4434 | #REF! | 373.8989 | 0.00011158 | 300.9357 | 0 | 294.84 | 0.0074367 | 300.9357 | 0 | 374.5062 | 0.011812 | 300.9357 | 0 | 294.84 | -0.0021065 | 300.9357 | 4.5793e-05 | 294.84 | 0.0077024 | 300.9357 | 0 | 373.8989 | 0.00012337 | 300.9357 | 0 | 373.8989 | 0.00014183 | 300.9357 | 0.0082481 | 300.4434 | 0 | 574.5252 | 0.018835 | 300.4434 | 0 | 573.5147 | 7.1499e-05 | 574.5252 | 0.012589 | 300.4434 | 0 | 300.9357 | 0.00010633
|  | 374.6192 | 1.4516 | 301.1464 | 0.026335 | 300.6536 | 0.00081179 | 374.6192 | 0.47773 | 301.1464 | -0.0088379 | 300.6536 | 0 | 300.6536 | #REF! | 374.0105 | 0.0001153 | 301.1464 | 0 | 295.06 | -0.034785 | 301.1464 | 0 | 374.6192 | 0 | 301.1464 | 0 | 295.06 | -0.00199 | 301.1464 | 0 | 295.06 | -0.010355 | 301.1464 | 0 | 374.0105 | 0.0001265 | 301.1464 | 0 | 374.0105 | 9.0102e-05 | 301.1464 | 0 | 300.6536 | 0 | 574.6829 | 0.019879 | 300.6536 | 0 | 573.6731 | 0 | 574.6829 | 0.013007 | 300.6536 | 0 | 301.1464 | 2.4697e-05
|  | 374.7323 | 1.4217 | 301.3571 | 0.037374 | 300.8638 | 0.018653 | 374.7323 | 0.50543 | 301.3571 | 0.016422 | 300.8638 | 0 | 300.8638 | #REF! | 374.122 | 0.00013933 | 301.3571 | 0 | 295.27 | 0.0031186 | 301.3571 | 0 | 374.7323 | 0.0028575 | 301.3571 | 0 | 295.27 | -0.00094161 | 301.3571 | 3.9511e-05 | 295.27 | -0.0017853 | 301.3571 | 0 | 374.122 | 0.00011197 | 301.3571 | 0 | 374.122 | 9.6782e-05 | 301.3571 | 0.0036476 | 300.8638 | 0 | 574.8406 | 0.019561 | 300.8638 | 0 | 573.8315 | 0 | 574.8406 | 0.011985 | 300.8638 | 0 | 301.3571 | 9.0255e-05
|  | 374.8453 | 1.4208 | 301.5678 | 0.0051751 | 301.0739 | 0.025625 | 374.8453 | 0.53533 | 301.5678 | -0.011425 | 301.0739 | 0 | 301.0739 | #REF! | 374.2336 | 0.00014753 | 301.5678 | 0 | 295.48 | -0.017032 | 301.5678 | 0 | 374.8453 | 0.0019956 | 301.5678 | 0 | 295.48 | -0.0068827 | 301.5678 | 1.1444e-05 | 295.48 | -0.0025504 | 301.5678 | 0 | 374.2336 | 0.00011181 | 301.5678 | 0 | 374.2336 | 0.00010843 | 301.5678 | 0 | 301.074 | 0 | 574.9983 | 0.012118 | 301.0739 | 0 | 573.9899 | 0.00032174 | 574.9983 | 0.01296 | 301.074 | 0 | 301.5678 | 2.921e-05
|  | 374.9584 | 1.3601 | 301.7786 | 0.041905 | 301.2842 | 0.014965 | 374.9584 | 0.59121 | 301.7786 | 0.0033168 | 301.2842 | 0 | 301.2842 | #REF! | 374.3452 | 0.00016094 | 301.7786 | 0 | 295.69 | -0.018472 | 301.7786 | 0 | 374.9584 | 0.0096803 | 301.7786 | 0 | 295.69 | 0.00022327 | 301.7786 | 4.6655e-05 | 295.69 | 0.0047948 | 301.7786 | 0 | 374.3452 | 0.00011544 | 301.7786 | 0 | 374.3452 | 0.00015348 | 301.7786 | 0.003622 | 301.2842 | 0 | 575.1561 | 0.015476 | 301.2842 | 0 | 574.1483 | 7.1499e-05 | 575.1561 | 0.012496 | 301.2842 | 0 | 301.7786 | 8.322e-05
|  | 375.0714 | 1.3268 | 301.9893 | 0.00072191 | 301.4944 | -0.0069064 | 375.0714 | 0.6215 | 301.9893 | -0.017822 | 301.4944 | 0 | 301.4944 | #REF! | 374.4567 | 0.00016057 | 301.9893 | 0 | 295.9 | 0.024228 | 301.9893 | 0 | 375.0714 | 0.0056394 | 301.9893 | 0 | 295.9 | 0.0051159 | 301.9893 | 0 | 295.9 | 0.0095384 | 301.9893 | 0 | 374.4567 | 0.00012997 | 301.9893 | 0 | 374.4567 | 0.00015348 | 301.9894 | 0 | 301.4944 | 0 | 575.3138 | 0.01062 | 301.4944 | 0 | 574.3067 | 0.00010725 | 575.3138 | 0.013425 | 301.4944 | 0 | 301.9893 | 4.124e-05
|  | 375.1845 | 1.3207 | 302.2001 | 0.014971 | 301.7046 | 0.01655 | 375.1845 | 0.70479 | 302.2001 | -0.0089133 | 301.7046 | 0 | 301.7046 | #REF! | 374.5683 | 0.00017118 | 302.2001 | 0 | 296.11 | 0.0026388 | 302.2001 | 0 | 375.1845 | 0.0067496 | 302.2001 | 0 | 296.11 | -0.002223 | 302.2001 | 2.5445e-05 | 296.11 | -0.0076005 | 302.2001 | 0 | 374.5683 | 0.00013344 | 302.2001 | 0 | 374.5683 | 0.00014012 | 302.2001 | 0.0031089 | 301.7046 | 0 | 575.4715 | 0.011346 | 301.7046 | 0 | 574.4652 | 0 | 575.4715 | 0.012589 | 301.7046 | 0 | 302.2001 | 9.9705e-05
|  | 375.2975 | 1.2931 | 302.4109 | 0.012002 | 301.9149 | 0.0075442 | 375.2975 | 0.74788 | 302.4109 | -0.0032701 | 301.9149 | 0 | 301.9149 | #REF! | 374.6799 | 0.00016876 | 302.4109 | 0 | 296.32 | -0.014154 | 302.4109 | 0 | 375.2975 | 0.0018696 | 302.4109 | 0 | 296.32 | -0.0067659 | 302.4109 | 0 | 296.32 | 0.0093854 | 302.4109 | 0 | 374.6799 | 0.00013575 | 302.4109 | 0 | 374.6799 | 0.00010672 | 302.4109 | 0 | 301.9149 | 0 | 575.6293 | 0.018517 | 301.9149 | 0 | 574.6236 | 0.00032174 | 575.6293 | 0.013703 | 301.9149 | 0 | 302.4109 | 2.2489e-05
|  | 375.4106 | 1.2383 | 302.6217 | 0.026307 | 302.1252 | 0.015814 | 375.4106 | 0.80223 | 302.6217 | 0.038907 | 302.1252 | 0 | 302.1252 | #REF! | 374.7915 | 0.0001656 | 302.6217 | 0 | 296.53 | -0.011275 | 302.6217 | 0 | 375.4106 | 0.010036 | 302.6217 | 0 | 296.53 | 0.0055817 | 302.6217 | 3.7033e-05 | 296.53 | 0.0089266 | 302.6217 | 0 | 374.7915 | 0.00013493 | 302.6217 | 0 | 374.7915 | 0.00010672 | 302.6217 | 0.0066943 | 302.1252 | 0 | 575.7871 | 0.016293 | 302.1252 | 0 | 574.7821 | 7.1499e-05 | 575.7871 | 0.012867 | 302.1252 | 0 | 302.6217 | 8.6141e-05
|  | 375.5236 | 1.1993 | 302.8326 | 0.007703 | 302.3354 | -0.0046638 | 375.5236 | 0.88801 | 302.8326 | 0.0017306 | 302.3354 | 0 | 302.3354 | #REF! | 374.9031 | 0.00015051 | 302.8325 | 0 | 296.74 | -0.017032 | 302.8325 | 0 | 375.5236 | 0.0063943 | 302.8325 | 0 | 296.74 | -0.006999 | 302.8326 | 0 | 296.74 | -0.0027035 | 302.8325 | 0 | 374.9031 | 0.0001445 | 302.8325 | 0 | 374.9031 | 9.0102e-05 | 302.8326 | 0 | 302.3354 | 0 | 575.9448 | 0.013888 | 302.3354 | 0 | 574.9405 | 0.00032174 | 575.9448 | 0.013471 | 302.3354 | 0 | 302.8326 | 3.141e-05
|  | 375.6366 | 1.1699 | 303.0434 | 0.040976 | 302.5458 | 0.040464 | 375.6366 | 0.89441 | 303.0434 | 0.011672 | 302.5458 | 0 | 302.5458 | #REF! | 375.0147 | 0.0001492 | 303.0434 | 0 | 296.95 | 0.017512 | 303.0434 | 0 | 375.6366 | 0.0079041 | 303.0434 | 0 | 296.95 | 0.0084939 | 303.0434 | 5.2795e-05 | 296.95 | 0.006172 | 303.0434 | 0 | 375.0147 | 0.0001265 | 303.0434 | 0 | 375.0147 | 0.00010004 | 303.0434 | 0.0070906 | 302.5457 | 0 | 576.1026 | 0.0091677 | 302.5458 | 0 | 575.099 | 7.1499e-05 | 576.1026 | 0.012542 | 302.5457 | 0 | 303.0434 | 8.7513e-05
|  | 375.7497 | 1.1443 | 303.2542 | 0.017441 | 302.7561 | -0.0097937 | 375.7497 | 0.94313 | 303.2542 | -0.033772 | 302.7561 | 0 | 302.7561 | #REF! | 375.1263 | 0.00014864 | 303.2542 | 0 | 297.16 | -0.037183 | 303.2542 | 0 | 375.7497 | 0.010835 | 303.2542 | 0 | 297.16 | -0.002689 | 303.2542 | 0 | 297.16 | -0.0086717 | 303.2542 | 0 | 375.1263 | 0.00013658 | 303.2542 | 0 | 375.1263 | 0.00010175 | 303.2542 | 0 | 302.7561 | 0 | 576.2604 | 0.013162 | 302.7561 | 0 | 575.2574 | 0.00032174 | 576.2604 | 0.013564 | 302.7561 | 0 | 303.2542 | 3.4876e-05
|  | 375.8627 | 1.0843 | 303.4651 | 0.021559 | 302.9664 | -0.0062904 | 375.8627 | 0.96749 | 303.4651 | 0.016631 | 302.9664 | 0 | 302.9664 | #REF! | 375.2379 | 0.00014008 | 303.4651 | 0 | 297.37 | -0.02327 | 303.4651 | 0 | 375.8627 | 0.0075045 | 303.4651 | 0 | 297.37 | -0.0035044 | 303.4651 | 9.3504e-06 | 297.37 | 0.0023464 | 303.4651 | 0 | 375.2379 | 0.00012386 | 303.4651 | 0 | 375.2379 | 0.00014012 | 303.4651 | 0.0065233 | 302.9664 | 0 | 576.4182 | 0.016339 | 302.9664 | 0 | 575.4159 | 0 | 576.4182 | 0.01296 | 302.9664 | 0 | 303.4651 | 9.9067e-05
|  | 375.9757 | 1.0604 | 303.676 | -0.0076877 | 303.1768 | -0.018464 | 375.9757 | 1.0696 | 303.676 | -0.018128 | 303.1768 | 0 | 303.1768 | #REF! | 375.3495 | 0.0001289 | 303.676 | 0 | 297.58 | -0.017992 | 303.676 | 0 | 375.9757 | 0.0016175 | 303.676 | 0 | 297.58 | -0.00082513 | 303.676 | 0 | 297.58 | 0.0029585 | 303.676 | 0 | 375.3495 | 0.00015293 | 303.676 | 0 | 375.3495 | 0.00012505 | 303.676 | 0 | 303.1768 | 0 | 576.576 | 0.010756 | 303.1768 | 0 | 575.5744 | 0.00032174 | 576.576 | 0.013146 | 303.1768 | 0 | 303.676 | 2.5539e-05
|  | 376.0888 | 1.0439 | 303.8869 | 0.010245 | 303.3872 | 0.02812 | 376.0888 | 1.1189 | 303.8869 | 0.015162 | 303.3872 | 0 | 303.3872 | #REF! | 375.4611 | 0.00013877 | 303.8869 | 0 | 297.79 | -0.011275 | 303.8869 | 0 | 376.0888 | 0 | 303.8869 | 0 | 297.79 | -0.002223 | 303.8869 | 4.434e-05 | 297.79 | -0.0043867 | 303.8869 | 0 | 375.4611 | 0.00014764 | 303.8869 | 0 | 375.4611 | 0.00011511 | 303.8869 | 0.0096095 | 303.3872 | 0 | 576.7338 | 0.0079877 | 303.3872 | 0 | 575.7329 | 0 | 576.7338 | 0.011845 | 303.3872 | 0 | 303.8869 | 9.0074e-05
|  | 376.2018 | 1.0013 | 304.0978 | 0.020983 | 303.5975 | -0.02229 | 376.2018 | 1.1748 | 304.0978 | -0.01391 | 303.5975 | 0 | 303.5975 | #REF! | 375.5727 | 0.00015125 | 304.0978 | 0 | 298.01 | -0.011755 | 304.0978 | 0 | 376.2018 | 0.011057 | 304.0978 | 0 | 298.01 | -0.002223 | 304.0978 | 0 | 298.01 | -0.007294 | 304.0978 | 0 | 375.5727 | 0.00017175 | 304.0978 | 0 | 375.5727 | 6.8347e-05 | 304.0978 | 0 | 303.5976 | 0 | 576.8916 | 0.014296 | 303.5975 | 0 | 575.8914 | 0.00032174 | 576.8916 | 0.012542 | 303.5976 | 0 | 304.0978 | 2.8769e-05
|  | 376.3148 | 0.9607 | 304.3087 | 0.043862 | 303.808 | -0.017535 | 376.3148 | 1.2102 | 304.3087 | 0.011237 | 303.808 | 0 | 303.808 | #REF! | 375.6844 | 0.00015516 | 304.3087 | 0 | 298.22 | -0.00071969 | 304.3087 | 0 | 376.3148 | 0.010568 | 304.3087 | 0 | 298.22 | -0.0089791 | 304.3087 | 5.5172e-05 | 298.22 | -0.013262 | 304.3087 | 0 | 375.6844 | 0.00016465 | 304.3087 | 0 | 375.6844 | 8.3421e-05 | 304.3087 | 0.0057653 | 303.808 | 0 | 577.0495 | 0.016838 | 303.808 | 0 | 576.0499 | 0 | 577.0495 | 0.012124 | 303.808 | 0 | 304.3087 | 9.3554e-05
|  | 376.4279 | 0.93024 | 304.5197 | 0.001188 | 304.0184 | 0.0047954 | 376.4279 | 1.2844 | 304.5197 | -0.0080619 | 304.0184 | 0 | 304.0184 | #REF! | 375.796 | 0.00014082 | 304.5197 | 0 | 298.43 | -0.02183 | 304.5197 | 0 | 376.4279 | 0.0016175 | 304.5197 | 0 | 298.43 | -0.00024269 | 304.5197 | 0 | 298.43 | 0.0051009 | 304.5197 | 0 | 375.796 | 0.0001592 | 304.5197 | 0 | 375.796 | 0.00013687 | 304.5197 | 0 | 304.0184 | 0 | 577.2073 | 0.017246 | 304.0184 | 0 | 576.2084 | 0 | 577.2073 | 0.013007 | 304.0184 | 0 | 304.5197 | 3.2542e-05
|  | 376.5409 | 0.88752 | 304.7307 | 0.040106 | 304.2288 | 0.072389 | 376.5409 | 1.3354 | 304.7307 | 0.010149 | 304.2288 | 0 | 304.2288 | #REF! | 375.9076 | 0.0001302 | 304.7306 | 0 | 298.64 | -0.0026388 | 304.7306 | 0 | 376.5409 | 0.0032358 | 304.7306 | 0 | 298.64 | 0.0041839 | 304.7307 | 0.00011869 | 298.64 | 0.0044887 | 304.7306 | 0 | 375.9076 | 0.00014913 | 304.7306 | 0 | 375.9076 | 0.00017849 | 304.7307 | 0.0095355 | 304.2288 | 0 | 577.3651 | 0.016339 | 304.2288 | 0 | 576.3669 | 0 | 577.3651 | 0.012078 | 304.2288 | 0 | 304.7307 | 9.4036e-05
|  | 376.6539 | 0.84315 | 304.9416 | 0.0086157 | 304.4393 | -0.025536 | 376.6539 | 1.3709 | 304.9416 | 0.003511 | 304.4393 | 0 | 304.4393 | #REF! | 376.0193 | 0.00011716 | 304.9416 | 0 | 298.85 | -0.010315 | 304.9416 | 0 | 376.6539 | 0.0066608 | 304.9416 | 0 | 298.85 | 0.0013882 | 304.9416 | 0 | 298.85 | 0.0063253 | 304.9416 | 0 | 376.0193 | 0.00015375 | 304.9416 | 0 | 376.0193 | 0.00016856 | 304.9416 | 0 | 304.4393 | 0 | 577.523 | 0.014387 | 304.4393 | 0 | 576.5254 | 0.00032174 | 577.523 | 0.012682 | 304.4393 | 0 | 304.9416 | 4.4323e-05
|  | 376.7669 | 0.8229 | 305.1526 | 0.038707 | 304.6498 | 0.0055415 | 376.7669 | 1.4285 | 305.1526 | 0.0081838 | 304.6498 | 0 | 304.6498 | #REF! | 376.1309 | 0.00011921 | 305.1526 | 0 | 299.06 | 0.038623 | 305.1526 | 0 | 376.7669 | 0.01079 | 305.1526 | 0 | 299.06 | -0.0075817 | 305.1526 | 4.3238e-05 | 299.06 | -0.0027035 | 305.1526 | 0 | 376.1309 | 0.00013691 | 305.1526 | 0 | 376.1309 | 0.00012008 | 305.1526 | 0.011082 | 304.6498 | 0 | 577.6809 | 0.020605 | 304.6498 | 0 | 576.684 | 7.1499e-05 | 577.6809 | 0.012078 | 304.6498 | 0 | 305.1526 | 8.6616e-05
|  | 376.88 | 0.78101 | 305.3636 | 0.01856 | 304.8603 | -0.013266 | 376.88 | 1.5019 | 305.3636 | -0.013054 | 304.8603 | 0 | 304.8603 | #REF! | 376.2426 | 0.00011698 | 305.3636 | 0 | 299.27 | 0.0011995 | 305.3636 | 0 | 376.88 | 0.01159 | 305.3636 | 0 | 299.27 | -0.0028054 | 305.3636 | 0 | 299.27 | 0.0034176 | 305.3636 | 0 | 376.2426 | 0.0001237 | 305.3636 | 0 | 376.2426 | 9.0102e-05 | 305.3636 | 0 | 304.8603 | 0 | 577.8387 | 0.013389 | 304.8603 | 0 | 576.8425 | 0.00010725 | 577.8387 | 0.012821 | 304.8603 | 0 | 305.3636 | 3.7726e-05
|  | 376.993 | 0.71384 | 305.5746 | 0.035368 | 305.0708 | 0.027939 | 376.993 | 1.5779 | 305.5746 | 0.034636 | 305.0708 | 0 | 305.0708 | #REF! | 376.3543 | 0.00013318 | 305.5746 | 0 | 299.48 | 0.0079165 | 305.5746 | 0 | 376.993 | 0.00071442 | 305.5746 | 0 | 299.48 | 0.014551 | 305.5746 | 6.2669e-05 | 299.48 | 0.015047 | 305.5746 | 0 | 376.3543 | 0.00010652 | 305.5746 | 0 | 376.3543 | 9.8495e-05 | 305.5747 | 0.0057773 | 305.0708 | 0 | 577.9966 | 0.016838 | 305.0708 | 0 | 577.001 | 0 | 577.9966 | 0.012217 | 305.0708 | 0 | 305.5746 | 0.00010322
|  | 377.106 | 0.71194 | 305.7857 | 0.010742 | 305.2813 | -0.030291 | 377.106 | 1.6157 | 305.7857 | 0.0080501 | 305.2813 | 0 | 305.2813 | #REF! | 376.4659 | 0.00015144 | 305.7857 | 0 | 299.69 | -0.0093559 | 305.7857 | 0 | 377.106 | 0.0014915 | 305.7857 | 0 | 299.69 | -0.001524 | 305.7857 | 0 | 299.69 | -0.0034686 | 305.7857 | 0 | 376.4659 | 0.00011874 | 305.7857 | 0 | 376.4659 | 0.0001235 | 305.7857 | 0 | 305.2813 | 0 | 578.1545 | 0.014432 | 305.2813 | 0 | 577.1596 | 0.00032174 | 578.1545 | 0.012728 | 305.2813 | 0 | 305.7857 | 3.5057e-05
|  | 377.219 | 0.69079 | 305.9967 | 0.024842 | 305.4918 | 0.017881 | 377.219 | 1.6962 | 305.9967 | -0.0032993 | 305.4918 | 0 | 305.4918 | #REF! | 376.5776 | 0.00017267 | 305.9967 | 0 | 299.9 | -0.0016793 | 305.9967 | 0 | 377.219 | 0.0071492 | 305.9967 | 0 | 299.9 | 0.00092222 | 305.9967 | 4.7008e-05 | 299.9 | -0.0022444 | 305.9967 | 0 | 376.5776 | 0.00014005 | 305.9967 | 0 | 376.5776 | 0.00013687 | 305.9967 | 0.006858 | 305.4918 | 0 | 578.3124 | 0.014432 | 305.4918 | 0 | 577.3182 | 0 | 578.3124 | 0.012217 | 305.4918 | 0 | 305.9967 | 8.6386e-05
|  | 377.332 | 0.66642 | 306.2078 | -0.0030135 | 305.7024 | -0.0047519 | 377.332 | 1.7467 | 306.2078 | 0.0019266 | 305.7024 | 0 | 305.7024 | #REF! | 376.6893 | 0.00019 | 306.2078 | 0 | 300.12 | -0.037664 | 306.2078 | 0 | 377.332 | 0.010568 | 306.2078 | 0 | 300.12 | -0.0063001 | 306.2078 | 0 | 300.12 | -0.010967 | 306.2078 | 0 | 376.6893 | 0.00015722 | 306.2078 | 0 | 376.6893 | 0.00012676 | 306.2078 | 0 | 305.7024 | 0 | 578.4703 | 0.011074 | 305.7024 | 0 | 577.4767 | 0 | 578.4703 | 0.013146 | 305.7024 | 0 | 306.2078 | 2.5664e-05
|  | 377.445 | 0.64058 | 306.4189 | 0.019609 | 305.913 | -0.0094236 | 377.445 | 1.8248 | 306.4189 | 0.01472 | 305.913 | 0 | 305.913 | #REF! | 376.801 | 0.00017863 | 306.4189 | 0 | 300.33 | 0.02327 | 306.4189 | 0 | 377.445 | 0.0021011 | 306.4189 | 0 | 300.33 | -0.0057175 | 306.4189 | 3.9236e-05 | 300.33 | 0.0031115 | 306.4189 | 0 | 376.801 | 0.00015062 | 306.4189 | 0 | 376.801 | 0.00010346 | 306.4189 | 0.0062434 | 305.913 | 0 | 578.6282 | 0.017382 | 305.913 | 0 | 577.6353 | 0 | 578.6282 | 0.012635 | 305.913 | 0 | 306.4189 | 8.6167e-05
|  | 377.5581 | 0.61432 | 306.63 | 0.012491 | 306.1236 | -0.0026122 | 377.5581 | 1.8915 | 306.63 | -0.01862 | 306.1236 | 0 | 306.1236 | #REF! | 376.9126 | 0.00017342 | 306.63 | 0 | 300.54 | -0.016073 | 306.63 | 0 | 377.5581 | 0.0046625 | 306.63 | 0 | 300.54 | -0.01061 | 306.63 | 0 | 300.54 | -0.0095893 | 306.63 | 0 | 376.9126 | 0.00013658 | 306.63 | 0 | 376.9126 | 0.00011168 | 306.63 | 0 | 306.1236 | 0 | 578.7861 | 0.01534 | 306.1236 | 0 | 577.7939 | 0.00010725 | 578.7861 | 0.013611 | 306.1236 | 0 | 306.63 | 3.3091e-05
|  | 377.6711 | 0.5995 | 306.8411 | 0.028603 | 306.3342 | 0.021511 | 377.6711 | 2.0107 | 306.8411 | 0.013133 | 306.3342 | 0 | 306.3342 | #REF! | 377.0244 | 0.0001561 | 306.8411 | 0 | 300.75 | -0.031905 | 306.8411 | 0 | 377.6711 | 0.007016 | 306.8411 | 0 | 300.75 | -0.0043198 | 306.8411 | 4.178e-05 | 300.75 | 0.0034176 | 306.8411 | 0 | 377.0244 | 0.00011263 | 306.8411 | 0 | 377.0244 | 0.00011168 | 306.8411 | 0.01126 | 306.3342 | 0 | 578.944 | 0.018971 | 306.3342 | 0 | 577.9524 | 0 | 578.944 | 0.012635 | 306.3342 | 0 | 306.8411 | 8.3904e-05
|  | 377.7841 | 0.57439 | 307.0522 | 0.002609 | 306.5448 | -0.0073514 | 377.7841 | 2.0326 | 307.0522 | 0.00041873 | 306.5448 | 0 | 306.5448 | #REF! | 377.1361 | 0.00016355 | 307.0522 | 0 | 300.96 | 0.014154 | 307.0522 | 0 | 377.7841 | 0.0057727 | 307.0522 | 0 | 300.96 | 0.0023201 | 307.0522 | 0 | 300.96 | 0.0023464 | 307.0522 | 0 | 377.1361 | 0.00013113 | 307.0522 | 0 | 377.1361 | 0.00010004 | 307.0523 | 0 | 306.5448 | 0 | 579.1019 | 0.01534 | 306.5448 | 0 | 578.111 | 0.00032174 | 579.1019 | 0.013146 | 306.5448 | 0 | 307.0522 | 3.1173e-05
|  | 377.8971 | 0.5604 | 307.2634 | 0.0045637 | 306.7554 | 0.032747 | 377.8971 | 2.1331 | 307.2634 | -0.011091 | 306.7554 | 0 | 306.7554 | #REF! | 377.2478 | 0.00015777 | 307.2634 | 0 | 301.17 | 0.02135 | 307.2634 | 0 | 377.8971 | 0.0012187 | 307.2634 | 0 | 301.17 | -0.00094161 | 307.2634 | 5.2792e-05 | 301.17 | 0.0054069 | 307.2634 | 0 | 377.2478 | 0.00013839 | 307.2634 | 0 | 377.2478 | 9.6782e-05 | 307.2634 | 0.010814 | 306.7554 | 0 | 579.2599 | 0.016838 | 306.7554 | 0 | 578.2696 | 0 | 579.2599 | 0.012171 | 306.7554 | 0 | 307.2634 | 0.00010006
|  | 378.0101 | 0.53283 | 307.4745 | 0.0039929 | 306.9661 | 0.0062921 | 378.0101 | 2.1931 | 307.4745 | 0.0032867 | 306.9661 | 0 | 306.9661 | #REF! | 377.3595 | 0.00015647 | 307.4746 | 0 | 301.38 | 0.0083963 | 307.4746 | 0 | 378.0101 | 0.0076821 | 307.4746 | 0 | 301.38 | -0.0047858 | 307.4745 | 0 | 301.38 | -0.0013262 | 307.4746 | 0 | 377.3595 | 0.00014417 | 307.4746 | 0 | 377.3595 | 9.5069e-05 | 307.4746 | 0 | 306.9661 | 0 | 579.4178 | 0.013025 | 306.9661 | 0 | 578.4282 | 0.00010725 | 579.4178 | 0.012542 | 306.9661 | 0 | 307.4745 | 3.0389e-05
|  | 378.1231 | 0.51109 | 307.6857 | -0.0024616 | 307.1768 | 0.0059071 | 378.1231 | 2.3198 | 307.6857 | 0.01077 | 307.1768 | 0 | 307.1768 | #REF! | 377.4712 | 0.00014622 | 307.6857 | 0 | 301.59 | 0.025668 | 307.6857 | 0 | 378.1231 | 0.012833 | 307.6857 | 0 | 301.59 | -0.0054848 | 307.6857 | 2.5049e-05 | 301.59 | 0.00020403 | 307.6857 | 0 | 377.4712 | 0.00013575 | 307.6857 | 0 | 377.4712 | 0.00013173 | 307.6857 | 0.0082664 | 307.1768 | 0 | 579.5758 | 0.020514 | 307.1768 | 0 | 578.5869 | 0.00028599 | 579.5758 | 0.011985 | 307.1768 | 0 | 307.6857 | 8.9119e-05
|  | 378.2361 | 0.49175 | 307.8969 | 0.009884 | 307.3875 | 0.0015103 | 378.2361 | 2.4427 | 307.8969 | -0.014727 | 307.3875 | 0 | 307.3875 | #REF! | 377.5829 | 0.00014138 | 307.8969 | 0 | 301.8 | -0.043421 | 307.8969 | 0 | 378.2361 | 0.0062611 | 307.8969 | 0 | 301.8 | -0.00070865 | 307.8969 | 0 | 301.8 | -0.0042337 | 307.8969 | 0 | 377.5829 | 0.00013658 | 307.8969 | 0 | 377.5829 | 0.00011511 | 307.8969 | 0 | 307.3875 | 0 | 579.7337 | 0.016838 | 307.3875 | 0 | 578.7455 | 0.00010725 | 579.7337 | 0.012449 | 307.3875 | 0 | 307.8969 | 5.5796e-06
|  | 378.3491 | 0.48097 | 308.1082 | 0.012553 | 307.5982 | 0.0089605 | 378.3491 | 2.4997 | 308.1082 | 0.0058994 | 307.5982 | 0 | 307.5982 | #REF! | 377.6946 | 0.00013412 | 308.1081 | 0 | 302.02 | 0.018952 | 308.1081 | 0 | 378.3491 | 0.0033618 | 308.1081 | 0 | 302.02 | 0.0019706 | 308.1082 | 3.7738e-05 | 302.02 | 0.00096913 | 308.1081 | 0 | 377.6946 | 0.00015607 | 308.1081 | 0 | 377.6946 | 0.00013173 | 308.1082 | 0.0072854 | 307.5982 | 0 | 579.8917 | 0.0236 | 307.5982 | 0 | 578.9041 | 7.1499e-05 | 579.8917 | 0.012171 | 307.5982 | 0 | 308.1082 | 7.8599e-05
|  | 378.4621 | 0.46368 | 308.3194 | 0.018438 | 307.8089 | 0.0082557 | 378.4621 | 2.6205 | 308.3194 | -0.0078975 | 307.8089 | 0 | 307.8089 | #REF! | 377.8064 | 0.00015144 | 308.3194 | 0 | 302.23 | 0.0040782 | 308.3194 | 0 | 378.4621 | 0 | 308.3194 | 0 | 302.23 | -0.0043198 | 308.3194 | 0 | 302.23 | -0.0017853 | 308.3194 | 0 | 377.8064 | 0.00016697 | 308.3194 | 0 | 377.8064 | 0.00011014 | 308.3194 | 0 | 307.8089 | 0 | 580.0497 | 0.015885 | 307.8089 | 0 | 579.0627 | 0.00010725 | 580.0497 | 0.013007 | 307.8089 | 0 | 308.3194 | 3.5134e-05
|  | 378.5751 | 0.43331 | 308.5306 | 0.039597 | 308.0197 | 0.006493 | 378.5751 | 2.6617 | 308.5306 | -0.0044692 | 308.0197 | 0 | 308.0197 | #REF! | 377.9181 | 0.00015908 | 308.5306 | 0 | 302.44 | -0.0002399 | 308.5306 | 0 | 378.5751 | 0.0058615 | 308.5306 | 0 | 302.44 | 0.0017376 | 308.5306 | 3.9469e-05 | 302.44 | -0.0063763 | 308.5306 | 0 | 377.9181 | 0.00015309 | 308.5306 | 0 | 377.9181 | 0.00014012 | 308.5306 | 0.0048001 | 308.0197 | 0 | 580.2077 | 0.023918 | 308.0197 | 0 | 579.2214 | 7.1499e-05 | 580.2077 | 0.012403 | 308.0197 | 0 | 308.5306 | 8.6132e-05
|  | 378.6881 | 0.4273 | 308.7419 | 0.0094613 | 308.2304 | -0.0089614 | 378.6881 | 2.7764 | 308.7419 | -0.0095356 | 308.2304 | 0 | 308.2304 | #REF! | 378.0299 | 0.00016038 | 308.7419 | 0 | 302.65 | -0.017032 | 308.7419 | 0 | 378.6881 | 0.0085702 | 308.7419 | 0 | 302.65 | 0.0036014 | 308.7419 | 0 | 302.65 | -0.0030095 | 308.7419 | 0 | 378.0299 | 0.00013724 | 308.7419 | 0 | 378.0299 | 0.00014012 | 308.7419 | 0 | 308.2304 | 0 | 580.3657 | 0.012209 | 308.2304 | 0 | 579.38 | 0.00010725 | 580.3657 | 0.012914 | 308.2304 | 0 | 308.7419 | 3.9226e-05
|  | 378.8011 | 0.41882 | 308.9532 | 0.038438 | 308.4412 | -0.0038541 | 378.8011 | 2.8633 | 308.9532 | -0.0043049 | 308.4412 | 0 | 308.4412 | #REF! | 378.1416 | 0.00013803 | 308.9531 | 0 | 302.86 | 0.0011995 | 308.9531 | 0 | 378.8011 | 0.0042442 | 308.9531 | 0 | 302.86 | 0.0033685 | 308.9532 | 3.1032e-05 | 302.86 | -0.0016323 | 308.9531 | 0 | 378.1416 | 0.00012122 | 308.9531 | 0 | 378.1416 | 0.00014509 | 308.9532 | 0.006482 | 308.4412 | 0 | 580.5237 | 0.021467 | 308.4412 | 0 | 579.5386 | 7.1499e-05 | 580.5237 | 0.012031 | 308.4412 | 0 | 308.9532 | 8.7101e-05
|  | 378.9141 | 0.3789 | 309.1644 | 0.020119 | 308.652 | -0.00077986 | 378.9141 | 3.0187 | 309.1644 | 0.0075196 | 308.652 | 0 | 308.652 | #REF! | 378.2534 | 0.00015051 | 309.1644 | 0 | 303.07 | -0.029507 | 309.1644 | 0 | 378.9141 | 0.003256 | 309.1644 | 0 | 303.07 | -0.010843 | 309.1644 | 0 | 303.07 | -0.0066822 | 309.1644 | 0 | 378.2534 | 0.00012386 | 309.1644 | 0 | 378.2534 | 0.00015845 | 309.1644 | 0 | 308.652 | 0 | 580.6817 | 0.015249 | 308.652 | 0 | 579.6973 | 0 | 580.6817 | 0.012867 | 308.652 | 0 | 309.1644 | 3.1041e-05
|  | 379.0271 | 0.36638 | 309.3757 | 0.017594 | 308.8628 | 0.0069137 | 379.0271 | 3.1443 | 309.3757 | 0.021266 | 308.8628 | 0 | 308.8628 | #REF! | 378.3651 | 0.00013747 | 309.3757 | 0 | 303.28 | 0.013194 | 309.3757 | 0 | 379.0271 | 0 | 309.3757 | 0 | 303.28 | -0.0023395 | 309.3757 | 4.4204e-05 | 303.28 | 5.1009e-05 | 309.3757 | 0 | 378.3651 | 0.00012502 | 309.3757 | 0 | 378.3651 | 0.00020847 | 309.3757 | 0.005586 | 308.8628 | 0 | 580.8397 | 0.018335 | 308.8628 | 0 | 579.856 | 7.1499e-05 | 580.8397 | 0.012124 | 308.8628 | 0 | 309.3757 | 9.6036e-05
|  | 379.1401 | 0.3663 | 309.5871 | 0.0057413 | 309.0736 | 0.019707 | 379.1401 | 3.2695 | 309.5871 | -0.0020509 | 309.0736 | 0 | 309.0736 | #REF! | 378.4769 | 0.00015926 | 309.5871 | 0 | 303.49 | -0.0002399 | 309.5871 | 0 | 379.1401 | 0.008437 | 309.5871 | 0 | 303.49 | -0.0075817 | 309.5871 | 0 | 303.49 | 0.0038766 | 309.5871 | 0 | 378.4769 | 0.00011643 | 309.5871 | 0 | 378.4769 | 0.00020024 | 309.5871 | 0 | 309.0736 | 0 | 580.9977 | 0.01652 | 309.0736 | 0 | 580.0146 | 0.00010725 | 580.9977 | 0.012635 | 309.0736 | 0 | 309.5871 | 4.668e-05
|  | 379.2531 | 0.34498 | 309.7984 | 0.032617 | 309.2845 | 0.0061597 | 379.2531 | 3.3975 | 309.7984 | -0.0025877 | 309.2845 | 0 | 309.2845 | #REF! | 378.5887 | 0.00014362 | 309.7984 | 0 | 303.71 | 0.020872 | 309.7984 | 0 | 379.2531 | 0.0013447 | 309.7984 | 0 | 303.71 | 0.011406 | 309.7984 | 1.2889e-05 | 303.71 | 0.012599 | 309.7984 | 0 | 378.5887 | 0.00012997 | 309.7984 | 0 | 378.5887 | 0.00015348 | 309.7984 | 0.0027193 | 309.2845 | 0 | 581.1558 | 0.020015 | 309.2845 | 0 | 580.1733 | 0 | 581.1558 | 0.011567 | 309.2845 | 0 | 309.7984 | 7.5331e-05
|  | 379.3661 | 0.34399 | 310.0097 | 0.022967 | 309.4953 | -0.015259 | 379.3661 | 3.4945 | 310.0097 | -0.01569 | 309.4953 | 0 | 309.4953 | #REF! | 378.7004 | 0.00015088 | 310.0097 | 0 | 303.92 | -0.004558 | 310.0097 | 0 | 379.3661 | 0.0075489 | 310.0097 | 0 | 303.92 | 0.00022327 | 310.0097 | 0 | 303.92 | -0.0085181 | 310.0097 | 0 | 378.7004 | 0.00013955 | 310.0097 | 0 | 378.7004 | 9.3356e-05 | 310.0097 | 0 | 309.4953 | 0 | 581.3138 | 0.013979 | 309.4953 | 0 | 580.332 | 0.00010725 | 581.3138 | 0.01231 | 309.4953 | 0 | 310.0097 | 2.1235e-05
|  | 379.4791 | 0.32366 | 310.2211 | 0.028202 | 309.7062 | 0.0050697 | 379.4791 | 3.6862 | 310.2211 | 0.0036281 | 309.7062 | 0 | 309.7062 | #REF! | 378.8122 | 0.00014492 | 310.2211 | 0 | 304.13 | 0.037183 | 310.2211 | 0 | 379.4791 | 0.00021011 | 310.2211 | 0 | 304.13 | -0.0068827 | 310.2211 | 2.9436e-05 | 304.13 | 0.0080083 | 310.2211 | 0 | 378.8122 | 0.00013691 | 310.2211 | 0 | 378.8122 | 9.3356e-05 | 310.2211 | 0.0097703 | 309.7062 | 0 | 581.4718 | 0.023782 | 309.7062 | 0 | 580.4907 | 7.1499e-05 | 581.4718 | 0.011752 | 309.7062 | 0 | 310.2211 | 9.2291e-05
|  | 379.592 | 0.30111 | 310.4325 | 0.0088521 | 309.9171 | 0.014503 | 379.592 | 3.8098 | 310.4325 | -0.0042294 | 309.9171 | 0 | 309.9171 | #REF! | 378.924 | 0.00015647 | 310.4325 | 0 | 304.34 | -0.019431 | 310.4325 | 0 | 379.592 | 0.0056394 | 310.4325 | 0 | 304.34 | 0.00033976 | 310.4325 | 0 | 304.34 | 0.0043357 | 310.4325 | 0 | 378.924 | 0.00014005 | 310.4325 | 0 | 378.924 | 0.00011682 | 310.4325 | 0 | 309.9171 | 0 | 581.6299 | 0.015658 | 309.9171 | 0 | 580.6494 | 0.00010725 | 581.6299 | 0.012449 | 309.9171 | 0 | 310.4325 | 3.9065e-05
|  | 379.705 | 0.29214 | 310.6439 | 0.0072483 | 310.128 | 0.030829 | 379.705 | 4.0184 | 310.6439 | 0.0012814 | 310.128 | 0 | 310.128 | #REF! | 379.0358 | 0.00016131 | 310.6439 | 0 | 304.55 | 0.020391 | 310.6439 | 0 | 379.705 | 0.0099023 | 310.6439 | 0 | 304.55 | 0.0037179 | 310.6439 | 5.2837e-05 | 304.55 | -0.0065293 | 310.6439 | 0 | 379.0358 | 0.00013641 | 310.6439 | 0 | 379.0358 | 0.0001134 | 310.6439 | 0.0077071 | 310.128 | 0 | 581.788 | 0.018426 | 310.128 | 0 | 580.8081 | 0 | 581.788 | 0.011799 | 310.128 | 0 | 310.6439 | 8.0496e-05
|  | 379.818 | 0.26942 | 310.8553 | 0.018244 | 310.3389 | -0.022618 | 379.818 | 4.1047 | 310.8553 | 0.011719 | 310.3389 | 0 | 310.3389 | #REF! | 379.1476 | 0.00014958 | 310.8553 | 0 | 304.76 | -0.0079165 | 310.8553 | 0 | 379.818 | 0.013322 | 310.8553 | 0 | 304.76 | -0.0059506 | 310.8553 | 0 | 304.76 | -0.010202 | 310.8553 | 0 | 379.1476 | 0.0001635 | 310.8553 | 0 | 379.1476 | 9.1815e-05 | 310.8553 | 0 | 310.339 | 0 | 581.946 | 0.016202 | 310.3389 | 0 | 580.9668 | 0 | 581.946 | 0.012635 | 310.339 | 0 | 310.8553 | 2.9192e-05
|  | 379.931 | 0.27477 | 311.0667 | 0.015232 | 310.5499 | 0.00045707 | 379.931 | 4.253 | 311.0667 | 0.011241 | 310.5499 | 0 | 310.5499 | #REF! | 379.2594 | 0.0001384 | 311.0667 | 0 | 304.97 | -0.019911 | 311.0667 | 0 | 379.931 | 0.011679 | 311.0667 | 0 | 304.97 | -0.013406 | 311.0667 | 5.4743e-06 | 304.97 | 0.0054069 | 311.0667 | 0 | 379.2594 | 0.00014533 | 311.0667 | 0 | 379.2594 | 8.5134e-05 | 311.0667 | 0.0019476 | 310.5499 | 0 | 582.1041 | 0.022511 | 310.5499 | 0 | 581.1255 | 0 | 582.1041 | 0.012078 | 310.5499 | 0 | 311.0667 | 8.9793e-05
|  | 380.044 | 0.26843 | 311.2782 | 0.0048928 | 310.7609 | -0.024633 | 380.044 | 4.4107 | 311.2782 | -0.016842 | 310.7609 | 0 | 310.7609 | #REF! | 379.3712 | 0.00014436 | 311.2782 | 0 | 305.18 | -0.041501 | 311.2782 | 0 | 380.044 | 0.0085702 | 311.2782 | 0 | 305.18 | 0.00068922 | 311.2782 | 0 | 305.18 | -0.0046928 | 311.2782 | 0 | 379.3712 | 0.00015458 | 311.2782 | 0 | 379.3712 | 7.3315e-05 | 311.2782 | 0 | 310.7609 | 0 | 582.2622 | 0.018925 | 310.7609 | 0 | 581.2842 | 0 | 582.2622 | 0.012728 | 310.7609 | 0 | 311.2782 | 3.5879e-05
|  | 380.157 | 0.25806 | 311.4896 | 0.026959 | 310.9718 | -0.0043246 | 380.157 | 4.5923 | 311.4896 | 0.020364 | 310.9718 | 0 | 310.9718 | #REF! | 379.483 | 0.00014622 | 311.4896 | 0 | 305.4 | 0.02375 | 311.4896 | 0 | 380.157 | 0.0047513 | 311.4896 | 0 | 305.4 | 0.002553 | 311.4896 | 2.5878e-05 | 305.4 | 0.0038766 | 311.4896 | 0 | 379.483 | 0.00013873 | 311.4896 | 0 | 379.483 | 7.006e-05 | 311.4896 | 0.00023249 | 310.9718 | 0 | 582.4203 | 0.018971 | 310.9718 | 0 | 581.443 | 0 | 582.4203 | 0.011892 | 310.9718 | 0 | 311.4896 | 8.5257e-05
|  | 380.2699 | 0.24472 | 311.7011 | 0.017603 | 311.1828 | -0.023447 | 380.2699 | 4.748 | 311.7011 | -0.0057067 | 311.1828 | 0 | 311.1828 | #REF! | 379.5949 | 0.00014492 | 311.7011 | 0 | 305.61 | -0.018472 | 311.7011 | 0 | 380.2699 | 0.010702 | 311.7011 | 0 | 305.61 | -0.01096 | 311.7011 | 0 | 305.61 | -0.015251 | 311.7011 | 0 | 379.5949 | 0.00012948 | 311.7011 | 0 | 379.5949 | 5.8412e-05 | 311.7011 | 0 | 311.1828 | 0 | 582.5784 | 0.020015 | 311.1828 | 0 | 581.6017 | 0.00032174 | 582.5784 | 0.012542 | 311.1828 | 0 | 311.7011 | 3.7529e-05
|  | 380.3829 | 0.23624 | 311.9126 | 0.020948 | 311.3938 | 0.030694 | 380.3829 | 4.9136 | 311.9126 | 0.024518 | 311.3938 | 0 | 311.3938 | #REF! | 379.7067 | 0.00013877 | 311.9126 | 0 | 305.82 | 0.0002399 | 311.9126 | 0 | 380.3829 | 0.0031097 | 311.9126 | 0 | 305.82 | -0.00047565 | 311.9126 | 5.3251e-05 | 305.82 | 0.0011222 | 311.9126 | 0 | 379.7067 | 0.0001161 | 311.9126 | 0 | 379.7067 | 9.6782e-05 | 311.9126 | 0.0086089 | 311.3938 | 0 | 582.7365 | 0.013252 | 311.3938 | 0 | 581.7604 | 7.1499e-05 | 582.7365 | 0.011799 | 311.3938 | 0 | 311.9126 | 9.1645e-05
|  | 380.4959 | 0.21591 | 312.1241 | -0.0025638 | 311.6049 | -0.0016299 | 380.4959 | 5.1101 | 312.1241 | -0.0081847 | 311.6049 | 0 | 311.6049 | #REF! | 379.8185 | 0.00014101 | 312.1241 | 0 | 306.03 | -0.0035984 | 312.1241 | 0 | 380.4959 | 0.003256 | 312.1241 | 0 | 306.03 | -0.0039703 | 312.1241 | 0 | 306.03 | -0.0049988 | 312.1241 | 0 | 379.8185 | 0.00011775 | 312.1241 | 0 | 379.8185 | 0.00011837 | 312.1241 | 0 | 311.6049 | 0 | 582.8946 | 0.012617 | 311.6049 | 0 | 581.9192 | 0.00032174 | 582.8946 | 0.012542 | 311.6049 | 0 | 312.1241 | 1.8187e-05
|  | 380.6089 | 0.23847 | 312.3356 | 0.025865 | 311.8159 | 0.023453 | 380.6089 | 5.3191 | 312.3356 | 0.033408 | 311.8159 | 0 | 311.8159 | #REF! | 379.9303 | 0.00015703 | 312.3356 | 0 | 306.24 | 0.0002399 | 312.3356 | 0 | 380.6089 | 0.010302 | 312.3356 | 0 | 306.24 | -0.0010581 | 312.3356 | 4.5089e-05 | 306.24 | -0.0033155 | 312.3356 | 0 | 379.9303 | 0.00011957 | 312.3356 | 0 | 379.9303 | 0.000105 | 312.3356 | 0.0063862 | 311.8159 | 0 | 583.0527 | 0.024417 | 311.8159 | 0 | 582.0779 | 0 | 583.0527 | 0.011799 | 311.8159 | 0 | 312.3356 | 9.9501e-05
|  | 380.7218 | 0.21698 | 312.5471 | 0.0063556 | 312.027 | 0.0082537 | 380.7218 | 5.5216 | 312.5471 | -0.0010891 | 312.027 | 0 | 312.027 | #REF! | 380.0422 | 0.00016392 | 312.5471 | 0 | 306.45 | -0.014154 | 312.5471 | 0 | 380.7218 | 0.0017435 | 312.5471 | 0 | 306.45 | -0.0045528 | 312.5471 | 0 | 306.45 | -0.0013262 | 312.5471 | 0 | 380.0422 | 0.00012221 | 312.5471 | 0 | 380.0422 | 8.6676e-05 | 312.5471 | 0 | 312.027 | 0 | 583.2109 | 0.012708 | 312.027 | 0 | 582.2367 | 0.0007506 | 583.2109 | 0.012449 | 312.027 | 0 | 312.5471 | 2.9658e-05
|  | 380.8348 | 0.21213 | 312.7587 | 0.020319 | 312.238 | 0.0038089 | 380.8348 | 5.6555 | 312.7587 | -0.01291 | 312.238 | 0 | 312.238 | #REF! | 380.154 | 0.0001574 | 312.7587 | 0 | 306.67 | 0.039103 | 312.7587 | 0 | 380.8348 | 0.00071442 | 312.7587 | 0 | 306.67 | 0.0029025 | 312.7587 | 5.0827e-05 | 306.67 | 0.0032646 | 312.7587 | 0 | 380.154 | 0.00013608 | 312.7587 | 0 | 380.154 | 8.8389e-05 | 312.7587 | 0.0080695 | 312.238 | 0 | 583.369 | 0.018109 | 312.238 | 0 | 582.3955 | 0 | 583.369 | 0.011474 | 312.238 | 0 | 312.7587 | 7.9805e-05
|  | 380.9478 | 0.21929 | 312.9703 | -0.014176 | 312.4491 | -0.0076498 | 380.9478 | 5.8611 | 312.9703 | -0.014667 | 312.4491 | 0 | 312.4491 | #REF! | 380.2659 | 0.00014306 | 312.9703 | 0 | 306.88 | -0.011755 | 312.9703 | 0 | 380.9478 | 0.0074157 | 312.9703 | 0 | 306.88 | -0.0089791 | 312.9703 | 0 | 306.88 | -0.0056109 | 312.9703 | 0 | 380.2659 | 0.00015227 | 312.9703 | 0 | 380.2659 | 0.00014012 | 312.9703 | 0 | 312.4491 | 0 | 583.5272 | 0.018925 | 312.4491 | 0 | 582.5543 | 0.00010725 | 583.5272 | 0.011985 | 312.4491 | 0 | 312.9703 | 3.5444e-05
|  | 381.0607 | 0.19714 | 313.1819 | -0.0031588 | 312.6603 | 0.014559 | 381.0607 | 6.0335 | 313.1819 | 0.028477 | 312.6603 | 0 | 312.6603 | #REF! | 380.3777 | 0.00012573 | 313.1818 | 0 | 307.09 | 0.02135 | 313.1818 | 0 | 381.0607 | 0.0091474 | 313.1818 | 0 | 307.09 | -0.0018735 | 313.1819 | 4.4784e-05 | 307.09 | 0.0080083 | 313.1818 | 0 | 380.3777 | 0.00015144 | 313.1818 | 0 | 380.3777 | 0.00014183 | 313.1818 | 0.0063223 | 312.6603 | 0 | 583.6853 | 0.015159 | 312.6603 | 0 | 582.713 | 0 | 583.6853 | 0.011427 | 312.6603 | 0 | 313.1819 | 9.411e-05
|  | 381.1737 | 0.18348 | 313.3934 | 0.016207 | 312.8714 | -0.036373 | 381.1737 | 6.2551 | 313.3934 | -0.016052 | 312.8714 | 0 | 312.8714 | #REF! | 380.4896 | 0.00012871 | 313.3934 | 0 | 307.3 | -0.0098357 | 313.3934 | 0 | 381.1737 | 0.013233 | 313.3934 | 0 | 307.3 | -0.010144 | 313.3934 | 0 | 307.3 | -0.01617 | 313.3934 | 0 | 380.4896 | 0.00013873 | 313.3934 | 0 | 380.4896 | 0.0001468 | 313.3934 | 0 | 312.8714 | 0 | 583.8435 | 0.017155 | 312.8714 | 0 | 582.8718 | 0 | 583.8435 | 0.012356 | 312.8714 | 0 | 313.3934 | 1.4466e-05
|  | 381.2867 | 0.19122 | 313.605 | 0.028535 | 313.0825 | 0.0067833 | 381.2867 | 6.3803 | 313.605 | 0.029582 | 313.0825 | 0 | 313.0825 | #REF! | 380.6015 | 0.0001235 | 313.6051 | 0 | 307.51 | 0.012235 | 313.6051 | 0 | 381.2867 | 0.0087922 | 313.6051 | 0 | 307.51 | 0.0038344 | 313.605 | 4.6885e-05 | 307.51 | -0.0023974 | 313.6051 | 0 | 380.6015 | 0.0001303 | 313.6051 | 0 | 380.6015 | 0.00011014 | 313.605 | 0.010043 | 313.0825 | 0 | 584.0016 | 0.014432 | 313.0825 | 0 | 583.0306 | 0 | 584.0016 | 0.011706 | 313.0825 | 0 | 313.605 | 8.4355e-05
|  | 381.3997 | 0.16134 | 313.8167 | 0.011017 | 313.2937 | 0.0002987 | 381.3997 | 6.5661 | 313.8167 | -0.0068986 | 313.2937 | 0 | 313.2937 | #REF! | 380.7133 | 0.00014362 | 313.8167 | 0 | 307.72 | -0.0055175 | 313.8167 | 0 | 381.3997 | 0.0054174 | 313.8167 | 0 | 307.72 | -0.00094161 | 313.8167 | 0 | 307.72 | 0.0014282 | 313.8167 | 0 | 380.7133 | 0.00013922 | 313.8167 | 0 | 380.7133 | 0.0001235 | 313.8167 | 0 | 313.2937 | 0 | 584.1598 | 0.010529 | 313.2937 | 0 | 583.1894 | 0.00053624 | 584.1598 | 0.012171 | 313.2937 | 0 | 313.8167 | 4.083e-05
|  | 381.5126 | 0.17969 | 314.0283 | 0.020112 | 313.5049 | 0.029104 | 381.5126 | 6.6338 | 314.0283 | 0.032795 | 313.5049 | 0 | 313.5049 | #REF! | 380.8252 | 0.00013281 | 314.0283 | 0 | 307.93 | 0.0093559 | 314.0283 | 0 | 381.5126 | 0 | 314.0283 | 0 | 307.93 | 0.0010387 | 314.0283 | 4.2726e-05 | 307.93 | 5.1009e-05 | 314.0283 | 0 | 380.8252 | 0.00013344 | 314.0283 | 0 | 380.8252 | 0.00013173 | 314.0283 | 0.010304 | 313.5049 | 0 | 584.318 | 0.019606 | 313.5049 | 0 | 583.3482 | 0 | 584.318 | 0.011427 | 313.5049 | 0 | 314.0283 | 8.3938e-05
|  | 381.6256 | 0.15747 | 314.24 | -0.0024569 | 313.7161 | -0.015155 | 381.6256 | 6.8683 | 314.24 | -0.0050288 | 313.7161 | 0 | 313.7161 | #REF! | 380.9371 | 0.00013877 | 314.24 | 0 | 308.15 | -0.014154 | 314.24 | 0 | 381.6256 | 0.0050178 | 314.24 | 0 | 308.15 | -0.002456 | 314.24 | 0 | 308.15 | -0.0022444 | 314.24 | 0 | 380.9371 | 0.00013228 | 314.24 | 0 | 380.9371 | 0.0001235 | 314.24 | 0 | 313.7161 | 0 | 584.4762 | 0.010938 | 313.7161 | 0 | 583.5071 | 0.00010725 | 584.4762 | 0.012217 | 313.7161 | 0 | 314.24 | 3.8425e-05
|  | 381.7385 | 0.15541 | 314.4517 | 0.035504 | 313.9273 | 0.020791 | 381.7385 | 7.0025 | 314.4517 | 0.011183 | 313.9273 | 0 | 313.9273 | #REF! | 381.049 | 0.0001276 | 314.4517 | 0 | 308.36 | 0.012235 | 314.4517 | 0 | 381.7385 | 0.0034878 | 314.4517 | 0 | 308.36 | -0.0080475 | 314.4517 | 2.9558e-05 | 308.36 | -0.0076005 | 314.4517 | 0 | 381.049 | 0.00011379 | 314.4517 | 0 | 381.049 | 0.00012676 | 314.4517 | 0.0079483 | 313.9273 | 0 | 584.6344 | 0.014205 | 313.9273 | 0 | 583.6659 | 7.1499e-05 | 584.6344 | 0.011752 | 313.9273 | 0 | 314.4517 | 8.6245e-05
|  | 381.8515 | 0.15483 | 314.6634 | -0.014439 | 314.1385 | 0.014299 | 381.8515 | 7.1695 | 314.6634 | -0.010118 | 314.1385 | 0 | 314.1385 | #REF! | 381.1609 | 0.00011828 | 314.6633 | 0 | 308.57 | -0.0055175 | 314.6633 | 0 | 381.8515 | 0.014831 | 314.6633 | 0 | 308.57 | 0.0076786 | 314.6634 | 0 | 308.57 | 0.00051009 | 314.6633 | 0 | 381.1609 | 0.00012832 | 314.6633 | 0 | 381.1609 | 0.00013173 | 314.6634 | 0 | 314.1385 | 0 | 584.7926 | 0.015476 | 314.1385 | 0 | 583.8247 | 0.00032174 | 584.7926 | 0.012774 | 314.1385 | 0 | 314.6634 | 3.8236e-05
|  | 381.9645 | 0.13928 | 314.8751 | 0.013938 | 314.3497 | -0.0031847 | 381.9645 | 7.2442 | 314.8751 | 0.0028364 | 314.3497 | 0 | 314.3497 | #REF! | 381.2728 | 0.000114 | 314.8751 | 0 | 308.78 | -0.010315 | 314.8751 | 0 | 381.9645 | 0.0014708 | 314.8751 | 0 | 308.78 | 0.0012716 | 314.8751 | 0 | 308.78 | -0.00025504 | 314.8751 | 0 | 381.2728 | 0.00014533 | 314.8751 | 0 | 381.2728 | 0.00015348 | 314.8751 | 0.0039449 | 314.3497 | 0 | 584.9508 | 0.018925 | 314.3497 | 0 | 583.9836 | 0 | 584.9508 | 0.011938 | 314.3497 | 0 | 314.8751 | 0.00010625
|  | 382.0774 | 0.13623 | 315.0868 | 0.00027581 | 314.561 | -0.018164 | 382.0774 | 7.4421 | 315.0868 | -0.010718 | 314.561 | 0 | 314.561 | #REF! | 381.3847 | 0.00011959 | 315.0868 | 0 | 308.99 | 0.0002399 | 315.0868 | 0 | 382.0774 | 0 | 315.0868 | 0 | 308.99 | -0.010726 | 315.0868 | 0 | 308.99 | -0.0034686 | 315.0868 | 0 | 381.3847 | 0.00014417 | 315.0868 | 0 | 381.3847 | 0.00013018 | 315.0868 | 0 | 314.561 | 0 | 585.109 | 0.012844 | 314.561 | 0 | 584.1424 | 0.00032174 | 585.109 | 0.012496 | 314.561 | 0 | 315.0868 | 3.1185e-05
|  | 382.1904 | 0.13376 | 315.2985 | 0.044327 | 314.7723 | 0.022385 | 382.1904 | 7.5736 | 315.2985 | 0.038974 | 314.7723 | 0 | 314.7723 | #REF! | 381.4966 | 0.00013784 | 315.2985 | 0 | 309.21 | -0.0083963 | 315.2985 | 0 | 382.1904 | 0.0065275 | 315.2985 | 0 | 309.21 | -0.0036209 | 315.2985 | 5.2798e-05 | 309.21 | -0.00010202 | 315.2985 | 0 | 381.4966 | 0.00014302 | 315.2985 | 0 | 381.4966 | 0.00011168 | 315.2985 | 0.0094896 | 314.7723 | 0 | 585.2673 | 0.019606 | 314.7723 | 0 | 584.3012 | 7.1499e-05 | 585.2673 | 0.011195 | 314.7723 | 0 | 315.2985 | 9.3926e-05
|  | 382.3033 | 0.11606 | 315.5103 | -0.015625 | 314.9836 | 0.014179 | 382.3033 | 7.7495 | 315.5103 | -0.014621 | 314.9836 | 0 | 314.9836 | #REF! | 381.6085 | 0.00015088 | 315.5103 | 0 | 309.42 | -0.013194 | 315.5103 | 0 | 382.3033 | 0.0022476 | 315.5103 | 0 | 309.42 | -0.00047565 | 315.5103 | 0 | 309.42 | 5.1009e-05 | 315.5103 | 0 | 381.6085 | 0.00012452 | 315.5103 | 0 | 381.6085 | 0.00012676 | 315.5102 | 0 | 314.9836 | 0 | 585.4255 | 0.010847 | 314.9836 | 0 | 584.4601 | 0.00010725 | 585.4255 | 0.011799 | 314.9836 | 0 | 315.5103 | 3.1198e-05
|  | 382.4163 | 0.090382 | 315.722 | 0.027923 | 315.1949 | 0.0065837 | 382.4163 | 7.7966 | 315.722 | 0.014697 | 315.1949 | 0 | 315.1949 | #REF! | 381.7205 | 0.00013914 | 315.722 | 0 | 309.63 | -0.0055175 | 315.722 | 0 | 382.4163 | 0.0079041 | 315.722 | 0 | 309.63 | 0.0013882 | 315.722 | 2.681e-05 | 309.63 | -0.00010202 | 315.722 | 0 | 381.7205 | 0.00013955 | 315.722 | 0 | 381.7205 | 0.00014012 | 315.722 | 0.0055604 | 315.1949 | 0 | 585.5838 | 0.012935 | 315.1949 | 0 | 584.619 | 0 | 585.5838 | 0.011056 | 315.1949 | 0 | 315.722 | 8.2369e-05
|  | 382.5292 | 0.10956 | 315.9338 | 0.04788 | 315.4062 | -0.024476 | 382.5292 | 7.9492 | 315.9338 | -0.0067648 | 315.4062 | 0 | 315.4062 | #REF! | 381.8324 | 0.00014268 | 315.9338 | 0 | 309.84 | -0.033825 | 315.9338 | 0 | 382.5292 | 0 | 315.9338 | 0 | 309.84 | -0.0043198 | 315.9338 | 0 | 309.84 | -0.012191 | 315.9338 | 0 | 381.8324 | 0.00012964 | 315.9338 | 0 | 381.8324 | 0.00012847 | 315.9338 | 0 | 315.4062 | 0 | 585.742 | 0.014841 | 315.4062 | 0 | 584.7778 | 0.00010725 | 585.742 | 0.011985 | 315.4062 | 0 | 315.9338 | 2.4123e-05
|  | 382.6422 | 0.096144 | 316.1456 | 0.041132 | 315.6176 | 0.028038 | 382.6422 | 8.0252 | 316.1456 | 0.0095553 | 315.6176 | 0 | 315.6176 | #REF! | 381.9443 | 0.00013616 | 316.1456 | 0 | 310.05 | 0.026628 | 316.1456 | 0 | 382.6422 | 0.0050178 | 316.1456 | 0 | 310.05 | 0.0059312 | 316.1456 | 5.3118e-05 | 310.05 | -0.0036216 | 316.1456 | 0 | 381.9443 | 0.00012617 | 316.1456 | 0 | 381.9443 | 0.00010672 | 316.1456 | 0.0071008 | 315.6175 | 0 | 585.9003 | 0.023237 | 315.6176 | 0 | 584.9367 | 7.1499e-05 | 585.9003 | 0.011752 | 315.6175 | 0 | 316.1456 | 8.8519e-05
|  | 382.7551 | 0.092111 | 316.3574 | 0.0060657 | 315.8289 | 0.013708 | 382.7551 | 8.1351 | 316.3574 | -0.013237 | 315.8289 | 0 | 315.8289 | #REF! | 382.0563 | 0.00015665 | 316.3574 | 0 | 310.26 | 0.00071969 | 316.3574 | 0 | 382.7551 | 0.0071492 | 316.3574 | 0 | 310.26 | -0.0046693 | 316.3574 | 0 | 310.26 | 0.0031115 | 316.3574 | 0 | 382.0563 | 0.00010949 | 316.3574 | 0 | 382.0563 | 9.3356e-05 | 316.3574 | 0 | 315.8289 | 0 | 586.0585 | 0.014205 | 315.8289 | 0 | 585.0956 | 0.00010725 | 586.0585 | 0.012356 | 315.8289 | 0 | 316.3574 | 3.7099e-05
|  | 382.8681 | 0.080422 | 316.5692 | 0.019854 | 316.0403 | -0.025959 | 382.8681 | 8.3091 | 316.5692 | 0.021173 | 316.0403 | 0 | 316.0403 | #REF! | 382.1682 | 0.00015349 | 316.5692 | 0 | 310.48 | 0.022311 | 316.5692 | 0 | 382.8681 | 0.0074157 | 316.5692 | 0 | 310.48 | -0.0018735 | 316.5692 | 5.3237e-05 | 310.48 | 0.0028055 | 316.5692 | 0 | 382.1682 | 0.00011412 | 316.5692 | 0 | 382.1682 | 8.5134e-05 | 316.5692 | 0.0071535 | 316.0403 | 0 | 586.2168 | 0.013979 | 316.0403 | 0 | 585.2545 | 7.1499e-05 | 586.2168 | 0.011752 | 316.0403 | 0 | 316.5692 | 8.5484e-05
|  | 382.981 | 0.071285 | 316.7811 | 0.0084699 | 316.2517 | -0.040108 | 382.981 | 8.3949 | 316.7811 | -0.021012 | 316.2517 | 0 | 316.2517 | #REF! | 382.2802 | 0.00017007 | 316.7811 | 0 | 310.69 | 0.00071969 | 316.7811 | 0 | 382.981 | 0.0037601 | 316.7811 | 0 | 310.69 | -0.005368 | 316.7811 | 0 | 310.69 | -0.0080593 | 316.7811 | 0 | 382.2802 | 0.00015078 | 316.7811 | 0 | 382.2802 | 9.0102e-05 | 316.7811 | 0 | 316.2517 | 0 | 586.3751 | 0.016747 | 316.2517 | 0 | 585.4134 | 0 | 586.3751 | 0.011752 | 316.2517 | 0 | 316.7811 | 3.1988e-05
|  | 383.094 | 0.064453 | 316.993 | 0.034293 | 316.4631 | 0.0059971 | 383.094 | 8.4828 | 316.993 | -0.0093417 | 316.4631 | 0 | 316.4631 | #REF! | 382.3921 | 0.0001682 | 316.9929 | 0 | 310.9 | -0.0055175 | 316.9929 | 0 | 383.094 | 0.0095471 | 316.9929 | 0 | 310.9 | -0.0001262 | 316.993 | 2.2563e-05 | 310.9 | 0.0028055 | 316.9929 | 0 | 382.3921 | 0.00015293 | 316.9929 | 0 | 382.3921 | 8.6676e-05 | 316.993 | 0.0075827 | 316.4631 | 0 | 586.5334 | 0.020196 | 316.4631 | 0 | 585.5723 | 0 | 586.5334 | 0.011149 | 316.4631 | 0 | 316.993 | 9.0862e-05
|  | 383.2069 | 0.072602 | 317.2048 | 0.013467 | 316.6745 | -0.0074472 | 383.2069 | 8.5956 | 317.2048 | -0.00012217 | 316.6745 | 0 | 316.6745 | #REF! | 382.5041 | 0.00016746 | 317.2048 | 0 | 311.11 | 0.0059973 | 317.2048 | 0 | 383.2069 | 0.0031299 | 317.2048 | 0 | 311.11 | -0.00070865 | 317.2048 | 0 | 311.11 | 0.006172 | 317.2048 | 0 | 382.5041 | 0.00015342 | 317.2048 | 0 | 382.5041 | 0.00010672 | 317.2048 | 0 | 316.6745 | 0 | 586.6917 | 0.01947 | 316.6745 | 0 | 585.7312 | 0.00032174 | 586.6917 | 0.011938 | 316.6745 | 0 | 317.2048 | 2.408e-05
|  | 383.3199 | 0.05581 | 317.4167 | 0.019295 | 316.886 | 0.015546 | 383.3199 | 8.6619 | 317.4167 | 0.0087517 | 316.886 | 0 | 316.886 | #REF! | 382.616 | 0.00015051 | 317.4167 | 0 | 311.32 | 0.049658 | 317.4167 | 0 | 383.3199 | 0.0015969 | 317.4167 | 0 | 311.32 | 0.0010387 | 317.4167 | 4.2549e-05 | 311.32 | 0.0098449 | 317.4167 | 0 | 382.616 | 0.0001161 | 317.4167 | 0 | 382.616 | 7.5028e-05 | 317.4167 | 0.0083194 | 316.886 | 0 | 586.85 | 0.017972 | 316.886 | 0 | 585.8901 | 0.00028599 | 586.85 | 0.011474 | 316.886 | 0 | 317.4167 | 8.9078e-05
|  | 383.4328 | 0.055398 | 317.6286 | -0.010385 | 317.0974 | -0.026393 | 383.4328 | 8.6768 | 317.6286 | -0.011408 | 317.0974 | 0 | 317.0974 | #REF! | 382.728 | 0.00015442 | 317.6286 | 0 | 311.54 | -0.016553 | 317.6286 | 0 | 383.4328 | 0.0014915 | 317.6286 | 0 | 311.54 | -0.0037373 | 317.6286 | 0 | 311.54 | -0.011426 | 317.6286 | 0 | 382.728 | 0.00012601 | 317.6286 | 0 | 382.728 | 8.1708e-05 | 317.6286 | 0 | 317.0974 | 0 | 587.0083 | 0.012844 | 317.0974 | 0 | 586.049 | 0 | 587.0083 | 0.011985 | 317.0974 | 0 | 317.6286 | 2.6306e-05
|  | 383.5457 | 0.060913 | 317.8405 | 0.019029 | 317.3089 | 0.015189 | 383.5457 | 8.7819 | 317.8405 | 0.0079948 | 317.3089 | 0 | 317.3089 | #REF! | 382.84 | 0.00014362 | 317.8405 | 0 | 311.75 | 0.020391 | 317.8405 | 0 | 383.5457 | 0.0022272 | 317.8405 | 0 | 311.75 | 0.0013882 | 317.8405 | 2.676e-05 | 311.75 | 0.0037236 | 317.8405 | 0 | 382.84 | 0.00011346 | 317.8405 | 0 | 382.84 | 9.8495e-05 | 317.8406 | 0.011722 | 317.3089 | 0 | 587.1667 | 0.022965 | 317.3089 | 0 | 586.2079 | 0.00028599 | 587.1667 | 0.011102 | 317.3089 | 0 | 317.8405 | 9.8686e-05
|  | 383.6587 | 0.050871 | 318.0525 | 0.0032201 | 317.5204 | -0.052733 | 383.6587 | 8.7361 | 318.0525 | -0.011826 | 317.5204 | 0 | 317.5204 | #REF! | 382.952 | 0.00014864 | 318.0525 | 0 | 311.96 | 0.0050378 | 318.0525 | 0 | 383.6587 | 0.0062611 | 318.0525 | 0 | 311.96 | -0.002689 | 318.0525 | 0 | 311.96 | 0.0083142 | 318.0525 | 0 | 382.952 | 0.00012337 | 318.0525 | 0 | 382.952 | 0.00012179 | 318.0525 | 0 | 317.5204 | 0 | 587.325 | 0.022829 | 317.5204 | 0 | 586.3669 | 0.00010725 | 587.325 | 0.011892 | 317.5204 | 0 | 318.0525 | 1.472e-05
|  | 383.7716 | 0.051118 | 318.2644 | 0.042551 | 317.7319 | 0.022007 | 383.7716 | 8.8897 | 318.2644 | 0.0065114 | 317.7319 | 0 | 317.7319 | #REF! | 383.064 | 0.00013914 | 318.2644 | 0 | 312.17 | 0.024709 | 318.2644 | 0 | 383.7716 | 0.0099023 | 318.2644 | 0 | 312.17 | 0.0039509 | 318.2644 | 3.0161e-05 | 312.17 | -0.0025504 | 318.2644 | 0 | 383.064 | 0.00011957 | 318.2644 | 0 | 383.064 | 0.00013173 | 318.2644 | 0.012966 | 317.7319 | 0 | 587.4833 | 0.020106 | 317.7319 | 0 | 586.5258 | 7.1499e-05 | 587.4833 | 0.011427 | 317.7319 | 0 | 318.2644 | 9.0339e-05
|  | 383.8846 | 0.034325 | 318.4764 | 0.0078975 | 317.9434 | 0.02088 | 383.8846 | 8.8636 | 318.4764 | 0.0094893 | 317.9434 | 0 | 317.9434 | #REF! | 383.176 | 0.00015442 | 318.4764 | 0 | 312.38 | 0.016553 | 318.4764 | 0 | 383.8846 | 0.015364 | 318.4764 | 0 | 312.38 | -0.014221 | 318.4764 | 0 | 312.38 | -0.0033155 | 318.4764 | 0 | 383.176 | 0.00012122 | 318.4764 | 0 | 383.176 | 9.0102e-05 | 318.4764 | 0 | 317.9434 | 0 | 587.6417 | 0.020741 | 317.9434 | 0 | 586.6848 | 0 | 587.6417 | 0.012124 | 317.9434 | 0 | 318.4764 | 4.008e-05
|  | 383.9975 | 0.048566 | 318.6884 | 0.01749 | 318.155 | -0.0032988 | 383.9975 | 8.9483 | 318.6884 | 0.006544 | 318.155 | 0 | 318.155 | #REF! | 383.288 | 0.00014362 | 318.6884 | 0 | 312.6 | 0.029026 | 318.6884 | 0 | 383.9975 | 0.011323 | 318.6884 | 0 | 312.6 | 0.003019 | 318.6884 | 2.0303e-05 | 312.6 | 0.00081613 | 318.6884 | 0 | 383.288 | 0.00012766 | 318.6884 | 0 | 383.288 | 7.9995e-05 | 318.6884 | 0.0044013 | 318.155 | 0 | 587.8 | 0.025143 | 318.155 | 0 | 586.8437 | 0.00028599 | 587.8 | 0.01152 | 318.155 | 0 | 318.6884 | 8.9736e-05
|  | 384.1104 | 0.040499 | 318.9004 | 0.0051225 | 318.3665 | 0.0032392 | 384.1104 | 8.9633 | 318.9004 | -0.0097185 | 318.3665 | 0 | 318.3665 | #REF! | 383.3999 | 0.00014753 | 318.9004 | 0 | 312.81 | -0.0055175 | 318.9004 | 0 | 384.1104 | 0.0054174 | 318.9004 | 0 | 312.81 | 0.002786 | 318.9004 | 0 | 312.81 | -0.0019383 | 318.9004 | 0 | 383.3999 | 0.00014533 | 318.9004 | 0 | 383.3999 | 7.1773e-05 | 318.9004 | 0 | 318.3665 | 0 | 587.9584 | 0.013479 | 318.3665 | 0 | 587.0027 | 0.00010725 | 587.9584 | 0.011799 | 318.3665 | 0 | 318.9004 | 2.6667e-05
|  | 384.2234 | 0.034243 | 319.1124 | 0.030151 | 318.5781 | -0.0016005 | 384.2234 | 8.9855 | 319.1124 | 0.024618 | 318.5781 | 0 | 318.5781 | #REF! | 383.512 | 0.00014306 | 319.1124 | 0 | 313.02 | 0.0035984 | 319.1124 | 0 | 384.2234 | 0.007016 | 319.1124 | 0 | 313.02 | 0.0023201 | 319.1124 | 4.5559e-05 | 313.02 | 0.0051009 | 319.1124 | 0 | 383.512 | 0.00015953 | 319.1124 | 0 | 383.512 | 9.5069e-05 | 319.1124 | 0.0035858 | 318.5781 | 0 | 588.1168 | 0.01652 | 318.5781 | 0 | 587.1617 | 0.00028599 | 588.1168 | 0.011149 | 318.5781 | 0 | 319.1124 | 8.3078e-05
|  | 384.3363 | 0.02774 | 319.3244 | 0.015319 | 318.7897 | -0.00014702 | 384.3363 | 9.0999 | 319.3244 | -0.0066461 | 318.7897 | 0 | 318.7897 | #REF! | 383.624 | 0.00015125 | 319.3244 | 0 | 313.23 | -0.041023 | 319.3244 | 0 | 384.3363 | 0.0072824 | 319.3244 | 0 | 313.23 | -0.001524 | 319.3244 | 0 | 313.23 | -0.00607 | 319.3244 | 0 | 383.624 | 0.00014384 | 319.3244 | 0 | 383.624 | 0.0001235 | 319.3244 | 0 | 318.7897 | 0 | 588.2751 | 0.017246 | 318.7897 | 0 | 587.3206 | 0.00010725 | 588.2751 | 0.011567 | 318.7897 | 0 | 319.3244 | 3.7139e-05
|  | 384.4492 | 0.033173 | 319.5364 | 0.035082 | 319.0013 | 0.0072619 | 384.4492 | 9.1213 | 319.5364 | 0.013548 | 319.0013 | 0 | 319.0013 | #REF! | 383.736 | 0.00014362 | 319.5365 | 0 | 313.44 | -0.0083963 | 319.5365 | 0 | 384.4492 | 0.0014708 | 319.5365 | 0 | 313.44 | 0.0026695 | 319.5364 | 2.17e-05 | 313.44 | 0.011834 | 319.5365 | 0 | 383.736 | 0.00012304 | 319.5365 | 0 | 383.736 | 0.00013173 | 319.5364 | 0.0089374 | 319.0013 | 0 | 588.4335 | 0.020968 | 319.0013 | 0 | 587.4796 | 0 | 588.4335 | 0.011149 | 319.0013 | 0 | 319.5364 | 0.00010257
|  | 384.5622 | 0.037124 | 319.7485 | 0.016103 | 319.2129 | -0.012956 | 384.5622 | 9.1647 | 319.7485 | -0.0090718 | 319.2129 | 0 | 319.2129 | #REF! | 383.848 | 0.00015647 | 319.7485 | 0 | 313.66 | -0.027587 | 319.7485 | 0 | 384.5622 | 0.0048846 | 319.7485 | 0 | 313.66 | -0.0063001 | 319.7485 | 0 | 313.66 | -0.0022444 | 319.7485 | 0 | 383.848 | 0.00012386 | 319.7485 | 0 | 383.848 | 0.00012505 | 319.7485 | 0 | 319.2129 | 0 | 588.5919 | 0.014523 | 319.2129 | 0 | 587.6386 | 0 | 588.5919 | 0.011892 | 319.2129 | 0 | 319.7485 | 3.3976e-05
|  | 384.6751 | 0.027082 | 319.9606 | 0.033775 | 319.4246 | 0.022184 | 384.6751 | 9.0605 | 319.9606 | 0.0052639 | 319.4246 | 0 | 319.4246 | #REF! | 383.9601 | 0.00016299 | 319.9606 | 0 | 313.87 | 0.018472 | 319.9606 | 0 | 384.6751 | 0.001975 | 319.9606 | 0 | 313.87 | -0.0016406 | 319.9606 | 6.1482e-05 | 313.87 | 0.010916 | 319.9606 | 0 | 383.9601 | 0.00013757 | 319.9606 | 0 | 383.9601 | 8.1708e-05 | 319.9606 | 0.010115 | 319.4246 | 0 | 588.7503 | 0.015975 | 319.4246 | 0 | 587.7976 | 7.1499e-05 | 588.7503 | 0.01152 | 319.4246 | 0 | 319.9606 | 0.00010479
|  | 384.788 | 0.029963 | 320.1727 | -0.0016166 | 319.6362 | -0.016201 | 384.788 | 9.1608 | 320.1727 | -0.0014922 | 319.6362 | 0 | 319.6362 | #REF! | 384.0721 | 0.00015405 | 320.1727 | 0 | 314.08 | -0.0011995 | 320.1727 | 0 | 384.788 | 0.0035081 | 320.1727 | 0 | 314.08 | -0.0033879 | 320.1727 | 0 | 314.08 | -0.0046928 | 320.1727 | 0 | 384.0721 | 0.00015194 | 320.1727 | 0 | 384.0721 | 0.00010346 | 320.1727 | 0 | 319.6362 | 0 | 588.9087 | 0.016202 | 319.6362 | 0 | 587.9566 | 0 | 588.9087 | 0.011892 | 319.6362 | 0 | 320.1727 | 2.3308e-05
|  | 384.901 | 0.024777 | 320.3848 | 0.015974 | 319.8479 | -0.00030677 | 384.901 | 9.1487 | 320.3848 | 0.013483 | 319.8479 | 0 | 319.8479 | #REF! | 384.1841 | 0.00013281 | 320.3848 | 0 | 314.29 | 0.06453 | 320.3848 | 0 | 384.901 | 0.0051066 | 320.3848 | 0 | 314.29 | 0.0023201 | 320.3848 | 4.1893e-05 | 314.29 | -0.0028565 | 320.3848 | 0 | 384.1841 | 0.00014104 | 320.3848 | 0 | 384.1841 | 0.00012179 | 320.3848 | 0.0062613 | 319.8479 | 0 | 589.0671 | 0.011891 | 319.8479 | 0 | 588.1156 | 7.1499e-05 | 589.0671 | 0.011288 | 319.8479 | 0 | 320.3848 | 9.4307e-05
|  | 385.0139 | 0.023789 | 320.5969 | -0.0092169 | 320.0596 | -0.0083803 | 385.0139 | 9.1833 | 320.5969 | 0.0011574 | 320.0596 | 0 | 320.0596 | #REF! | 384.2962 | 0.00011307 | 320.5969 | 0 | 314.5 | 0.004558 | 320.5969 | 0 | 385.0139 | 0.0027518 | 320.5969 | 0 | 314.5 | -0.00035917 | 320.5969 | 0 | 314.5 | -0.010049 | 320.5969 | 0 | 384.2962 | 0.00015062 | 320.5969 | 0 | 384.2962 | 0.00013841 | 320.5969 | 0 | 320.0596 | 0 | 589.2256 | 0.018925 | 320.0596 | 0 | 588.2746 | 0.00032174 | 589.2256 | 0.011845 | 320.0596 | 0 | 320.5969 | 3.2019e-05
|  | 385.1268 | 0.026341 | 320.809 | 0.035157 | 320.2713 | 0.0095986 | 385.1268 | 9.2087 | 320.809 | 0.017552 | 320.2713 | 0 | 320.2713 | #REF! | 384.4082 | 0.00011586 | 320.809 | 0 | 314.72 | -0.0050378 | 320.809 | 0 | 385.1268 | 0.0097691 | 320.809 | 0 | 314.72 | -0.002223 | 320.809 | 1.8987e-05 | 314.72 | -0.00025504 | 320.809 | 0 | 384.4082 | 0.00013889 | 320.809 | 0 | 384.4082 | 0.00012008 | 320.809 | 0.00674 | 320.2713 | 0 | 589.384 | 0.021694 | 320.2713 | 0 | 588.4336 | 7.1499e-05 | 589.384 | 0.011706 | 320.2713 | 0 | 320.809 | 8.6883e-05
|  | 385.2397 | 0.02099 | 321.0212 | 0.010677 | 320.483 | -0.025759 | 385.2397 | 9.2443 | 321.0212 | -0.0037796 | 320.483 | 0 | 320.483 | #REF! | 384.5203 | 0.00013523 | 321.0212 | 0 | 314.93 | -0.029026 | 321.0212 | 0 | 385.2397 | 0.0063943 | 321.0212 | 0 | 314.93 | -0.0045528 | 321.0212 | 0 | 314.93 | -0.0030095 | 321.0212 | 0 | 384.5203 | 0.00015227 | 321.0212 | 0 | 384.5203 | 0.00012008 | 321.0212 | 0 | 320.483 | 0 | 589.5424 | 0.014115 | 320.483 | 0 | 588.5927 | 0.00032174 | 589.5424 | 0.012031 | 320.483 | 0 | 321.0212 | 2.8254e-05
|  | 385.3526 | 0.019591 | 321.2333 | 0.016259 | 320.6948 | 0.02575 | 385.3526 | 9.2667 | 321.2333 | 0.016953 | 320.6948 | 0 | 320.6948 | #REF! | 384.6323 | 0.00013784 | 321.2333 | 0 | 315.14 | 0.0059973 | 321.2333 | 0 | 385.3526 | 0.0044849 | 321.2333 | 0 | 315.14 | 0.00045625 | 321.2333 | 3.9023e-05 | 315.14 | 0.0018873 | 321.2333 | 0 | 384.6323 | 0.00013922 | 321.2333 | 0 | 384.6323 | 0.00012847 | 321.2333 | 0.0074652 | 320.6948 | 0 | 589.7009 | 0.016611 | 320.6948 | 0 | 588.7517 | 0 | 589.7009 | 0.01152 | 320.6948 | 0 | 321.2333 | 9.8546e-05
|  | 385.4656 | 0.015228 | 321.4455 | -0.00076116 | 320.9065 | 0.018195 | 385.4656 | 9.2761 | 321.4455 | -0.0054398 | 320.9065 | 0 | 320.9065 | #REF! | 384.7444 | 0.0001397 | 321.4455 | 0 | 315.35 | -0.011275 | 321.4455 | 0 | 385.4656 | 0.012078 | 321.4455 | 0 | 315.35 | 0.0065138 | 321.4455 | 0 | 315.35 | -0.00010202 | 321.4455 | 0 | 384.7444 | 0.00015408 | 321.4455 | 0 | 384.7444 | 0.00010672 | 321.4455 | 0 | 320.9065 | 0 | 589.8593 | 0.015385 | 320.9065 | 0 | 588.9107 | 0.00032174 | 589.8593 | 0.011799 | 320.9065 | 0 | 321.4455 | 3.5525e-05
|  | 385.5785 | 0.01317 | 321.6577 | 0.0026732 | 321.1183 | 0.018777 | 385.5785 | 9.2166 | 321.6577 | 0.016517 | 321.1183 | 0 | 321.1183 | #REF! | 384.8565 | 0.00013914 | 321.6577 | 0 | 315.56 | 0.018952 | 321.6577 | 0 | 385.5785 | 0.00071442 | 321.6577 | 0 | 315.56 | 0.003485 | 321.6577 | 4.7954e-05 | 315.56 | 0.00020403 | 321.6577 | 0 | 384.8565 | 0.00014071 | 321.6577 | 0 | 384.8565 | 9.5069e-05 | 321.6577 | 0.0071446 | 321.1183 | 0 | 590.0178 | 0.014523 | 321.1183 | 0 | 589.0698 | 0 | 590.0178 | 0.011102 | 321.1183 | 0 | 321.6577 | 8.7329e-05
|  | 385.6914 | 0.01103 | 321.8699 | 0.013927 | 321.3301 | -0.011997 | 385.6914 | 9.3132 | 321.8699 | -0.0094546 | 321.3301 | 0 | 321.3301 | #REF! | 384.9686 | 0.00013188 | 321.8699 | 0 | 315.78 | -0.016073 | 321.8699 | 0 | 385.6914 | 0.0056394 | 321.8699 | 0 | 315.78 | -0.0014076 | 321.8699 | 0 | 315.78 | -0.010202 | 321.8699 | 0 | 384.9686 | 0.00016234 | 321.8699 | 0 | 384.9686 | 8.3421e-05 | 321.8699 | 0 | 321.3301 | 0 | 590.1763 | 0.012118 | 321.3301 | 0 | 589.2288 | 0.00032174 | 590.1763 | 0.01152 | 321.3301 | 0 | 321.8699 | 3.2966e-05
|  | 385.8043 | 0.014405 | 322.0822 | 0.033294 | 321.5419 | 0.0086076 | 385.8043 | 9.3189 | 322.0822 | 0.0093591 | 321.5419 | 0 | 321.5419 | #REF! | 385.0806 | 0.00013449 | 322.0822 | 0 | 315.99 | -0.02375 | 322.0822 | 0 | 385.8043 | 0.0075045 | 322.0822 | 0 | 315.99 | 0.002553 | 322.0822 | 4.6864e-05 | 315.99 | -0.0077534 | 322.0822 | 0 | 385.0806 | 0.00016069 | 322.0822 | 0 | 385.0806 | 0.0001235 | 322.0822 | 0.0062178 | 321.5419 | 0 | 590.3347 | 0.024962 | 321.5419 | 0 | 589.3879 | 0 | 590.3347 | 0.01087 | 321.5419 | 0 | 322.0822 | 0.00010192
|  | 385.9172 | 0.0083961 | 322.2944 | 0.02023 | 321.7537 | 0.0059561 | 385.9172 | 9.3377 | 322.2944 | -0.0064864 | 321.7537 | 0 | 321.7537 | #REF! | 385.1927 | 0.00013188 | 322.2944 | 0 | 316.2 | -0.027587 | 322.2944 | 0 | 385.9172 | 0.010169 | 322.2944 | 0 | 316.2 | -0.0074648 | 322.2944 | 0 | 316.2 | -0.0016323 | 322.2944 | 0 | 385.1927 | 0.0001592 | 322.2944 | 0 | 385.1927 | 0.00013173 | 322.2944 | 0 | 321.7537 | 0 | 590.4932 | 0.010847 | 321.7537 | 0 | 589.547 | 0.00010725 | 590.4932 | 0.011613 | 321.7537 | 0 | 322.2944 | 2.7678e-05
|  | 386.0301 | 0.021896 | 322.5067 | 0.038559 | 321.9655 | 0.00034517 | 386.0301 | 9.3869 | 322.5067 | -0.0033871 | 321.9655 | 0 | 321.9655 | #REF! | 385.3048 | 0.00015908 | 322.5067 | 0 | 316.41 | 0.039103 | 322.5067 | 0 | 386.0301 | 0.0043703 | 322.5067 | 0 | 316.41 | -0.0021065 | 322.5067 | 1.9849e-05 | 316.41 | 0.0037236 | 322.5067 | 0 | 385.3048 | 0.00013873 | 322.5067 | 0 | 385.3048 | 0.00013344 | 322.5066 | 0.005488 | 321.9655 | 0 | 590.6517 | 0.014342 | 321.9655 | 0 | 589.706 | 0 | 590.6517 | 0.010963 | 321.9655 | 0 | 322.5067 | 9.0034e-05
|  | 386.1431 | 0.013747 | 322.7189 | 0.013343 | 322.1774 | -0.026623 | 386.1431 | 9.4467 | 322.7189 | -0.014877 | 322.1774 | 0 | 322.1774 | #REF! | 385.4169 | 0.00014362 | 322.7189 | 0 | 316.63 | -0.018472 | 322.7189 | 0 | 386.1431 | 0.013588 | 322.7189 | 0 | 316.63 | -0.0012911 | 322.7189 | 0 | 316.63 | -0.0045398 | 322.7189 | 0 | 385.4169 | 0.00013839 | 322.7189 | 0 | 385.4169 | 0.00011682 | 322.7189 | 0 | 322.1774 | 0 | 590.8102 | 0.015022 | 322.1774 | 0 | 589.8651 | 0 | 590.8102 | 0.011427 | 322.1774 | 0 | 322.7189 | 2.2877e-05
|  | 386.256 | 0.016134 | 322.9312 | 0.019578 | 322.3893 | 0.023584 | 386.256 | 9.4351 | 322.9312 | 0.020926 | 322.3893 | 0 | 322.3893 | #REF! | 385.529 | 0.00013412 | 322.9312 | 0 | 316.84 | 0.033346 | 322.9312 | 0 | 386.256 | 0.0039922 | 322.9312 | 0 | 316.84 | -0.001524 | 322.9312 | 3.6914e-05 | 316.84 | -0.0039276 | 322.9312 | 0 | 385.529 | 0.00014731 | 322.9312 | 0 | 385.529 | 9.5069e-05 | 322.9312 | 0.0051646 | 322.3893 | 0 | 590.9687 | 0.019152 | 322.3893 | 0 | 590.0242 | 7.1499e-05 | 590.9687 | 0.01087 | 322.3893 | 0 | 322.9312 | 0.00010039
|  | 386.3689 | 0.016381 | 323.1435 | 0.014676 | 322.6012 | -0.027594 | 386.3689 | 9.5014 | 323.1435 | 0.0037736 | 322.6012 | 0 | 322.6012 | #REF! | 385.6411 | 0.00012275 | 323.1435 | 0 | 317.05 | -0.040542 | 323.1435 | 0 | 386.3689 | 0.013455 | 323.1435 | 0 | 317.05 | 0.0013882 | 323.1435 | 0 | 317.05 | 0.00096913 | 323.1435 | 0 | 385.6411 | 0.00015111 | 323.1435 | 0 | 385.6411 | 0.00011014 | 323.1435 | 0 | 322.6012 | 0 | 591.1272 | 0.013797 | 322.6012 | 0 | 590.1833 | 0.00010725 | 591.1272 | 0.011334 | 322.6012 | 0 | 323.1435 | 3.0237e-05
|  | 386.4818 | 0.0069625 | 323.3558 | 0.026684 | 322.8131 | 0.01894 | 386.4818 | 9.4809 | 323.3558 | 0.018808 | 322.8131 | 0 | 322.8131 | #REF! | 385.7533 | 0.00015777 | 323.3558 | 0 | 317.26 | -0.004558 | 323.3558 | 0 | 386.4818 | 0.0075045 | 323.3558 | 0 | 317.26 | 0.0019706 | 323.3558 | 3.0548e-05 | 317.26 | -0.0017853 | 323.3558 | 0 | 385.7533 | 0.00013311 | 323.3558 | 0 | 385.7533 | 0.00010346 | 323.3558 | 0.0058439 | 322.8131 | 0 | 591.2858 | 0.021558 | 322.8131 | 0 | 590.3424 | 0 | 591.2858 | 0.011102 | 322.8131 | 0 | 323.3558 | 9.4037e-05
|  | 386.5947 | 0.012265 | 323.5682 | -0.0036125 | 323.025 | -0.0082755 | 386.5947 | 9.5341 | 323.5682 | 0.012315 | 323.025 | 0 | 323.025 | #REF! | 385.8654 | 0.0001669 | 323.5682 | 0 | 317.48 | -0.0083963 | 323.5682 | 0 | 386.5947 | 0.008437 | 323.5682 | 0 | 317.48 | 0.0020871 | 323.5682 | 0 | 317.48 | 0.0055599 | 323.5682 | 0 | 385.8654 | 0.00013261 | 323.5682 | 0 | 385.8654 | 0.00014183 | 323.5682 | 0 | 323.025 | 0 | 591.4443 | 0.014523 | 323.025 | 0 | 590.5015 | 0.00010725 | 591.4443 | 0.011567 | 323.025 | 0 | 323.5682 | 3.967e-05
|  | 386.7076 | 0.0071106 | 323.7805 | 0.055334 | 323.2369 | 0.024298 | 386.7076 | 9.5526 | 323.7805 | 0.024607 | 323.2369 | 0 | 323.2369 | #REF! | 385.9775 | 0.00016858 | 323.7805 | 0 | 317.69 | 0.026148 | 323.7805 | 0 | 386.7076 | 0.0068828 | 323.7805 | 0 | 317.69 | -0.00024269 | 323.7805 | 4.2065e-05 | 317.69 | -0.0022444 | 323.7805 | 0 | 385.9775 | 0.00012716 | 323.7805 | 0 | 385.9775 | 0.00015006 | 323.7805 | 0.0046348 | 323.2369 | 0 | 591.6028 | 0.0093947 | 323.2369 | 0 | 590.6606 | 7.1499e-05 | 591.6028 | 0.011009 | 323.2369 | 0 | 323.7805 | 9.9193e-05
|  | 386.8205 | 0.011195 | 323.9929 | 0.022037 | 323.4489 | 0.018576 | 386.8205 | 9.4374 | 323.9929 | 0.0040593 | 323.4489 | 0 | 323.4489 | #REF! | 386.0896 | 0.00016299 | 323.9929 | 0 | 317.9 | -0.0069569 | 323.9929 | 0 | 386.8205 | 0.0056394 | 323.9929 | 0 | 317.9 | -0.0025725 | 323.9929 | 0 | 317.9 | -0.0016323 | 323.9929 | 0 | 386.0896 | 0.00013542 | 323.9929 | 0 | 386.0896 | 0.00017506 | 323.9929 | 0 | 323.4489 | 0 | 591.7614 | 0.016611 | 323.4489 | 0 | 590.8197 | 0.00032174 | 591.7614 | 0.011056 | 323.4489 | 0 | 323.9929 | 3.8648e-05
|  | 386.9334 | 0.0068143 | 324.2053 | 0.035572 | 323.6608 | 5.6647e-05 | 386.9334 | 9.4185 | 324.2053 | 0.025295 | 323.6608 | 0 | 323.6608 | #REF! | 386.2018 | 0.00016578 | 324.2053 | 0 | 318.11 | 0.022311 | 324.2053 | 0 | 386.9334 | 0.0065275 | 324.2053 | 0 | 318.11 | -0.0067659 | 324.2053 | 2.5941e-05 | 318.11 | -0.0088246 | 324.2053 | 0 | 386.2018 | 0.00013493 | 324.2053 | 0 | 386.2018 | 0.00013687 | 324.2053 | 0.0099253 | 323.6608 | 0 | 591.9199 | 0.024508 | 323.6608 | 0 | 590.9789 | 0.00028599 | 591.9199 | 0.01022 | 323.6608 | 0 | 324.2053 | 9.3596e-05
|  | 387.0463 | 0.0055956 | 324.4177 | 0.013483 | 323.8728 | -0.023179 | 387.0463 | 9.4136 | 324.4177 | -0.0029592 | 323.8728 | 0 | 323.8728 | #REF! | 386.3139 | 0.00016783 | 324.4177 | 0 | 318.33 | -0.027587 | 324.4177 | 0 | 387.0463 | 0.0056394 | 324.4177 | 0 | 318.33 | -0.0071154 | 324.4177 | 0 | 318.33 | -0.016475 | 324.4177 | 0 | 386.3139 | 0.00014764 | 324.4177 | 0 | 386.3139 | 0.00011682 | 324.4177 | 0 | 323.8728 | 0 | 592.0785 | 0.016339 | 323.8728 | 0 | 591.138 | 0.00010725 | 592.0785 | 0.010823 | 323.8728 | 0 | 324.4177 | 3.7412e-05
|  | 387.1592 | 0 | 324.6301 | 0.044613 | 324.0848 | 0.0019361 | 387.1592 | 9.3387 | 324.6301 | 0.019572 | 324.0848 | 0 | 324.0848 | #REF! | 386.4261 | 0.00016094 | 324.6301 | 0 | 318.54 | -0.0016793 | 324.6301 | 0 | 387.1592 | 0.00374 | 324.6301 | 0 | 318.54 | 0.0041839 | 324.6301 | 1.0786e-05 | 318.54 | -0.0022444 | 324.6301 | 0 | 386.4261 | 0.00014583 | 324.6301 | 0 | 386.4261 | 0.00010175 | 324.6301 | 0.0032788 | 324.0848 | 0 | 592.2371 | 0.02124 | 324.0848 | 0 | 591.2971 | 7.1499e-05 | 592.2371 | 0.010405 | 324.0848 | 0 | 324.6301 | 9.6918e-05
|  | 387.2721 | 0.0085608 | 324.8425 | 0.0092109 | 324.2969 | -0.0031053 | 387.2721 | 9.2787 | 324.8425 | 0.001278 | 324.2969 | 0 | 324.2969 | #REF! | 386.5382 | 0.00015144 | 324.8425 | 0 | 318.75 | 0.0079165 | 324.8425 | 0 | 387.2721 | 0.0083038 | 324.8425 | 0 | 318.75 | 0.0012716 | 324.8425 | 0 | 318.75 | -0.0076005 | 324.8425 | 0 | 386.5382 | 0.00016036 | 324.8425 | 0 | 386.5382 | 0.00010672 | 324.8425 | 0 | 324.2969 | 0 | 592.3956 | 0.010075 | 324.2969 | 0 | 591.4563 | 0.00032174 | 592.3956 | 0.010823 | 324.2969 | 0 | 324.8425 | 4.0505e-05
|  | 387.385 | 0.014405 | 325.0549 | 0.047696 | 324.5089 | 0.013302 | 387.385 | 9.2233 | 325.0549 | -0.0023273 | 324.5089 | 0 | 324.5089 | #REF! | 386.6504 | 0.00013933 | 325.0549 | 0 | 318.96 | 0.011275 | 325.0549 | 0 | 387.385 | 0.0062611 | 325.0549 | 0 | 318.96 | -0.0056011 | 325.0549 | 3.8574e-05 | 318.96 | -0.00010202 | 325.0549 | 0 | 386.6504 | 0.00014417 | 325.0549 | 0 | 386.6504 | 0.00010843 | 325.0549 | 0.0012495 | 324.5089 | 0 | 592.5542 | 0.019879 | 324.5089 | 0 | 591.6154 | 7.1499e-05 | 592.5542 | 0.010127 | 324.5089 | 0 | 325.0549 | 8.3081e-05
|  | 387.498 | 0.0054477 | 325.2674 | 0.0028709 | 324.7209 | 0.0044087 | 387.498 | 9.0196 | 325.2674 | -0.014999 | 324.7209 | 0.0023111 | 324.7209 | #REF! | 386.7625 | 0.00011623 | 325.2674 | 0 | 319.17 | -0.012235 | 325.2674 | 0 | 387.498 | 0.00073522 | 325.2674 | 0 | 319.17 | 0.0024366 | 325.2674 | 0 | 319.17 | 0.0049478 | 325.2674 | 0 | 386.7625 | 0.00015574 | 325.2674 | 0 | 386.7625 | 8.1708e-05 | 325.2674 | 0 | 324.7209 | 0 | 592.7128 | 0.014614 | 324.7209 | 0 | 591.7746 | 0 | 592.7128 | 0.010591 | 324.7209 | 0 | 325.2674 | 5.1493e-05
|  | 387.6109 | 0.0059255 | 325.4799 | 0.057379 | 324.933 | 0.012352 | 387.6109 | 8.9828 | 325.4799 | 0.011337 | 324.933 | 0.037708 | 324.933 | #REF! | 386.8747 | 0.00011754 | 325.4799 | 0 | 319.39 | 0.0074367 | 325.4799 | 0 | 387.6109 | 0.0047513 | 325.4799 | 0 | 319.39 | -0.00094161 | 325.4799 | 2.7316e-05 | 319.39 | 0.0087736 | 325.4799 | 0 | 386.8747 | 0.0001346 | 325.4799 | 0 | 386.8747 | 0.00010843 | 325.4799 | 0.0075705 | 324.933 | 0 | 592.8714 | 0.013979 | 324.933 | 0 | 591.9338 | 0 | 592.8714 | 0.010312 | 324.933 | 0 | 325.4799 | 9.2844e-05
|  | 387.7237 | 0.0085608 | 325.6924 | 0.014638 | 325.1451 | 0.003938 | 387.7237 | 8.8686 | 325.6924 | 0.010866 | 325.1451 | -0.010832 | 325.1451 | #REF! | 386.9869 | 0.00011567 | 325.6924 | 0 | 319.6 | -0.024709 | 325.6924 | 0 | 387.7237 | 0.0045293 | 325.6924 | 0 | 319.6 | -0.002689 | 325.6924 | 0 | 319.6 | -0.0082122 | 325.6924 | 0 | 386.9869 | 0.00014335 | 325.6924 | 0 | 386.9869 | 0.00011682 | 325.6923 | 0 | 325.1451 | 0 | 593.03 | 0.024281 | 325.1451 | 0 | 592.0929 | 0 | 593.03 | 0.01087 | 325.1451 | 0 | 325.6924 | 3.9607e-05
|  | 387.8366 | 0 | 325.9048 | 0.0097979 | 325.3572 | 0.042388 | 387.8366 | 8.6827 | 325.9048 | 0.0091015 | 325.3572 | 0.046099 | 325.3572 | #REF! | 387.0991 | 0.00014362 | 325.9049 | 0 | 319.81 | -0.016073 | 325.9049 | 0 | 387.8366 | 0.00374 | 325.9049 | 0 | 319.81 | -0.0032714 | 325.9048 | 8.2896e-05 | 319.81 | 0.0029585 | 325.9049 | 0 | 387.0991 | 0.00013311 | 325.9049 | 0 | 387.0991 | 0.00012179 | 325.9049 | 0.0081979 | 325.3572 | 0 | 593.1886 | 0.018426 | 325.3572 | 0 | 592.2521 | 0 | 593.1886 | 0.010405 | 325.3572 | 0 | 325.9048 | 0.0001023
|  | 387.9495 | 0.0036729 | 326.1174 | 0.0076487 | 325.5693 | -0.027567 | 387.9495 | 8.538 | 326.1174 | -0.0031848 | 325.5693 | -0.022827 | 325.5693 | #REF! | 387.2113 | 0.00015256 | 326.1174 | 0 | 320.03 | -0.010795 | 326.1174 | 0 | 387.9495 | 0.0046625 | 326.1174 | 0 | 320.03 | -0.0021065 | 326.1174 | 0 | 320.03 | 0.0089266 | 326.1174 | 0 | 387.2113 | 0.00013691 | 326.1174 | 0 | 387.2113 | 9.8495e-05 | 326.1174 | 0 | 325.5693 | 0 | 593.3472 | 0.018744 | 325.5693 | 0 | 592.4113 | 0.00010725 | 593.3472 | 0.010963 | 325.5693 | 0 | 326.1174 | 4.4588e-05
|  | 388.0624 | 0.0048885 | 326.3299 | 0.029278 | 325.7814 | 0.022358 | 388.0624 | 8.3413 | 326.3299 | 0.019867 | 325.7814 | 0.042488 | 325.7814 | #REF! | 387.3234 | 0.00017174 | 326.3299 | 0 | 320.24 | 0.035264 | 326.3299 | 0 | 388.0624 | 0.0089254 | 326.3299 | 0 | 320.24 | -0.0028054 | 326.3299 | 3.1909e-05 | 320.24 | 0.0047948 | 326.3299 | 0 | 387.3234 | 0.0001237 | 326.3299 | 0 | 387.3234 | 0.00011837 | 326.3299 | 0.0068133 | 325.7815 | 0 | 593.5059 | 0.018835 | 325.7814 | 0 | 592.5705 | 0 | 593.5059 | 0.010638 | 325.7815 | 0 | 326.3299 | 9.9242e-05
|  | 388.1753 | 0.0011586 | 326.5424 | -0.024474 | 325.9936 | -0.007171 | 388.1753 | 8.2564 | 326.5424 | 0.022435 | 325.9936 | -0.008094 | 325.9936 | #REF! | 387.4356 | 0.00017379 | 326.5425 | 0 | 320.45 | -0.0040782 | 326.5425 | 0 | 388.1753 | 0.011679 | 326.5425 | 0 | 320.45 | 0.003019 | 326.5424 | 0 | 320.45 | -0.0007141 | 326.5425 | 0 | 387.4356 | 0.00011461 | 326.5425 | 0 | 387.4356 | 0.0001235 | 326.5424 | 0 | 325.9936 | 0 | 593.6645 | 0.015159 | 325.9936 | 0 | 592.7297 | 0.00010725 | 593.6645 | 0.011102 | 325.9936 | 0 | 326.5424 | 3.9552e-05
|  | 388.2882 | 0.0017777 | 326.755 | 0.015081 | 326.2058 | 0.003518 | 388.2882 | 8.0004 | 326.755 | -0.0071547 | 326.2058 | 0.02117 | 326.2058 | #REF! | 387.5478 | 0.00015535 | 326.755 | 0 | 320.66 | -0.013194 | 326.755 | 0 | 388.2882 | 0.0057727 | 326.755 | 0 | 320.66 | 0.0013882 | 326.755 | 3.4537e-05 | 320.66 | -0.0013262 | 326.755 | 0 | 387.5478 | 0.00011461 | 326.755 | 0 | 387.5478 | 0.00012008 | 326.755 | 0.0042613 | 326.2058 | 0 | 593.8232 | 0.020922 | 326.2058 | 0 | 592.8889 | 0 | 593.8232 | 0.010452 | 326.2058 | 0 | 326.755 | 0.0001015
|  | 388.4011 | 0.010207 | 326.9676 | 0.015897 | 326.4179 | 0.0068318 | 388.4011 | 7.842 | 326.9676 | -0.015998 | 326.4179 | -0.020023 | 326.4179 | #REF! | 387.66 | 0.00016299 | 326.9676 | 0 | 320.88 | -0.017512 | 326.9676 | 0 | 388.4011 | 0.013588 | 326.9676 | 0 | 320.88 | -0.0011746 | 326.9676 | 0 | 320.88 | 0.0032646 | 326.9676 | 0 | 387.66 | 0.0001237 | 326.9676 | 0 | 387.66 | 0.00011014 | 326.9676 | 0 | 326.418 | 0 | 593.9818 | 0.011891 | 326.4179 | 0 | 593.0481 | 0 | 593.9818 | 0.010731 | 326.418 | 0 | 326.9676 | 5.2051e-05
|  | 388.514 | 0.0051848 | 327.1802 | 0.030765 | 326.6301 | 0.018965 | 388.514 | 7.6931 | 327.1802 | 0.037087 | 326.6301 | 0.044716 | 326.6301 | #REF! | 387.7722 | 0.00014082 | 327.1802 | 0 | 321.09 | 0.0079165 | 327.1802 | 0 | 388.514 | 0.0062611 | 327.1802 | 0 | 321.09 | -0.0050185 | 327.1802 | 6.9797e-05 | 321.09 | -0.0007141 | 327.1802 | 0 | 387.7722 | 0.00013889 | 327.1802 | 0 | 387.7722 | 0.00011511 | 327.1802 | 0.0054529 | 326.6302 | 0 | 594.1405 | 0.017564 | 326.6301 | 0 | 593.2073 | 0 | 594.1405 | 0.010359 | 326.6302 | 0 | 327.1802 | 9.6205e-05
|  | 388.6269 | 0.0010107 | 327.3928 | 0.0057602 | 326.8424 | -0.013912 | 388.6269 | 7.4877 | 327.3928 | -0.0051493 | 326.8424 | -0.02762 | 326.8424 | #REF! | 387.8845 | 0.00014827 | 327.3928 | 0 | 321.3 | -0.0064771 | 327.3928 | 0 | 388.6269 | 0.011057 | 327.3928 | 0 | 321.3 | -0.0078143 | 327.3928 | 0 | 321.3 | -0.014487 | 327.3928 | 0 | 387.8845 | 0.00016449 | 327.3928 | 0 | 387.8845 | 0.00010843 | 327.3928 | 0 | 326.8424 | 0 | 594.2991 | 0.017791 | 326.8424 | 0 | 593.3665 | 0.00010725 | 594.2991 | 0.010823 | 326.8424 | 0 | 327.3928 | 3.9898e-05
|  | 388.7398 | 0.0059255 | 327.6054 | 0.047669 | 327.0546 | 0.0096767 | 388.7398 | 7.2797 | 327.6054 | 0.0099133 | 327.0546 | 0.019124 | 327.0546 | #REF! | 387.9967 | 0.00012573 | 327.6054 | 0 | 321.51 | 0.034785 | 327.6054 | 0 | 388.7398 | 0.0017229 | 327.6054 | 0 | 321.51 | 0.0015046 | 327.6054 | 3.2114e-05 | 321.51 | -0.0010202 | 327.6054 | 0 | 387.9967 | 0.00016333 | 327.6054 | 0 | 387.9967 | 0.00012008 | 327.6054 | 0.0043674 | 327.0546 | 0 | 594.4578 | 0.023464 | 327.0546 | 0 | 593.5258 | 7.1499e-05 | 594.4578 | 0.010405 | 327.0546 | 0 | 327.6054 | 9.6835e-05
|  | 388.8527 | 0.0030813 | 327.8181 | 0.0015514 | 327.2668 | 0.011452 | 388.8527 | 7.1147 | 327.8181 | -0.0057526 | 327.2668 | 0.001558 | 327.2668 | #REF! | 388.1089 | 0.00014399 | 327.8181 | 0 | 321.73 | -0.004558 | 327.8181 | 0 | 388.8527 | 0.0091919 | 327.8181 | 0 | 321.73 | -0.0099112 | 327.8181 | 0 | 321.73 | -0.021373 | 327.8181 | 0 | 388.1089 | 0.00017192 | 327.8181 | 0 | 388.1089 | 0.00011014 | 327.8181 | 0 | 327.2668 | 0 | 594.6165 | 0.01652 | 327.2668 | 0 | 593.685 | 0 | 594.6165 | 0.010823 | 327.2668 | 0 | 327.8181 | 3.9205e-05
|  | 388.9656 | 0.0011851 | 328.0307 | 0.019262 | 327.4791 | -0.004642 | 388.9656 | 6.9643 | 328.0307 | 0.015092 | 327.4791 | 0.058197 | 327.4791 | #REF! | 388.2212 | 0.00013523 | 328.0307 | 0 | 321.94 | 0.0079165 | 328.0307 | 0 | 388.9656 | 0.0052398 | 328.0307 | 0 | 321.94 | -0.00024269 | 328.0307 | 3.2404e-05 | 321.94 | -0.0020913 | 328.0307 | 0 | 388.2212 | 0.00013608 | 328.0307 | 0 | 388.2212 | 0.00011168 | 328.0307 | 0.0058539 | 327.4791 | 0 | 594.7752 | 0.018426 | 327.4791 | 0 | 593.8442 | 0 | 594.7752 | 0.010127 | 327.4791 | 0 | 328.0307 | 0.0001058
|  | 389.0784 | 0 | 328.2434 | 0.018124 | 327.6914 | -0.019711 | 389.0784 | 6.7464 | 328.2434 | -0.028799 | 327.6914 | -0.054629 | 327.6914 | #REF! | 388.3334 | 0.00015442 | 328.2434 | 0 | 322.15 | -0.027587 | 328.2434 | 0 | 389.0784 | 0.0131 | 328.2434 | 0 | 322.15 | -0.0052516 | 328.2434 | 0 | 322.15 | -0.0042337 | 328.2434 | 0 | 388.3334 | 0.00014764 | 328.2434 | 0 | 388.3334 | 7.5028e-05 | 328.2434 | 0 | 327.6914 | 0 | 594.9339 | 0.016293 | 327.6914 | 0 | 594.0035 | 0.00010725 | 594.9339 | 0.01087 | 327.6914 | 0 | 328.2434 | 4.3705e-05
|  | 389.1913 | 0 | 328.4561 | 0.035312 | 327.9037 | 0.010533 | 389.1913 | 6.6144 | 328.4561 | 0.018659 | 327.9037 | 0.047512 | 327.9037 | #REF! | 388.4456 | 0.00015442 | 328.4561 | 0 | 322.36 | 0.002159 | 328.4561 | 0 | 389.1913 | 0.0097691 | 328.4561 | 0 | 322.36 | -0.002223 | 328.4561 | 3.0843e-05 | 322.36 | 0.0018873 | 328.4561 | 0 | 388.4456 | 0.00012964 | 328.4561 | 0 | 388.4456 | 7.8454e-05 | 328.4561 | 0.0050308 | 327.9037 | 0 | 595.0926 | 0.020741 | 327.9037 | 0 | 594.1627 | 7.1499e-05 | 595.0926 | 0.010359 | 327.9037 | 0 | 328.4561 | 9.897e-05
|  | 389.3042 | 0 | 328.6688 | 0.021975 | 328.116 | -0.014686 | 389.3042 | 6.3594 | 328.6688 | -0.012432 | 328.116 | -0.0085513 | 328.116 | #REF! | 388.5579 | 0.00015312 | 328.6688 | 0 | 322.58 | -0.024709 | 328.6688 | 0 | 389.3042 | 0.0095471 | 328.6688 | 0 | 322.58 | -0.002223 | 328.6688 | 0 | 322.58 | -0.012191 | 328.6688 | 0 | 388.5579 | 0.00015177 | 328.6688 | 0 | 388.5579 | 7.3315e-05 | 328.6688 | 0 | 328.116 | 0 | 595.2513 | 0.015794 | 328.116 | 0 | 594.322 | 0 | 595.2513 | 0.011242 | 328.116 | 0 | 328.6688 | 3.9306e-05
|  | 389.4171 | 0.0051848 | 328.8815 | 0.037879 | 328.3283 | -0.0041749 | 389.4171 | 6.1942 | 328.8815 | 0.006981 | 328.3283 | 0.012647 | 328.3283 | #REF! | 388.6701 | 0.00013263 | 328.8815 | 0 | 322.79 | 0.020391 | 328.8815 | 0 | 389.4171 | 0.0026054 | 328.8815 | 0 | 322.79 | 0.0074455 | 328.8815 | 5.8304e-05 | 322.79 | -0.0017853 | 328.8815 | 0 | 388.6701 | 0.00013641 | 328.8815 | 0 | 388.6701 | 9.0102e-05 | 328.8815 | 0.0082065 | 328.3283 | 0 | 595.41 | 0.020832 | 328.3283 | 0 | 594.4813 | 0.00028599 | 595.41 | 0.01022 | 328.3283 | 0 | 328.8815 | 9.8738e-05
|  | 389.53 | 0 | 329.0942 | 0.0070904 | 328.5407 | -0.01356 | 389.53 | 5.9955 | 329.0942 | -0.0048498 | 328.5407 | -0.024596 | 328.5407 | #REF! | 388.7824 | 0.00012368 | 329.0942 | 0 | 323 | 0.0050378 | 329.0942 | 0 | 389.53 | 0 | 329.0942 | 0 | 323 | -0.0065332 | 329.0942 | 0 | 323 | -0.0036216 | 329.0942 | 0 | 388.7824 | 0.00014236 | 329.0942 | 0 | 388.7824 | 9.0102e-05 | 329.0942 | 0 | 328.5407 | 0 | 595.5687 | 0.012299 | 328.5407 | 0 | 594.6405 | 0.00053624 | 595.5687 | 0.010638 | 328.5407 | 0 | 329.0942 | 4.5449e-05
|  | 389.6429 | 0.0090547 | 329.3069 | 0.045846 | 328.753 | 0.0083486 | 389.6429 | 5.8215 | 329.3069 | 0.021172 | 328.753 | 0.046701 | 328.753 | #REF! | 388.8947 | 0.00013151 | 329.307 | 0 | 323.22 | 0.0069569 | 329.307 | 0 | 389.6429 | 0.0044849 | 329.307 | 0 | 323.22 | 0.0041839 | 329.3069 | 2.9409e-05 | 323.22 | 0.0066312 | 329.307 | 0 | 388.8947 | 0.00013955 | 329.307 | 0 | 388.8947 | 0.00011511 | 329.3069 | 0.0058006 | 328.753 | 0 | 595.7275 | 0.015885 | 328.753 | 0 | 594.7998 | 0 | 595.7275 | 0.0099408 | 328.753 | 0 | 329.3069 | 9.9598e-05
|  | 389.7557 | 0.00027119 | 329.5197 | 0.0046804 | 328.9654 | -0.023549 | 389.7557 | 5.7144 | 329.5197 | -0.00067992 | 328.9654 | -0.013168 | 328.9654 | #REF! | 389.0069 | 0.00014827 | 329.5197 | 0 | 323.43 | -0.034785 | 329.5197 | 0 | 389.7557 | 0.01159 | 329.5197 | 0 | 323.43 | 0.00022327 | 329.5197 | 0 | 323.43 | -0.005917 | 329.5197 | 0 | 389.0069 | 0.00014005 | 329.5197 | 0 | 389.0069 | 0.0001134 | 329.5197 | 0 | 328.9654 | 0 | 595.8862 | 0.016611 | 328.9654 | 0 | 594.9591 | 0.00032174 | 595.8862 | 0.010591 | 328.9654 | 0 | 329.5197 | 2.6954e-05
|  | 389.8686 | 0 | 329.7325 | 0.023471 | 329.1778 | 0.011461 | 389.8686 | 5.4489 | 329.7325 | 0.0055115 | 329.1778 | 0.028138 | 329.1778 | #REF! | 389.1192 | 0.00014231 | 329.7325 | 0 | 323.64 | 0.014634 | 329.7325 | 0 | 389.8686 | 0.0057727 | 329.7325 | 0 | 323.64 | -0.0047858 | 329.7325 | 5.3692e-05 | 323.64 | -0.0025504 | 329.7325 | 0 | 389.1192 | 0.00013427 | 329.7325 | 0 | 389.1192 | 0.00011168 | 329.7325 | 0.0039661 | 329.1778 | 0 | 596.0449 | 0.023146 | 329.1778 | 0 | 595.1184 | 0 | 596.0449 | 0.010312 | 329.1778 | 0 | 329.7325 | 0.00010666
|  | 389.9815 | 0.0095486 | 329.9453 | -0.00086945 | 329.3902 | 0.0096777 | 389.9815 | 5.3132 | 329.9453 | -0.0088196 | 329.3902 | -0.018967 | 329.3902 | #REF! | 389.2315 | 0.00013784 | 329.9453 | 0 | 323.85 | -0.0059973 | 329.9453 | 0 | 389.9815 | 0.0040121 | 329.9453 | 0 | 323.85 | -0.0047858 | 329.9453 | 0 | 323.85 | -0.0049988 | 329.9453 | 0 | 389.2315 | 0.00012271 | 329.9453 | 0 | 389.2315 | 0.00010346 | 329.9453 | 0 | 329.3902 | 0 | 596.2037 | 0.018018 | 329.3902 | 0 | 595.2777 | 0 | 596.2037 | 0.010777 | 329.3902 | 0 | 329.9453 | 4.1152e-05
|  | 390.0944 | 0.0063699 | 330.1581 | 0.021791 | 329.6027 | 0.010591 | 390.0944 | 5.0791 | 330.1581 | 0.0065244 | 329.6027 | 0.013547 | 329.6027 | #REF! | 389.3438 | 0.0001302 | 330.1581 | 0 | 324.07 | 0.018472 | 330.1581 | 0 | 390.0944 | 0.011679 | 330.1581 | 0 | 324.07 | 0.0040674 | 330.1581 | 3.0024e-05 | 324.07 | 0.0081613 | 330.1581 | 0 | 389.3438 | 0.00012997 | 330.1581 | 0 | 389.3438 | 0.00010004 | 330.1581 | 0.0068287 | 329.6027 | 0 | 596.3625 | 0.023282 | 329.6027 | 0 | 595.437 | 0 | 596.3625 | 0.010359 | 329.6027 | 0 | 330.1581 | 8.4396e-05
|  | 390.2072 | 0.0016023 | 330.3709 | 0.02584 | 329.8151 | -0.020007 | 390.2072 | 5.0406 | 330.3709 | -0.017335 | 329.8151 | -0.037113 | 329.8151 | #REF! | 389.4561 | 0.00015051 | 330.3709 | 0 | 324.28 | -0.0074367 | 330.3709 | 0 | 390.2072 | 0.012567 | 330.3709 | 0 | 324.28 | -0.0071154 | 330.3709 | 0 | 324.28 | -0.0097429 | 330.3709 | 0 | 389.4561 | 0.00013608 | 330.3709 | 0 | 389.4561 | 0.00011014 | 330.3709 | 0 | 329.8151 | 0 | 596.5212 | 0.018517 | 329.8151 | 0 | 595.5963 | 0 | 596.5212 | 0.010684 | 329.8151 | 0 | 330.3709 | 4.4551e-05
|  | 390.3201 | 0.0019258 | 330.5837 | 0.033571 | 330.0276 | -0.01085 | 390.3201 | 4.8208 | 330.5837 | 0.030735 | 330.0276 | 0.035259 | 330.0276 | #REF! | 389.5684 | 0.00016783 | 330.5837 | 0 | 324.49 | -0.012714 | 330.5837 | 0 | 390.3201 | 0.01683 | 330.5837 | 0 | 324.49 | -0.0037373 | 330.5837 | 4.3503e-05 | 324.49 | -0.00040807 | 330.5837 | 0 | 389.5684 | 0.00014566 | 330.5837 | 0 | 389.5684 | 0.00014337 | 330.5837 | 0.0035307 | 330.0276 | 0 | 596.68 | 0.021785 | 330.0276 | 0 | 595.7557 | 7.1499e-05 | 596.68 | 0.010312 | 330.0276 | 0 | 330.5837 | 0.00010355
|  | 390.433 | 0 | 330.7966 | 0.010696 | 330.24 | -0.0066287 | 390.433 | 4.6626 | 330.7966 | 0.00022752 | 330.24 | -0.03606 | 330.24 | #REF! | 389.6807 | 0.00016727 | 330.7966 | 0 | 324.71 | -0.013674 | 330.7966 | 0 | 390.433 | 0.012345 | 330.7966 | 0 | 324.71 | -0.0051353 | 330.7966 | 0 | 324.71 | -0.011732 | 330.7966 | 0 | 389.6807 | 0.00014351 | 330.7966 | 0 | 389.6807 | 0.00012676 | 330.7966 | 0 | 330.24 | 0 | 596.8388 | 0.013797 | 330.24 | 0 | 595.915 | 0 | 596.8388 | 0.010452 | 330.24 | 0 | 330.7966 | 4.3821e-05
|  | 390.5459 | 0.0063699 | 331.0095 | 0.026525 | 330.4525 | 0.01694 | 390.5459 | 4.5631 | 331.0095 | 0.019525 | 330.4525 | 0.05379 | 330.4525 | #REF! | 389.793 | 0.00014268 | 331.0095 | 0 | 324.92 | -0.033346 | 331.0095 | 0 | 390.5459 | 0.0044849 | 331.0095 | 0 | 324.92 | 0.0026695 | 331.0095 | 3.0149e-05 | 324.92 | -0.0054579 | 331.0095 | 0 | 389.793 | 0.00013806 | 331.0095 | 0 | 389.793 | 0.00013344 | 331.0095 | 0.0061812 | 330.4525 | 0 | 596.9976 | 0.019788 | 330.4525 | 0 | 596.0743 | 7.1499e-05 | 596.9976 | 0.010034 | 330.4525 | 0 | 331.0095 | 0.0001021
|  | 390.6587 | 0.0023418 | 331.2224 | 0.012177 | 330.665 | -0.013279 | 390.6587 | 4.3913 | 331.2224 | 0.0043489 | 330.665 | -0.033797 | 330.665 | #REF! | 389.9053 | 0.00014175 | 331.2223 | 0 | 325.13 | 0.0088761 | 331.2223 | 0 | 390.6587 | 0.0060391 | 331.2223 | 0 | 325.13 | -0.010726 | 331.2224 | 0 | 325.13 | -0.0085181 | 331.2223 | 0 | 389.9053 | 0.00013922 | 331.2223 | 0 | 389.9053 | 0.00014183 | 331.2224 | 0 | 330.665 | 0 | 597.1564 | 0.016611 | 330.665 | 0 | 596.2337 | 0.00010725 | 597.1564 | 0.010545 | 330.665 | 0 | 331.2224 | 4.0046e-05
|  | 390.7716 | 0.002074 | 331.4352 | 0.048052 | 330.8776 | -0.019218 | 390.7716 | 4.3336 | 331.4352 | -0.0044232 | 330.8776 | 0.030383 | 330.8776 | #REF! | 390.0176 | 0.00014399 | 331.4352 | 0 | 325.34 | 0.00071969 | 331.4352 | 0 | 390.7716 | 0.011545 | 331.4352 | 0 | 325.34 | 0.002786 | 331.4352 | 3.143e-05 | 325.34 | 0.00035706 | 331.4352 | 0 | 390.0176 | 0.00013955 | 331.4352 | 0 | 390.0176 | 0.00017849 | 331.4352 | 0.0085673 | 330.8776 | 0 | 597.3152 | 0.013162 | 330.8776 | 0 | 596.393 | 7.1499e-05 | 597.3152 | 0.010312 | 330.8776 | 0 | 331.4352 | 8.4953e-05
|  | 390.8845 | 0.0044124 | 331.6482 | 0.016336 | 331.0901 | -0.0080428 | 390.8845 | 4.212 | 331.6482 | -0.0048314 | 331.0901 | -0.015697 | 331.0901 | #REF! | 390.1299 | 0.00015256 | 331.6481 | 0 | 325.56 | -0.017992 | 331.6481 | 0 | 390.8845 | 0.0040121 | 331.6481 | 0 | 325.56 | -0.0037373 | 331.6482 | 0 | 325.56 | -0.0025504 | 331.6481 | 0 | 390.1299 | 0.00013757 | 331.6481 | 0 | 390.1299 | 0.00015519 | 331.6482 | 0 | 331.0901 | 0 | 597.474 | 0.019652 | 331.0901 | 0 | 596.5524 | 0.00010725 | 597.474 | 0.010684 | 331.0901 | 0 | 331.6482 | 5.5405e-05
|  | 390.9973 | 0.0044441 | 331.8611 | 0.032739 | 331.3027 | 0.037073 | 390.9973 | 4.1034 | 331.8611 | 0.018559 | 331.3027 | 0.042033 | 331.3027 | #REF! | 390.2422 | 0.00014082 | 331.8611 | 0 | 325.77 | -0.00071969 | 331.8611 | 0 | 390.9973 | 0.019139 | 331.8611 | 0 | 325.77 | -0.0075817 | 331.8611 | 5.9824e-05 | 325.77 | -0.0030095 | 331.8611 | 0 | 390.2422 | 0.00011346 | 331.8611 | 0 | 390.2422 | 0.00012676 | 331.8611 | 0.004857 | 331.3027 | 0 | 597.6328 | 0.021603 | 331.3027 | 0 | 596.7117 | 7.1499e-05 | 597.6328 | 0.0099873 | 331.3027 | 0 | 331.8611 | 9.5891e-05
|  | 391.1102 | 0 | 332.074 | 0.0048805 | 331.5152 | -0.013873 | 391.1102 | 4.0219 | 332.074 | 0.01827 | 331.5152 | -0.050029 | 331.5152 | #REF! | 390.3546 | 0.00014175 | 332.074 | 0 | 325.98 | -0.036225 | 332.074 | 0 | 391.1102 | 0.0042642 | 332.074 | 0 | 325.98 | -0.0075817 | 332.074 | 0 | 325.98 | -0.01418 | 332.074 | 0 | 390.3546 | 0.00010603 | 332.074 | 0 | 390.3546 | 7.8454e-05 | 332.074 | 0 | 331.5152 | 0 | 597.7917 | 0.014387 | 331.5152 | 0 | 596.8711 | 0.00032174 | 597.7917 | 0.010638 | 331.5152 | 0 | 332.074 | 4.2895e-05
|  | 391.2231 | 0.0034071 | 332.287 | 0.014314 | 331.7278 | 0.02213 | 391.2231 | 3.9502 | 332.287 | 0.027811 | 331.7278 | 0.043739 | 331.7278 | #REF! | 390.4669 | 0.00015274 | 332.287 | 0 | 326.2 | 0.0093559 | 332.287 | 0 | 391.2231 | 0.0079041 | 332.287 | 0 | 326.2 | -0.0028054 | 332.287 | 3.64e-05 | 326.2 | 0.0032646 | 332.287 | 0 | 390.4669 | 0.00011115 | 332.287 | 0 | 390.4669 | 9.0102e-05 | 332.287 | 0.0031519 | 331.7278 | 0 | 597.9505 | 0.02242 | 331.7278 | 0 | 597.0305 | 0 | 597.9505 | 0.010127 | 331.7278 | 0 | 332.287 | 8.3355e-05
|  | 391.336 | 0.0095486 | 332.4999 | 0.0083661 | 331.9404 | 0.017256 | 391.336 | 3.8244 | 332.4999 | -0.00092826 | 331.9404 | 0.00062986 | 331.9404 | #REF! | 390.5793 | 0.00015312 | 332.4999 | 0 | 326.41 | -0.018472 | 332.4999 | 0 | 391.336 | 0.011812 | 332.4999 | 0 | 326.41 | -0.005368 | 332.4999 | 0 | 326.41 | -0.0011732 | 332.4999 | 0 | 390.5793 | 0.00012271 | 332.4999 | 0 | 390.5793 | 8.1708e-05 | 332.4999 | 0 | 331.9404 | 0 | 598.1094 | 0.019879 | 331.9404 | 0 | 597.1898 | 0.00010725 | 598.1094 | 0.010777 | 331.9404 | 0 | 332.4999 | 4.2795e-05
|  | 391.4488 | 0 | 332.7129 | 0.038011 | 332.1531 | 0.028958 | 391.4488 | 3.7463 | 332.7129 | 0.013229 | 332.1531 | 0.044002 | 332.1531 | #REF! | 390.6916 | 0.00013356 | 332.7129 | 0 | 326.62 | -0.0059973 | 332.7129 | 0 | 391.4488 | 0.01119 | 332.7129 | 0 | 326.62 | -0.00094161 | 332.7129 | 3.0092e-05 | 326.62 | -0.0019383 | 332.7129 | 0 | 390.6916 | 0.00014946 | 332.7129 | 0 | 390.6916 | 0.00010672 | 332.7129 | 0.0076445 | 332.1531 | 0 | 598.2682 | 0.023918 | 332.1531 | 0 | 597.3492 | 7.1499e-05 | 598.2682 | 0.010173 | 332.1531 | 0 | 332.7129 | 9.1649e-05
|  | 391.5617 | 0.0030813 | 332.9259 | 0.013831 | 332.3657 | 0.005004 | 391.5617 | 3.6525 | 332.9259 | 0.0077952 | 332.3657 | -0.029135 | 332.3657 | #REF! | 390.8039 | 0.00012629 | 332.9259 | 0 | 326.84 | -0.046299 | 332.9259 | 0 | 391.5617 | 0.0076821 | 332.9259 | 0 | 326.84 | -0.0031549 | 332.9259 | 0 | 326.84 | -0.018771 | 332.9259 | 0 | 390.8039 | 0.00015425 | 332.9259 | 0 | 390.8039 | 0.00010004 | 332.9259 | 0 | 332.3657 | 0 | 598.4271 | 0.018199 | 332.3657 | 0 | 597.5086 | 0.00032174 | 598.4271 | 0.010405 | 332.3657 | 0 | 332.9259 | 4.9267e-05
|  | 391.6746 | 0 | 333.1389 | 0.033963 | 332.5784 | 0.029359 | 391.6746 | 3.6257 | 333.1389 | 0.023016 | 332.5784 | 0.019979 | 332.5784 | #REF! | 390.9163 | 0.00013803 | 333.139 | 0 | 327.05 | 0.030946 | 333.139 | 0 | 391.6746 | 0.0042442 | 333.139 | 0 | 327.05 | -0.001524 | 333.1389 | 4.1283e-05 | 327.05 | 0.0031115 | 333.139 | 0 | 390.9163 | 0.00015293 | 333.139 | 0 | 390.9163 | 0.00010346 | 333.139 | 0.0097387 | 332.5784 | 0 | 598.5859 | 0.014977 | 332.5784 | 0 | 597.668 | 0 | 598.5859 | 0.0098479 | 332.5784 | 0 | 333.1389 | 9.2527e-05
|  | 391.7874 | 0.0020459 | 333.352 | -0.0056138 | 332.791 | 0.01211 | 391.7874 | 3.5382 | 333.352 | 0.0061298 | 332.791 | -0.016977 | 332.791 | #REF! | 391.0287 | 0.00015386 | 333.352 | 0 | 327.26 | -0.029507 | 333.352 | 0 | 391.7874 | 0 | 333.352 | 0 | 327.26 | -0.00024269 | 333.352 | 0 | 327.26 | -0.0074475 | 333.352 | 0 | 391.0287 | 0.00014351 | 333.352 | 0 | 391.0287 | 9.1815e-05 | 333.352 | 0 | 332.791 | 0 | 598.7448 | 0.018426 | 332.791 | 0 | 597.8274 | 0 | 598.7448 | 0.010034 | 332.791 | 0 | 333.352 | 2.0832e-05
|  | 391.9003 | 0.0074069 | 333.565 | 0.018061 | 333.0037 | 0.024272 | 391.9003 | 3.4581 | 333.565 | 0.024251 | 333.0037 | 0.029743 | 333.0037 | #REF! | 391.141 | 0.0001574 | 333.565 | 0 | 327.47 | -0.0059973 | 333.565 | 0 | 391.9003 | 0.0032358 | 333.565 | 0 | 327.47 | -0.0025725 | 333.565 | 4.3832e-05 | 327.47 | 0.0023464 | 333.565 | 0 | 391.141 | 0.00012304 | 333.565 | 0 | 391.141 | 8.8389e-05 | 333.565 | 0.0046011 | 333.0037 | 0 | 598.9037 | 0.019924 | 333.0037 | 0 | 597.9868 | 0 | 598.9037 | 0.009755 | 333.0037 | 0 | 333.565 | 9.4361e-05
|  | 392.0131 | 0 | 333.7781 | 0.02502 | 333.2164 | -0.0086527 | 392.0131 | 3.4328 | 333.7781 | -0.0088167 | 333.2164 | -0.020223 | 333.2164 | #REF! | 391.2534 | 0.00012964 | 333.7781 | 0 | 327.69 | -0.022311 | 333.7781 | 0 | 392.0131 | 0.0045293 | 333.7781 | 0 | 327.69 | 0.00033976 | 333.7781 | 0 | 327.69 | -0.0048458 | 333.7781 | 0 | 391.2534 | 0.00014038 | 333.7781 | 0 | 391.2534 | 6.8347e-05 | 333.7781 | 0 | 333.2164 | 0 | 599.0626 | 0.016112 | 333.2164 | 0 | 598.1463 | 0.00010725 | 599.0626 | 0.010266 | 333.2164 | 0 | 333.7781 | 3.1632e-05
|  | 392.126 | 0.0016295 | 333.9912 | 0.029571 | 333.4292 | 0.0083423 | 392.126 | 3.4363 | 333.9912 | 0.0030599 | 333.4292 | 0.033786 | 333.4292 | #REF! | 391.3658 | 0.00012666 | 333.9912 | 0 | 327.9 | -0.002159 | 333.9912 | 0 | 392.126 | 0.0055062 | 333.9912 | 0 | 327.9 | -0.0080475 | 333.9912 | 3.9658e-05 | 327.9 | 0.0049478 | 333.9912 | 0 | 391.3658 | 0.00011808 | 333.9912 | 0 | 391.3658 | 7.3315e-05 | 333.9912 | 0.0031349 | 333.4291 | 0 | 599.2215 | 0.023555 | 333.4292 | 0 | 598.3057 | 0 | 599.2215 | 0.010173 | 333.4291 | 0 | 333.9912 | 9.2173e-05
|  | 392.2389 | 0.0039686 | 334.2043 | 0.00033154 | 333.6419 | -0.0064336 | 392.2389 | 3.3467 | 334.2043 | -0.013281 | 333.6419 | -0.016651 | 333.6419 | #REF! | 391.4782 | 0.00012015 | 334.2043 | 0 | 328.11 | -0.010315 | 334.2043 | 0 | 392.2389 | 0.014076 | 334.2043 | 0 | 328.11 | -0.0083969 | 334.2043 | 0 | 328.11 | -0.0020913 | 334.2043 | 0 | 391.4782 | 0.00013988 | 334.2043 | 0 | 391.4782 | 7.1773e-05 | 334.2043 | 0 | 333.6419 | 0 | 599.3804 | 0.015975 | 333.6419 | 0 | 598.4651 | 0.00032174 | 599.3804 | 0.010359 | 333.6419 | 0 | 334.2043 | 3.8572e-05
|  | 392.3517 | 0.0063699 | 334.4174 | 0.047192 | 333.8546 | 0.02304 | 392.3517 | 3.3427 | 334.4174 | 0.010399 | 333.8546 | 0.033167 | 333.8546 | #REF! | 391.5906 | 0.00013933 | 334.4174 | 0 | 328.33 | 0.004558 | 334.4174 | 0 | 392.3517 | 0.0062611 | 334.4174 | 0 | 328.33 | 0.00010678 | 334.4174 | 4.7984e-05 | 328.33 | -0.0062227 | 334.4174 | 0 | 391.5906 | 0.00013526 | 334.4174 | 0 | 391.5906 | 0.00011837 | 334.4174 | 0.010715 | 333.8546 | 0 | 599.5393 | 0.016656 | 333.8546 | 0 | 598.6245 | 0 | 599.5393 | 0.0096621 | 333.8546 | 0 | 334.4174 | 0.00011676
|  | 392.4646 | 0.0032291 | 334.6305 | 0.0080522 | 334.0674 | -0.030278 | 392.4646 | 3.3096 | 334.6305 | -0.00070939 | 334.0674 | -0.02254 | 334.0674 | #REF! | 391.703 | 0.00013747 | 334.6305 | 0 | 328.54 | -0.02375 | 334.6305 | 0 | 392.4646 | 0.0095471 | 334.6305 | 0 | 328.54 | -0.0059506 | 334.6305 | 0 | 328.54 | -0.0033155 | 334.6305 | 0 | 391.703 | 0.00017374 | 334.6305 | 0 | 391.703 | 0.0001235 | 334.6305 | 0 | 334.0674 | 0 | 599.6982 | 0.012526 | 334.0674 | 0 | 598.784 | 0.00032174 | 599.6982 | 0.0099408 | 334.0674 | 0 | 334.6305 | 3.3645e-05
|  | 392.5774 | 0.0034071 | 334.8436 | 0.049254 | 334.2802 | -0.026279 | 392.5774 | 3.2898 | 334.8436 | 0.010988 | 334.2802 | 0.020185 | 334.2802 | #REF! | 391.8154 | 0.0001587 | 334.8436 | 0 | 328.75 | 0.014154 | 334.8436 | 0 | 392.5774 | 0.0094139 | 334.8436 | 0 | 328.75 | 0.00057274 | 334.8436 | 1.0509e-05 | 328.75 | 0.0032646 | 334.8436 | 0 | 391.8154 | 0.00016647 | 334.8436 | 0 | 391.8154 | 0.00014337 | 334.8436 | 0.0077108 | 334.2802 | 0 | 599.8572 | 0.023056 | 334.2802 | 0 | 598.9434 | 7.1499e-05 | 599.8572 | 0.0098944 | 334.2802 | 0 | 334.8436 | 9.7028e-05
|  | 392.6903 | 0.0021939 | 335.0568 | -0.0068903 | 334.493 | 0.017449 | 392.6903 | 3.2205 | 335.0568 | -0.0022766 | 334.493 | 0.0049692 | 334.493 | #REF! | 391.9278 | 0.00016187 | 335.0568 | 0 | 328.97 | -0.022311 | 335.0568 | 0 | 392.6903 | 0.0099467 | 335.0568 | 0 | 328.97 | -0.0057175 | 335.0568 | 0 | 328.97 | -0.0065293 | 335.0568 | 0 | 391.9278 | 0.0001635 | 335.0568 | 0 | 391.9278 | 0.00012676 | 335.0568 | 0 | 334.493 | 0 | 600.0161 | 0.011891 | 334.493 | 0 | 599.1029 | 0.00010725 | 600.0161 | 0.010638 | 334.493 | 0 | 335.0568 | 5.073e-05
|  | 392.8031 | 0.00014814 | 335.27 | 0.017961 | 334.7058 | 0.024154 | 392.8031 | 3.1743 | 335.27 | 0.020561 | 334.7058 | 0.037559 | 334.7058 | #REF! | 392.0402 | 0.00017007 | 335.27 | 0 | 329.18 | -0.0026388 | 335.27 | 0 | 392.8031 | 0.0057727 | 335.27 | 0 | 329.18 | -0.0047858 | 335.27 | 5.4831e-05 | 329.18 | -0.0065293 | 335.27 | 0 | 392.0402 | 0.00012766 | 335.27 | 0 | 392.0402 | 0.00016856 | 335.27 | 0.006876 | 334.7058 | 0 | 600.175 | 0.022829 | 334.7058 | 0 | 599.2623 | 7.1499e-05 | 600.175 | 0.010312 | 334.7058 | 0 | 335.27 | 0.00010792
|  | 392.916 | 0 | 335.4832 | 0.01714 | 334.9187 | 0.0010683 | 392.916 | 3.2246 | 335.4832 | -0.017869 | 334.9187 | -0.021494 | 334.9187 | #REF! | 392.1526 | 0.00014995 | 335.4831 | 0 | 329.39 | -0.0026388 | 335.4831 | 0 | 392.916 | 0.014609 | 335.4831 | 0 | 329.39 | -0.0035044 | 335.4832 | 0 | 329.39 | -0.0066822 | 335.4831 | 0 | 392.1526 | 0.00013113 | 335.4831 | 0 | 392.1526 | 0.00016187 | 335.4832 | 0 | 334.9187 | 0 | 600.334 | 0.023464 | 334.9187 | 0 | 599.4218 | 0 | 600.334 | 0.01087 | 334.9187 | 0 | 335.4832 | 5.1479e-05
|  | 393.0288 | 0.007555 | 335.6964 | 0.031945 | 335.1315 | 0.082191 | 393.0288 | 3.1557 | 335.6964 | 0.011211 | 335.1315 | 0.095916 | 335.1315 | #REF! | 392.265 | 0.0001574 | 335.6963 | 0 | 329.61 | -0.0002399 | 335.6963 | 0 | 393.0288 | 0.0083926 | 335.6963 | 0 | 329.61 | 0.002553 | 335.6964 | 0.00013073 | 329.61 | 0.0098449 | 335.6963 | 0 | 392.265 | 0.00012799 | 335.6963 | 0 | 392.265 | 0.0001235 | 335.6963 | 0.012899 | 335.1315 | 0 | 600.4929 | 0.021876 | 335.1315 | 0 | 599.5813 | 7.1499e-05 | 600.4929 | 0.010405 | 335.1315 | 0 | 335.6964 | 9.8482e-05
|  | 393.1417 | 0.00086279 | 335.9096 | 0.0128 | 335.3444 | 0.011813 | 393.1417 | 3.1007 | 335.9096 | 0.0073863 | 335.3444 | -0.00080541 | 335.3444 | #REF! | 392.3775 | 0.00014958 | 335.9096 | 0 | 329.82 | -0.0088761 | 335.9096 | 0 | 393.1417 | 0.0060391 | 335.9096 | 0 | 329.82 | 0.0016211 | 335.9096 | 0 | 329.82 | -0.0017853 | 335.9096 | 0 | 392.3775 | 0.00014467 | 335.9096 | 0 | 392.3775 | 0.00010004 | 335.9096 | 0 | 335.3444 | 0 | 600.6519 | 0.015567 | 335.3444 | 0 | 599.7408 | 0.00032174 | 600.6519 | 0.01087 | 335.3444 | 0 | 335.9096 | 4.263e-05
|  | 393.2545 | 0.0034071 | 336.1228 | 0.030544 | 335.5573 | 0.010764 | 393.2545 | 3.0527 | 336.1228 | 0.010165 | 335.5573 | 0.015721 | 335.5573 | #REF! | 392.4899 | 0.00014995 | 336.1228 | 0 | 330.03 | 0.012235 | 336.1228 | 0 | 393.2545 | 0.0075045 | 336.1228 | 0 | 330.03 | 0.0010387 | 336.1228 | 3.3556e-05 | 330.03 | -0.0027035 | 336.1228 | 0 | 392.4899 | 0.00015458 | 336.1228 | 0 | 392.4899 | 7.9995e-05 | 336.1228 | 0.0068445 | 335.5573 | 0 | 600.8109 | 0.013162 | 335.5573 | 0 | 599.9003 | 7.1499e-05 | 600.8109 | 0.01008 | 335.5573 | 0 | 336.1228 | 9.2182e-05
|  | 393.3674 | 0.0063351 | 336.336 | 0.0031067 | 335.7702 | -0.00096361 | 393.3674 | 3.0551 | 336.336 | -0.0014775 | 335.7702 | -0.025592 | 335.7702 | #REF! | 392.6023 | 0.00014175 | 336.336 | 0 | 330.25 | 0.017032 | 336.336 | 0 | 393.3674 | 0 | 336.336 | 0 | 330.25 | -0.0040868 | 336.336 | 0 | 330.25 | 0.0081613 | 336.336 | 0 | 392.6023 | 0.00014764 | 336.336 | 0 | 392.6023 | 0.00011014 | 336.336 | 0 | 335.7702 | 0 | 600.9698 | 0.016747 | 335.7702 | 0 | 600.0598 | 0.00010725 | 600.9698 | 0.010452 | 335.7702 | 0 | 336.336 | 4.0541e-05
|  | 393.4802 | 0 | 336.5493 | 0.04245 | 335.9831 | 0.026366 | 393.4802 | 3.0376 | 336.5493 | 0.015322 | 335.9831 | 0.020725 | 335.9831 | #REF! | 392.7148 | 0.00014958 | 336.5493 | 0 | 330.46 | 0.027109 | 336.5493 | 0 | 393.4802 | 0.005373 | 336.5493 | 0 | 330.46 | -0.0001262 | 336.5493 | 3.4323e-05 | 330.46 | 0.0017343 | 336.5493 | 0 | 392.7148 | 0.00014384 | 336.5493 | 0 | 392.7148 | 0.00014012 | 336.5493 | 0.0083824 | 335.9831 | 0 | 601.1288 | 0.023691 | 335.9831 | 0 | 600.2193 | 0 | 601.1288 | 0.0098944 | 335.9831 | 0 | 336.5493 | 9.1182e-05
|  | 393.5931 | 0 | 336.7626 | 0.0088901 | 336.196 | 0.010358 | 393.5931 | 2.9945 | 336.7626 | -0.0024502 | 336.196 | -0.020637 | 336.196 | #REF! | 392.8272 | 0.00014827 | 336.7626 | 0 | 330.67 | 0.0035984 | 336.7626 | 0 | 393.5931 | 0.013721 | 336.7626 | 0 | 330.67 | -0.0056011 | 336.7626 | 0 | 330.67 | -0.0036216 | 336.7626 | 0 | 392.8272 | 0.00014533 | 336.7626 | 0 | 392.8272 | 0.00013018 | 336.7626 | 0 | 336.196 | 0 | 601.2878 | 0.016202 | 336.196 | 0 | 600.3788 | 0 | 601.2878 | 0.01022 | 336.196 | 0 | 336.7626 | 4.3477e-05
|  | 393.7059 | 0 | 336.9759 | 0.053377 | 336.409 | 0.029664 | 393.7059 | 2.9294 | 336.9759 | 0.015145 | 336.409 | 0.061916 | 336.409 | #REF! | 392.9397 | 0.0001384 | 336.9759 | 0 | 330.89 | 0.015593 | 336.9759 | 0 | 393.7059 | 0.0014708 | 336.9759 | 0 | 330.89 | 0.00080569 | 336.9759 | 4.5457e-05 | 330.89 | 0.0023464 | 336.9759 | 0 | 392.9397 | 0.00015342 | 336.9759 | 0 | 392.9397 | 0.00010175 | 336.9759 | 0.008641 | 336.409 | 0 | 601.4468 | 0.018744 | 336.409 | 0 | 600.5383 | 0 | 601.4468 | 0.0096157 | 336.409 | 0 | 336.9759 | 0.0001023
|  | 393.8188 | 0 | 337.1892 | 0.0086672 | 336.6219 | 0.0061156 | 393.8188 | 2.9118 | 337.1892 | 0.0029098 | 336.6219 | 0.00080108 | 336.6219 | #REF! | 393.0521 | 0.00014175 | 337.1892 | 0 | 331.1 | 0.011275 | 337.1892 | 0 | 393.8188 | 0.0057727 | 337.1892 | 0 | 331.1 | -0.0064164 | 337.1892 | 0 | 331.1 | 0.0051009 | 337.1892 | 0 | 393.0521 | 0.00014649 | 337.1892 | 0 | 393.0521 | 9.1815e-05 | 337.1892 | 0 | 336.6219 | 0 | 601.6059 | 0.018835 | 336.6219 | 0 | 600.6978 | 0.00010725 | 601.6059 | 0.010034 | 336.6219 | 0 | 337.1892 | 3.9609e-05
|  | 393.9316 | 0 | 337.4025 | 0.058403 | 336.8349 | 0.015104 | 393.9316 | 2.8509 | 337.4025 | 0.0030933 | 336.8349 | 0.031313 | 336.8349 | #REF! | 393.1646 | 0.00014231 | 337.4025 | 0 | 331.31 | -0.011755 | 337.4025 | 0 | 393.9316 | 0.0087922 | 337.4025 | 0 | 331.31 | -0.0036209 | 337.4025 | 4.2241e-05 | 331.31 | -0.0048458 | 337.4025 | 0 | 393.1646 | 0.00012733 | 337.4025 | 0 | 393.1646 | 0.00014012 | 337.4025 | 0.010607 | 336.8349 | 0 | 601.7649 | 0.021286 | 336.8349 | 0 | 600.8573 | 0 | 601.7649 | 0.0097086 | 336.8349 | 0 | 337.4025 | 0.00010295
|  | 394.0445 | 0.005004 | 337.6158 | 0.019743 | 337.0479 | 0.0065053 | 394.0445 | 2.7841 | 337.6158 | 0.010881 | 337.0479 | -0.014236 | 337.0479 | #REF! | 393.2771 | 0.00016783 | 337.6158 | 0 | 331.53 | -0.020391 | 337.6158 | 0 | 394.0445 | 0.0060391 | 337.6158 | 0 | 331.53 | -0.011775 | 337.6158 | 0 | 331.53 | -0.0037746 | 337.6158 | 0 | 393.2771 | 0.00012452 | 337.6158 | 0 | 393.2771 | 0.00017181 | 337.6158 | 0 | 337.0479 | 0 | 601.9239 | 0.012072 | 337.0479 | 0 | 601.0169 | 0.00010725 | 601.9239 | 0.010173 | 337.0479 | 0 | 337.6158 | 3.1915e-05
|  | 394.1573 | 0 | 337.8292 | 0.051031 | 337.2609 | 0.040413 | 394.1573 | 2.745 | 337.8292 | 0.012873 | 337.2609 | 0.03114 | 337.2609 | #REF! | 393.3895 | 0.00015013 | 337.8292 | 0 | 331.74 | 0.012235 | 337.8292 | 0 | 394.1573 | 0.0089254 | 337.8292 | 0 | 331.74 | 0.0048828 | 337.8292 | 4.8554e-05 | 331.74 | 0.007243 | 337.8292 | 0 | 393.3895 | 0.0001237 | 337.8292 | 0 | 393.3895 | 0.0001134 | 337.8292 | 0.011345 | 337.2609 | 0 | 602.0829 | 0.018744 | 337.2609 | 0 | 601.1764 | 7.1499e-05 | 602.0829 | 0.0097086 | 337.2609 | 0 | 337.8292 | 0.00010082
|  | 394.2702 | 0 | 338.0425 | 0.030058 | 337.4739 | 0.015031 | 394.2702 | 2.7 | 338.0425 | -0.0088621 | 337.4739 | 0.013393 | 337.4739 | #REF! | 393.502 | 0.00014492 | 338.0425 | 0 | 331.95 | -0.026628 | 338.0425 | 0 | 394.2702 | 0.0087922 | 338.0425 | 0 | 331.95 | -0.0021065 | 338.0425 | 0 | 331.95 | 0.0075495 | 338.0425 | 0 | 393.502 | 0.00014302 | 338.0425 | 0 | 393.502 | 8.6676e-05 | 338.0425 | 0 | 337.4739 | 0 | 602.242 | 0.020605 | 337.4739 | 0 | 601.336 | 0.00010725 | 602.242 | 0.0099873 | 337.4739 | 0 | 338.0425 | 3.8026e-05
|  | 394.383 | 0.0026665 | 338.2559 | 0.055603 | 337.687 | 0.031156 | 394.383 | 2.6669 | 338.2559 | 0.0044123 | 337.687 | 0.049343 | 337.687 | #REF! | 393.6145 | 0.00013393 | 338.2559 | 0 | 332.17 | -0.0074367 | 338.2559 | 0 | 394.383 | 0.011057 | 338.2559 | 0 | 332.17 | 0.0056981 | 338.2559 | 4.998e-05 | 332.17 | -0.0010202 | 338.2559 | 0 | 393.6145 | 0.00013988 | 338.2559 | 0 | 393.6145 | 8.6676e-05 | 338.2559 | 0.01062 | 337.687 | 0 | 602.401 | 0.03009 | 337.687 | 0 | 601.4955 | 0.00050049 | 602.401 | 0.0094763 | 337.687 | 0 | 338.2559 | 9.373e-05
|  | 394.4959 | 0 | 338.4693 | 0.010671 | 337.9 | 0.0042746 | 394.4959 | 2.6135 | 338.4693 | 0.011834 | 337.9 | -0.029803 | 337.9 | #REF! | 393.727 | 0.00014958 | 338.4693 | 0 | 332.38 | 0.013674 | 338.4693 | 0 | 394.4959 | 0.0083038 | 338.4693 | 0 | 332.38 | -0.0057175 | 338.4693 | 0 | 332.38 | -0.0049988 | 338.4693 | 0 | 393.727 | 0.00013658 | 338.4693 | 0 | 393.727 | 0.00012505 | 338.4693 | 0 | 337.9 | 0 | 602.5601 | 0.0098939 | 337.9 | 0 | 601.6551 | 0 | 602.5601 | 0.01022 | 337.9 | 0 | 338.4693 | 4.1509e-05
|  | 394.6087 | 0.0016295 | 338.6827 | 0.041708 | 338.1131 | 0.026955 | 394.6087 | 2.5301 | 338.6827 | 0.01306 | 338.1131 | 0.02211 | 338.1131 | #REF! | 393.8395 | 0.00014995 | 338.6827 | 0 | 332.59 | 0.039103 | 338.6827 | 0 | 394.6087 | 0.0079041 | 338.6827 | 0 | 332.59 | 0.0047664 | 338.6827 | 1.8967e-05 | 332.59 | 0.0081613 | 338.6827 | 0 | 393.8395 | 0.00011313 | 338.6827 | 0 | 393.8395 | 0.00012179 | 338.6827 | 0.0081455 | 338.1131 | 0 | 602.7191 | 0.021921 | 338.1131 | 0 | 601.8146 | 7.1499e-05 | 602.7191 | 0.0098944 | 338.1131 | 0 | 338.6827 | 9.8883e-05
|  | 394.7215 | 0 | 338.8961 | 0.014211 | 338.3262 | 0.025562 | 394.7215 | 2.5036 | 338.8961 | 0.01628 | 338.3262 | -0.014852 | 338.3262 | #REF! | 393.952 | 0.00014213 | 338.8961 | 0 | 332.81 | 0.013674 | 338.8961 | 0 | 394.7215 | 0.0131 | 338.8961 | 0 | 332.81 | -0.0011746 | 338.8961 | 0 | 332.81 | -0.011273 | 338.8961 | 0 | 393.952 | 0.00011494 | 338.8961 | 0 | 393.952 | 0.00011511 | 338.8961 | 0 | 338.3262 | 0 | 602.8782 | 0.022012 | 338.3262 | 0 | 601.9742 | 0 | 602.8782 | 0.010405 | 338.3262 | 0 | 338.8961 | 4.1248e-05
|  | 394.8344 | 0 | 339.1096 | 0.017564 | 338.5393 | 0.042407 | 394.8344 | 2.4406 | 339.1096 | 0.024176 | 338.5393 | 0.05551 | 338.5393 | #REF! | 394.0645 | 0.00014082 | 339.1096 | 0 | 333.02 | -0.0011995 | 339.1096 | 0 | 394.8344 | 0.0056394 | 339.1096 | 0 | 333.02 | -0.0064164 | 339.1096 | 6.7522e-05 | 333.02 | 0.00096913 | 339.1096 | 0 | 394.0645 | 0.00012238 | 339.1096 | 0 | 394.0645 | 8.6676e-05 | 339.1096 | 0.0094575 | 338.5393 | 0 | 603.0373 | 0.030499 | 338.5393 | 0 | 602.1338 | 7.1499e-05 | 603.0373 | 0.0095228 | 338.5393 | 0 | 339.1096 | 0.00010416
|  | 394.9472 | 0.00056695 | 339.323 | 0.039145 | 338.7524 | 0.029707 | 394.9472 | 2.4022 | 339.323 | -0.0012259 | 338.7524 | -0.0049129 | 338.7524 | #REF! | 394.177 | 0.00015125 | 339.323 | 0 | 333.24 | -0.032866 | 339.323 | 0 | 394.9472 | 0.0078153 | 339.323 | 0 | 333.24 | 0.0067465 | 339.323 | 0 | 333.24 | 0.0040296 | 339.323 | 0 | 394.177 | 0.00013146 | 339.323 | 0 | 394.177 | 8.5134e-05 | 339.323 | 0 | 338.7525 | 0 | 603.1963 | 0.015794 | 338.7524 | 0 | 602.2934 | 0 | 603.1963 | 0.01008 | 338.7525 | 0 | 339.323 | 3.5629e-05
|  | 395.06 | 0 | 339.5365 | 0.036193 | 338.9656 | 0.039587 | 395.06 | 2.3403 | 339.5365 | 0.0093062 | 338.9656 | 0.041748 | 338.9656 | #REF! | 394.2895 | 0.00014753 | 339.5365 | 0 | 333.45 | 0.010795 | 339.5365 | 0 | 395.06 | 0.0079041 | 339.5365 | 0 | 333.45 | 0.0074455 | 339.5365 | 2.2484e-05 | 333.45 | 0.0012752 | 339.5365 | 0 | 394.2895 | 0.00013294 | 339.5365 | 0 | 394.2895 | 6.3379e-05 | 339.5365 | 0.0075228 | 338.9656 | 0 | 603.3554 | 0.024644 | 338.9656 | 0 | 602.453 | 0 | 603.3554 | 0.0097086 | 338.9656 | 0 | 339.5365 | 0.0001181
|  | 395.1729 | 0 | 339.75 | 0.022672 | 339.1787 | -0.018256 | 395.1729 | 2.2684 | 339.75 | -0.017255 | 339.1787 | -0.054162 | 339.1787 | #REF! | 394.402 | 0.00014883 | 339.75 | 0 | 333.66 | 0.010795 | 339.75 | 0 | 395.1729 | 0.0052842 | 339.75 | 0 | 333.66 | -0.0039703 | 339.75 | 0 | 333.66 | -0.0010202 | 339.75 | 0 | 394.402 | 0.00012832 | 339.75 | 0 | 394.402 | 7.1773e-05 | 339.75 | 0 | 339.1787 | 0 | 603.5145 | 0.013479 | 339.1787 | 0 | 602.6126 | 0 | 603.5145 | 0.010498 | 339.1787 | 0 | 339.75 | 3.2812e-05
|  | 395.2857 | 0 | 339.9635 | 0.045269 | 339.3919 | 0.0059626 | 395.2857 | 2.2527 | 339.9635 | 0.011798 | 339.3919 | 0.022284 | 339.3919 | #REF! | 394.5146 | 0.00013225 | 339.9635 | 0 | 333.88 | -0.0083963 | 339.9635 | 0 | 395.2857 | 0.0089254 | 339.9635 | 0 | 333.88 | -0.0021065 | 339.9635 | 7.987e-06 | 333.88 | 0.0054069 | 339.9635 | 0 | 394.5146 | 0.00012832 | 339.9635 | 0 | 394.5146 | 5.6699e-05 | 339.9635 | 0.0034731 | 339.3919 | 0 | 603.6736 | 0.023555 | 339.3919 | 0 | 602.7722 | 7.1499e-05 | 603.6736 | 0.010034 | 339.3919 | 0 | 339.9635 | 0.000101
|  | 395.3986 | 0.0032291 | 340.177 | 0.0072767 | 339.6051 | 0.045137 | 395.3986 | 2.2003 | 340.177 | -0.0055106 | 339.6051 | -0.004836 | 339.6051 | #REF! | 394.6271 | 0.00015051 | 340.177 | 0 | 334.09 | 0.002159 | 340.177 | 0 | 395.3986 | 0.010702 | 340.177 | 0 | 334.09 | 0.0088434 | 340.177 | 0 | 334.09 | -0.0042337 | 340.177 | 0 | 394.6271 | 0.00014335 | 340.177 | 0 | 394.6271 | 6.3379e-05 | 340.177 | 0 | 339.6051 | 0 | 603.8328 | 0.015385 | 339.6051 | 0 | 602.9318 | 0.00032174 | 603.8328 | 0.010498 | 339.6051 | 0 | 340.177 | 4.2009e-05
|  | 395.5114 | 0.002074 | 340.3905 | 0.033512 | 339.8183 | 0.023585 | 395.5114 | 2.1303 | 340.3905 | 0.015908 | 339.8183 | 0.021988 | 339.8183 | #REF! | 394.7396 | 0.00015572 | 340.3905 | 0 | 334.3 | 0.012235 | 340.3905 | 0 | 395.5114 | 0.010302 | 340.3905 | 0 | 334.3 | -0.0036209 | 340.3905 | 2.8035e-05 | 334.3 | -0.0010202 | 340.3905 | 0 | 394.7396 | 0.00014236 | 340.3905 | 0 | 394.7396 | 0.00010004 | 340.3905 | 0.0087637 | 339.8183 | 0 | 603.9919 | 0.018199 | 339.8183 | 0 | 603.0914 | 0 | 603.9919 | 0.0098015 | 339.8183 | 0 | 340.3905 | 9.7054e-05
|  | 395.6242 | 0 | 340.6041 | 0.017983 | 340.0315 | 0.026707 | 395.6242 | 2.0797 | 340.6041 | -0.028452 | 340.0315 | 0.0057191 | 340.0315 | #REF! | 394.8522 | 0.00015181 | 340.6041 | 0 | 334.52 | -0.014634 | 340.6041 | 0 | 395.6242 | 0.0078153 | 340.6041 | 0 | 334.52 | 0.0048828 | 340.6041 | 0 | 334.52 | -0.012038 | 340.6041 | 0 | 394.8522 | 0.00014351 | 340.6041 | 0 | 394.8522 | 0.00012505 | 340.6041 | 0 | 340.0315 | 0 | 604.151 | 0.014614 | 340.0315 | 0 | 603.251 | 0.00010725 | 604.151 | 0.010405 | 340.0315 | 0 | 340.6041 | 2.8722e-05
|  | 395.7371 | 0 | 340.8177 | 0.037074 | 340.2448 | 0.023425 | 395.7371 | 2.0209 | 340.8177 | 0.0032588 | 340.2448 | 0.050878 | 340.2448 | #REF! | 394.9647 | 0.00013449 | 340.8176 | 0 | 334.73 | 0.013674 | 340.8176 | 0 | 395.7371 | 0.0047513 | 340.8176 | 0 | 334.73 | 0.0056981 | 340.8177 | 3.0443e-05 | 334.73 | 0.006019 | 340.8176 | 0 | 394.9647 | 0.00012997 | 340.8176 | 0 | 394.9647 | 0.00015006 | 340.8177 | 0.0084965 | 340.2448 | 0 | 604.3101 | 0.021603 | 340.2448 | 0 | 603.4107 | 0 | 604.3101 | 0.0098015 | 340.2448 | 0 | 340.8177 | 0.00010626
|  | 395.8499 | 0.007814 | 341.0312 | 0.011607 | 340.458 | 0.020601 | 395.8499 | 2.0005 | 341.0312 | -0.0062671 | 340.458 | -0.0086888 | 340.458 | #REF! | 395.0773 | 0.00012666 | 341.0312 | 0 | 334.94 | 0.012235 | 341.0312 | 0 | 395.8499 | 0.0024997 | 341.0312 | 0 | 334.94 | -0.0012911 | 341.0312 | 0 | 334.94 | -0.011273 | 341.0312 | 0 | 395.0773 | 0.00013889 | 341.0312 | 0 | 395.0773 | 0.00011837 | 341.0312 | 0 | 340.458 | 0 | 604.4693 | 0.018018 | 340.458 | 0 | 603.5703 | 0.00010725 | 604.4693 | 0.010498 | 340.458 | 0 | 341.0312 | 4.8061e-05
|  | 395.9627 | 0.0031109 | 341.2448 | 0.045916 | 340.6713 | 0.042773 | 395.9627 | 1.8942 | 341.2448 | 0.025119 | 340.6713 | 0.02843 | 340.6713 | #REF! | 395.1898 | 0.00012871 | 341.2448 | 0 | 335.16 | 0.002159 | 341.2448 | 0 | 395.9627 | 0.012078 | 341.2448 | 0 | 335.16 | 0.00033976 | 341.2448 | 4.3465e-05 | 335.16 | -0.0027035 | 341.2448 | 0 | 395.1898 | 0.00014236 | 341.2448 | 0 | 395.1898 | 0.00010346 | 341.2448 | 0.0041561 | 340.6713 | 0 | 604.6284 | 0.025052 | 340.6713 | 0 | 603.7299 | 0 | 604.6284 | 0.0097086 | 340.6713 | 0 | 341.2448 | 0.00010429
|  | 396.0756 | 0 | 341.4584 | 0.02063 | 340.8846 | 0.00097377 | 396.0756 | 1.8696 | 341.4584 | -0.00028115 | 340.8846 | -0.020658 | 340.8846 | #REF! | 395.3024 | 0.00012611 | 341.4584 | 0 | 335.37 | -0.0059973 | 341.4584 | 0 | 396.0756 | 0.0131 | 341.4584 | 0 | 335.37 | -0.012823 | 341.4584 | 0 | 335.37 | -0.010508 | 341.4584 | 0 | 395.3024 | 0.00014616 | 341.4584 | 0 | 395.3024 | 7.6741e-05 | 341.4584 | 0 | 340.8846 | 0 | 604.7876 | 0.020332 | 340.8846 | 0 | 603.8896 | 0.00010725 | 604.7876 | 0.0098479 | 340.8846 | 0 | 341.4584 | 4.0922e-05
|  | 396.1884 | 0 | 341.672 | 0.045006 | 341.0979 | 0.032203 | 396.1884 | 1.8118 | 341.672 | 0.0014704 | 341.0979 | 0.024419 | 341.0979 | #REF! | 395.415 | 0.00012536 | 341.672 | 0 | 335.59 | 0.002159 | 341.672 | 0 | 396.1884 | 0.0090142 | 341.672 | 0 | 335.59 | 0.0037179 | 341.672 | 2.6889e-05 | 335.59 | 0.00035706 | 341.672 | 0 | 395.415 | 0.00014236 | 341.672 | 0 | 395.415 | 7.1773e-05 | 341.672 | 0.0068479 | 341.0979 | 0 | 604.9467 | 0.028729 | 341.0979 | 0 | 604.0492 | 0 | 604.9467 | 0.0092905 | 341.0979 | 0 | 341.672 | 0.0001001
|  | 396.3012 | 0 | 341.8857 | 0.014037 | 341.3112 | -0.0067016 | 396.3012 | 1.7938 | 341.8857 | -0.03881 | 341.3112 | -0.017838 | 341.3112 | #REF! | 395.5275 | 0.00015051 | 341.8857 | 0 | 335.8 | 0.014634 | 341.8857 | 0 | 396.3012 | 0.0027518 | 341.8857 | 0 | 335.8 | -0.0067659 | 341.8857 | 0 | 335.8 | -0.0036216 | 341.8857 | 0 | 395.5275 | 0.00014533 | 341.8857 | 0 | 395.5275 | 7.1773e-05 | 341.8857 | 0 | 341.3112 | 0 | 605.1059 | 0.014387 | 341.3112 | 0 | 604.2089 | 0.00032174 | 605.1059 | 0.0098015 | 341.3112 | 0 | 341.8857 | 2.9304e-05
|  | 396.414 | 0 | 342.0993 | 0.013805 | 341.5246 | -0.0012353 | 396.414 | 1.732 | 342.0993 | 0.024494 | 341.5246 | 0.034483 | 341.5246 | #REF! | 395.6401 | 0.00017137 | 342.0993 | 0 | 336.01 | -0.0074367 | 342.0993 | 0 | 396.414 | 0.0082593 | 342.0993 | 0 | 336.01 | 0.0089597 | 342.0993 | 4.894e-05 | 336.01 | 0.0034176 | 342.0993 | 0 | 395.6401 | 0.00014186 | 342.0993 | 0 | 395.6401 | 8.6676e-05 | 342.0993 | 0.0073785 | 341.5245 | 0 | 605.2651 | 0.026505 | 341.5246 | 0 | 604.3686 | 0 | 605.2651 | 0.0098944 | 341.5245 | 0 | 342.0993 | 9.3918e-05
|  | 396.5269 | 0 | 342.313 | 0.017456 | 341.7379 | 0.0091263 | 396.5269 | 1.7094 | 342.313 | -0.0027172 | 341.7379 | -0.021132 | 341.7379 | #REF! | 395.7527 | 0.00017659 | 342.313 | 0 | 336.23 | 0.0098357 | 342.313 | 0 | 396.5269 | 0.02016 | 342.313 | 0 | 336.23 | -0.0050185 | 342.313 | 0 | 336.23 | -0.0034686 | 342.313 | 0 | 395.7527 | 0.00014533 | 342.313 | 0 | 395.7527 | 9.1815e-05 | 342.313 | 0 | 341.7379 | 0 | 605.4243 | 0.018653 | 341.7379 | 0 | 604.5282 | 0.00032174 | 605.4243 | 0.010312 | 341.7379 | 0 | 342.313 | 3.3112e-05
|  | 396.6397 | 0 | 342.5267 | 0.028417 | 341.9513 | 0.0081501 | 396.6397 | 1.6667 | 342.5267 | 0.0034472 | 341.9513 | 0.049442 | 341.9513 | #REF! | 395.8653 | 0.0001669 | 342.5267 | 0 | 336.44 | -0.026628 | 342.5267 | 0 | 396.6397 | 0.01079 | 342.5267 | 0 | 336.44 | 0.0043004 | 342.5267 | 2.5168e-05 | 336.44 | 0.00035706 | 342.5267 | 0 | 395.8653 | 0.00012915 | 342.5267 | 0 | 395.8653 | 0.00015348 | 342.5267 | 0.007565 | 341.9513 | 0 | 605.5835 | 0.02537 | 341.9513 | 0 | 604.6879 | 0 | 605.5835 | 0.0099408 | 341.9513 | 0 | 342.5267 | 0.0001057
|  | 396.7525 | 0.00041907 | 342.7404 | 0.037879 | 342.1647 | 0.025588 | 396.7525 | 1.6381 | 342.7404 | -0.0077391 | 342.1647 | -0.006311 | 342.1647 | #REF! | 395.9779 | 0.00014995 | 342.7404 | 0 | 336.65 | -0.04294 | 342.7404 | 0 | 396.7525 | 0.0066608 | 342.7404 | 0 | 336.65 | 0.0062807 | 342.7404 | 0 | 336.65 | 0.0051009 | 342.7404 | 0 | 395.9779 | 0.00013179 | 342.7404 | 0 | 395.9779 | 0.00013173 | 342.7404 | 0 | 342.1646 | 0 | 605.7427 | 0.016202 | 342.1647 | 0 | 604.8476 | 0.00010725 | 605.7427 | 0.010034 | 342.1646 | 0 | 342.7404 | 5.1673e-05
|  | 396.8654 | 0 | 342.9541 | 0.046187 | 342.3781 | 0.030671 | 396.8654 | 1.574 | 342.9541 | 0.0090055 | 342.3781 | 0.053624 | 342.3781 | #REF! | 396.0905 | 0.00013281 | 342.9541 | 0 | 336.87 | -0.0016793 | 342.9541 | 0 | 396.8654 | 0.0095471 | 342.9541 | 0 | 336.87 | -0.0044363 | 342.9541 | 4.4771e-05 | 336.87 | -0.0062227 | 342.9541 | 0 | 396.0905 | 0.00012733 | 342.9541 | 0 | 396.0905 | 0.00013669 | 342.9541 | 0.0068348 | 342.378 | 0 | 605.9019 | 0.023282 | 342.3781 | 0 | 605.0073 | 7.1499e-05 | 605.9019 | 0.0094299 | 342.378 | 0 | 342.9541 | 9.735e-05
|  | 396.9782 | 0.007962 | 343.1678 | 0.024354 | 342.5915 | -0.0098617 | 396.9782 | 1.5319 | 343.1678 | -0.024668 | 342.5915 | -0.027425 | 342.5915 | #REF! | 396.2031 | 0.00013449 | 343.1678 | 0 | 337.08 | 0.0059973 | 343.1678 | 0 | 396.9782 | 0.0065275 | 343.1678 | 0 | 337.08 | 0.0011552 | 343.1678 | 0 | 337.08 | 0.0040296 | 343.1678 | 0 | 396.2031 | 0.00015425 | 343.1678 | 0 | 396.2031 | 7.8454e-05 | 343.1678 | 0 | 342.5915 | 0 | 606.0611 | 0.016611 | 342.5915 | 0 | 605.167 | 0.00053624 | 606.0611 | 0.0099408 | 342.5915 | 0 | 343.1678 | 4.8549e-05
|  | 397.091 | 0.0065181 | 343.3816 | 0.054205 | 342.8049 | 0.028962 | 397.091 | 1.4831 | 343.3816 | 0.018488 | 342.8049 | 0.057979 | 342.8049 | #REF! | 396.3157 | 0.00013151 | 343.3815 | 0 | 337.3 | -0.0002399 | 343.3815 | 0 | 397.091 | 0.0059947 | 343.3815 | 0 | 337.3 | -0.0049022 | 343.3816 | 2.1526e-05 | 337.3 | -0.0025504 | 343.3815 | 0 | 396.3157 | 0.00016449 | 343.3815 | 0 | 396.3157 | 0.00011014 | 343.3816 | 0.0094886 | 342.8049 | 0 | 606.2203 | 0.017972 | 342.8049 | 0 | 605.3267 | 0 | 606.2203 | 0.0094299 | 342.8049 | 0 | 343.3816 | 9.9661e-05
|  | 397.2038 | 0.00027119 | 343.5953 | 0.0070695 | 343.0183 | 0.0081333 | 397.2038 | 1.4849 | 343.5953 | -0.0042794 | 343.0183 | -0.019489 | 343.0183 | #REF! | 396.4283 | 0.00013449 | 343.5953 | 0 | 337.51 | -0.022789 | 343.5953 | 0 | 397.2038 | 0.0083038 | 343.5953 | 0 | 337.51 | -0.010144 | 343.5953 | 0 | 337.51 | 5.1009e-05 | 343.5953 | 0 | 396.4283 | 0.00017638 | 343.5953 | 0 | 396.4283 | 9.1815e-05 | 343.5953 | 0 | 343.0183 | 0 | 606.3795 | 0.02065 | 343.0183 | 0 | 605.4864 | 0.00032174 | 606.3795 | 0.010127 | 343.0183 | 0 | 343.5953 | 3.8524e-05
|  | 397.3166 | 0 | 343.8091 | 0.053668 | 343.2318 | 0.041177 | 397.3166 | 1.4211 | 343.8091 | 0.027372 | 343.2318 | 0.05762 | 343.2318 | #REF! | 396.5409 | 0.00012797 | 343.8091 | 0 | 337.72 | 0.018952 | 343.8091 | 0 | 397.3166 | 0.013188 | 343.8091 | 0 | 337.72 | 0.010358 | 343.8091 | 5.2539e-05 | 337.72 | 0.0055599 | 343.8091 | 0 | 396.5409 | 0.0001592 | 343.8091 | 0 | 396.5409 | 9.1815e-05 | 343.8091 | 0.0090027 | 343.2318 | 0 | 606.5388 | 0.012708 | 343.2318 | 0 | 605.6461 | 7.1499e-05 | 606.5388 | 0.0094299 | 343.2318 | 0 | 343.8091 | 9.3887e-05
|  | 397.4295 | 0 | 344.0229 | 0.02128 | 343.4453 | 0.027254 | 397.4295 | 1.384 | 344.0229 | -0.011054 | 343.4453 | -0.011919 | 343.4453 | #REF! | 396.6535 | 0.0001302 | 344.0229 | 0 | 337.94 | -0.030466 | 344.0229 | 0 | 397.4295 | 0.0035081 | 344.0229 | 0 | 337.94 | 0.0017376 | 344.0229 | 0 | 337.94 | 0.00051009 | 344.0229 | 0 | 396.6535 | 0.00013691 | 344.0229 | 0 | 396.6535 | 7.8454e-05 | 344.0229 | 0 | 343.4453 | 0 | 606.698 | 0.021286 | 343.4453 | 0 | 605.8059 | 0.00032174 | 606.698 | 0.010359 | 343.4453 | 0 | 344.0229 | 2.7013e-05
|  | 397.5423 | 0.007555 | 344.2367 | 0.039599 | 343.6588 | 0.045471 | 397.5423 | 1.3279 | 344.2367 | 0.023966 | 343.6588 | 0.066661 | 343.6588 | #REF! | 396.7662 | 0.00012443 | 344.2367 | 0 | 338.15 | 0.0093559 | 344.2367 | 0 | 397.5423 | 0.0039922 | 344.2367 | 0 | 338.15 | -0.0025725 | 344.2367 | 6.3974e-05 | 338.15 | -0.005917 | 344.2367 | 0 | 396.7662 | 0.00011643 | 344.2367 | 0 | 396.7662 | 9.6782e-05 | 344.2367 | 0.011229 | 343.6588 | 0 | 606.8573 | 0.025869 | 343.6588 | 0 | 605.9656 | 0 | 606.8573 | 0.0095228 | 343.6588 | 0 | 344.2367 | 9.882e-05
|  | 397.6551 | 0.0095486 | 344.4505 | 0.023994 | 343.8723 | 0.010585 | 397.6551 | 1.3493 | 344.4505 | -0.0036783 | 343.8723 | -0.024847 | 343.8723 | #REF! | 396.8788 | 0.0001153 | 344.4505 | 0 | 338.37 | 0.016553 | 344.4505 | 0 | 397.6551 | 0.0071492 | 344.4505 | 0 | 338.37 | -0.0051353 | 344.4505 | 0 | 338.37 | -0.0077534 | 344.4505 | 0 | 396.8788 | 0.00011428 | 344.4505 | 0 | 396.8788 | 0.00011682 | 344.4505 | 0 | 343.8723 | 0 | 607.0165 | 0.014115 | 343.8723 | 0 | 606.1253 | 0 | 607.0165 | 0.010405 | 343.8723 | 0 | 344.4505 | 3.7803e-05
|  | 397.7679 | 0.00059256 | 344.6643 | 0.051339 | 344.0858 | 0.025133 | 397.7679 | 1.2913 | 344.6643 | 0.02419 | 344.0858 | 0.027912 | 344.0858 | #REF! | 396.9915 | 0.00010804 | 344.6643 | 0 | 338.58 | 0.0098357 | 344.6643 | 0 | 397.7679 | 0.0085258 | 344.6643 | 0 | 338.58 | 0.002786 | 344.6643 | 4.0413e-05 | 338.58 | 0.0051009 | 344.6643 | 0 | 396.9915 | 0.00011544 | 344.6643 | 0 | 396.9915 | 9.6782e-05 | 344.6643 | 0.0029385 | 344.0858 | 0 | 607.1758 | 0.022012 | 344.0858 | 0 | 606.2851 | 0 | 607.1758 | 0.0092905 | 344.0858 | 0 | 344.6643 | 9.6005e-05
|  | 397.8808 | 0 | 344.8781 | 0.027599 | 344.2994 | 0.017895 | 397.8808 | 1.2707 | 344.8781 | -0.016473 | 344.2994 | -0.0073306 | 344.2994 | #REF! | 397.1041 | 0.00014138 | 344.8782 | 0 | 338.79 | -0.039583 | 344.8782 | 0 | 397.8808 | 0.0096803 | 344.8782 | 0 | 338.79 | -0.0074648 | 344.8781 | 0 | 338.79 | -0.0010202 | 344.8782 | 0 | 397.1041 | 0.00011775 | 344.8782 | 0 | 397.1041 | 7.8454e-05 | 344.8781 | 0 | 344.2994 | 0 | 607.3351 | 0.0177 | 344.2994 | 0 | 606.4448 | 0.00010725 | 607.3351 | 0.009755 | 344.2994 | 0 | 344.8781 | 3.564e-05
|  | 397.9936 | 0.0045922 | 345.092 | 0.046733 | 344.5129 | 0.036614 | 397.9936 | 1.2597 | 345.092 | 0.0021171 | 344.5129 | 0.028301 | 344.5129 | #REF! | 397.2167 | 0.00016262 | 345.092 | 0 | 339.01 | 0.032385 | 345.092 | 0 | 397.9936 | 0.0055062 | 345.092 | 0 | 339.01 | -0.0014076 | 345.092 | 2.689e-05 | 339.01 | 0.00051009 | 345.092 | 0 | 397.2167 | 0.00011379 | 345.092 | 0 | 397.2167 | 6.0125e-05 | 345.092 | 0.0055848 | 344.5129 | 0 | 607.4944 | 0.014296 | 344.5129 | 0 | 606.6046 | 0 | 607.4944 | 0.0090118 | 344.5129 | 0 | 345.092 | 9.6726e-05
|  | 398.1064 | 0 | 345.3059 | 0.024717 | 344.7265 | 0.00026687 | 398.1064 | 1.2128 | 345.3059 | -0.017229 | 344.7265 | -0.024129 | 344.7265 | #REF! | 397.3294 | 0.00016876 | 345.3059 | 0 | 339.22 | 0.0069569 | 345.3059 | 0 | 398.1064 | 0.0030039 | 345.3059 | 0 | 339.22 | -0.0086301 | 345.3059 | 0 | 339.22 | -0.0049988 | 345.3059 | 0 | 397.3294 | 0.00012882 | 345.3059 | 0 | 397.3294 | 6.1666e-05 | 345.3059 | 0 | 344.7265 | 0 | 607.6536 | 0.019788 | 344.7265 | 0 | 606.7644 | 0.00053624 | 607.6536 | 0.0096157 | 344.7265 | 0 | 345.3059 | 3.2544e-05
|  | 398.2192 | 0.0028147 | 345.5198 | 0.066195 | 344.9401 | 0.035083 | 398.2192 | 1.1602 | 345.5198 | 0.015899 | 344.9401 | 0.039703 | 344.9401 | #REF! | 397.4421 | 0.00014268 | 345.5198 | 0 | 339.44 | -0.0011995 | 345.5198 | 0 | 398.2192 | 0.0059947 | 345.5198 | 0 | 339.44 | -0.0040868 | 345.5198 | 4.2705e-05 | 339.44 | 0.0023464 | 345.5198 | 0 | 397.4421 | 0.00014104 | 345.5198 | 0 | 397.4421 | 8.3421e-05 | 345.5198 | 0.0085097 | 344.9401 | 0 | 607.8129 | 0.020196 | 344.9401 | 0 | 606.9241 | 0 | 607.8129 | 0.0091511 | 344.9401 | 0 | 345.5198 | 0.00010622
|  | 398.332 | 0 | 345.7337 | 0.040152 | 345.1537 | 0.061311 | 398.332 | 1.1852 | 345.7337 | 0.017335 | 345.1537 | 0.028486 | 345.1537 | #REF! | 397.5547 | 0.00013579 | 345.7337 | 0 | 339.65 | -0.0035984 | 345.7337 | 0 | 398.332 | 0.0069272 | 345.7337 | 0 | 339.65 | -0.0073485 | 345.7337 | 0 | 339.65 | -0.0043867 | 345.7337 | 0 | 397.5547 | 0.00014731 | 345.7337 | 0 | 397.5547 | 0.00013173 | 345.7337 | 0 | 345.1537 | 0 | 607.9723 | 0.015476 | 345.1537 | 0 | 607.0839 | 0.00010725 | 607.9723 | 0.0096621 | 345.1537 | 0 | 345.7337 | 5.185e-05
|  | 398.4448 | 0.0057774 | 345.9476 | 0.033654 | 345.3673 | 0.068067 | 398.4448 | 1.1349 | 345.9476 | 0.023375 | 345.3673 | 0.074114 | 345.3673 | #REF! | 397.6674 | 0.00013281 | 345.9476 | 0 | 339.86 | 0.020872 | 345.9476 | 0 | 398.4448 | 0.0066608 | 345.9476 | 0 | 339.86 | 0.0026695 | 345.9476 | 4.527e-05 | 339.86 | 0.0096913 | 345.9476 | 0 | 397.6674 | 0.000145 | 345.9476 | 0 | 397.6674 | 0.0001701 | 345.9476 | 0.0059172 | 345.3673 | 0 | 608.1316 | 0.019788 | 345.3673 | 0 | 607.2437 | 7.1499e-05 | 608.1316 | 0.0087795 | 345.3673 | 0 | 345.9476 | 0.00010045
|  | 398.5577 | 0.0042645 | 346.1615 | 0.020295 | 345.581 | 0.021911 | 398.5577 | 1.1353 | 346.1615 | -0.010057 | 345.581 | -0.026116 | 345.581 | #REF! | 397.7801 | 0.00014697 | 346.1615 | 0 | 340.08 | -0.025189 | 346.1615 | 0 | 398.5577 | 0.0079041 | 346.1615 | 0 | 340.08 | -0.0093286 | 346.1615 | 0 | 340.08 | -0.0076005 | 346.1615 | 0 | 397.7801 | 0.00013988 | 346.1615 | 0 | 397.7801 | 0.00016187 | 346.1615 | 0 | 345.581 | 0 | 608.2909 | 0.012435 | 345.581 | 0 | 607.4035 | 0.00010725 | 608.2909 | 0.009244 | 345.581 | 0 | 346.1615 | 4.0795e-05
|  | 398.6705 | 0 | 346.3755 | 0.043644 | 345.7946 | 0.051456 | 398.6705 | 1.0944 | 346.3755 | -0.0076532 | 345.7946 | 0.033041 | 345.7946 | #REF! | 397.8928 | 0.00014362 | 346.3755 | 0 | 340.29 | 0.0079165 | 346.3755 | 0 | 398.6705 | 0.0092807 | 346.3755 | 0 | 340.29 | 0.0022036 | 346.3755 | 3.0358e-05 | 340.29 | -0.0049988 | 346.3755 | 0 | 397.8928 | 0.00013377 | 346.3755 | 0 | 397.8928 | 0.00012847 | 346.3755 | 0.0055593 | 345.7946 | 0 | 608.4502 | 0.016747 | 345.7946 | 0 | 607.5633 | 0 | 608.4502 | 0.0084079 | 345.7946 | 0 | 346.3755 | 8.5469e-05
|  | 398.7833 | 0.0013064 | 346.5894 | 0.05324 | 346.0083 | -0.0039292 | 398.7833 | 1.0977 | 346.5894 | -0.022144 | 346.0083 | -0.043632 | 346.0083 | #REF! | 398.0054 | 0.00015535 | 346.5895 | 0 | 340.51 | -0.019911 | 346.5895 | 0 | 398.7833 | 0.00086122 | 346.5895 | 0 | 340.51 | -0.0046693 | 346.5894 | 0 | 340.51 | -0.0040807 | 346.5895 | 0 | 398.0054 | 0.00014005 | 346.5895 | 0 | 398.0054 | 9.1815e-05 | 346.5894 | 0 | 346.0083 | 0 | 608.6095 | 0.020106 | 346.0083 | 0 | 607.7231 | 0.00010725 | 608.6095 | 0.0092905 | 346.0083 | 0 | 346.5894 | 4.5218e-05
|  | 398.8961 | 0.0038515 | 346.8034 | 0.063983 | 346.222 | 0.043726 | 398.8961 | 1.0531 | 346.8034 | 0.017279 | 346.222 | 0.044502 | 346.222 | #REF! | 398.1181 | 0.00014995 | 346.8034 | 0 | 340.72 | 0.011755 | 346.8034 | 0 | 398.8961 | 0.011679 | 346.8034 | 0 | 340.72 | -0.0045528 | 346.8034 | 5.3058e-05 | 340.72 | -0.0089776 | 346.8034 | 0 | 398.1181 | 0.00013113 | 346.8034 | 0 | 398.1181 | 6.5092e-05 | 346.8034 | 0.0049213 | 346.222 | 0 | 608.7689 | 0.022239 | 346.222 | 0 | 607.8829 | 7.1499e-05 | 608.7689 | 0.0092905 | 346.222 | 0 | 346.8034 | 0.00010958
|  | 399.0089 | 0 | 347.0174 | 0.037985 | 346.4357 | 0.041059 | 399.0089 | 1.0523 | 347.0174 | 0.016079 | 346.4357 | -0.0086814 | 346.4357 | #REF! | 398.2308 | 0.00014343 | 347.0174 | 0 | 340.93 | -0.015593 | 347.0174 | 0 | 399.0089 | 0.0023737 | 347.0174 | 0 | 340.93 | -0.010144 | 347.0174 | 0 | 340.93 | -0.016475 | 347.0174 | 0 | 398.2308 | 0.00012882 | 347.0174 | 0 | 398.2308 | 4.6764e-05 | 347.0174 | 0 | 346.4357 | 0 | 608.9282 | 0.02419 | 346.4357 | 0 | 608.0427 | 0.00053624 | 608.9282 | 0.0099873 | 346.4357 | 0 | 347.0174 | 4.4315e-05
|  | 399.1217 | 0 | 347.2314 | 0.054626 | 346.6494 | 0.052377 | 399.1217 | 1.0146 | 347.2314 | 0.029122 | 346.6494 | 0.090692 | 346.6494 | #REF! | 398.3435 | 0.00013784 | 347.2314 | 0 | 341.15 | 0.0079165 | 347.2314 | 0 | 399.1217 | 0.013188 | 347.2314 | 0 | 341.15 | 0.0037179 | 347.2314 | 6.4369e-05 | 341.15 | -0.0010202 | 347.2314 | 0 | 398.3435 | 0.00012485 | 347.2314 | 0 | 398.3435 | 5.4986e-05 | 347.2314 | 0.0082157 | 346.6494 | 0 | 609.0876 | 0.023373 | 346.6494 | 0 | 608.2025 | 7.1499e-05 | 609.0876 | 0.0095228 | 346.6494 | 0 | 347.2314 | 9.7906e-05
|  | 399.2346 | 0.0048561 | 347.4455 | 0.053034 | 346.8632 | 0.02927 | 399.2346 | 1.0259 | 347.4455 | -0.016031 | 346.8632 | -0.016717 | 346.8632 | #REF! | 398.4563 | 0.00014101 | 347.4455 | 0 | 341.36 | -0.016073 | 347.4455 | 0 | 399.2346 | 0.0066608 | 347.4455 | 0 | 341.36 | -0.0016406 | 347.4455 | 0 | 341.36 | -0.0039276 | 347.4455 | 0 | 398.4563 | 0.00014583 | 347.4455 | 0 | 398.4563 | 8.3421e-05 | 347.4455 | 0 | 346.8632 | 0 | 609.2469 | 0.021785 | 346.8632 | 0 | 608.3623 | 0 | 609.2469 | 0.0098479 | 346.8632 | 0 | 347.4455 | 4.3289e-05
|  | 399.3474 | 0 | 347.6595 | 0.051853 | 347.0769 | 0.032698 | 399.3474 | 1.0056 | 347.6595 | 0.028847 | 347.0769 | 0.062759 | 347.0769 | #REF! | 398.569 | 0.00014045 | 347.6595 | 0 | 341.58 | 0.0002399 | 347.6595 | 0 | 399.3474 | 0.0081705 | 347.6595 | 0 | 341.58 | -0.0033879 | 347.6595 | 5.1925e-05 | 341.58 | -0.0037746 | 347.6595 | 0 | 398.569 | 0.00014797 | 347.6595 | 0 | 398.569 | 9.5069e-05 | 347.6595 | 0.0038717 | 347.0769 | 0 | 609.4063 | 0.025461 | 347.0769 | 0 | 608.5222 | 0.00028599 | 609.4063 | 0.0093369 | 347.0769 | 0 | 347.6595 | 0.00010478
|  | 399.4602 | 0.0042645 | 347.8736 | 0.0638 | 347.2907 | -0.0047602 | 399.4602 | 1.0243 | 347.8736 | -0.01264 | 347.2907 | -0.0059315 | 347.2907 | #REF! | 398.6817 | 0.0001302 | 347.8736 | 0 | 341.79 | -0.015113 | 347.8736 | 0 | 399.4602 | 0.0079041 | 347.8736 | 0 | 341.79 | 0.0023201 | 347.8736 | 0 | 341.79 | -0.00086717 | 347.8736 | 0 | 398.6817 | 0.00013311 | 347.8736 | 0 | 398.6817 | 8.8389e-05 | 347.8736 | 0 | 347.2907 | 0 | 609.5657 | 0.022919 | 347.2907 | 0 | 608.682 | 0.00032174 | 609.5657 | 0.0098015 | 347.2907 | 0 | 347.8736 | 3.3101e-05
|  | 399.573 | 0 | 348.0876 | 0.069265 | 347.5045 | 0.061915 | 399.573 | 0.97131 | 348.0876 | 0.030538 | 347.5045 | 0.075704 | 347.5045 | #REF! | 398.7944 | 0.00011791 | 348.0876 | 0 | 342 | 0.002159 | 348.0876 | 0 | 399.573 | 0.0048846 | 348.0876 | 0 | 342 | -0.0036209 | 348.0876 | 6.8127e-05 | 342 | -0.0051518 | 348.0876 | 0 | 398.7944 | 0.00012419 | 348.0876 | 0 | 398.7944 | 6.1666e-05 | 348.0876 | 0.0024388 | 347.5045 | 0 | 609.7251 | 0.028229 | 347.5045 | 0 | 608.8419 | 7.1499e-05 | 609.7251 | 0.0090118 | 347.5045 | 0 | 348.0876 | 0.00011411
|  | 399.6858 | 0 | 348.3017 | 0.020527 | 347.7183 | 0.031922 | 399.6858 | 0.97198 | 348.3017 | -0.0081831 | 347.7183 | -0.021078 | 347.7183 | #REF! | 398.9071 | 0.0001371 | 348.3017 | 0 | 342.22 | -0.012235 | 348.3017 | 0 | 399.6858 | 0.019139 | 348.3017 | 0 | 342.22 | -0.0054848 | 348.3017 | 0 | 342.22 | -0.011426 | 348.3017 | 0 | 398.9071 | 0.00014698 | 348.3017 | 0 | 398.9071 | 5.4986e-05 | 348.3017 | 0 | 347.7183 | 0 | 609.8845 | 0.015975 | 347.7183 | 0 | 609.0017 | 0.00010725 | 609.8845 | 0.0093369 | 347.7183 | 0 | 348.3017 | 3.4674e-05
|  | 399.7986 | 0.0022221 | 348.5158 | 0.057324 | 347.9321 | -0.011541 | 399.7986 | 0.94686 | 348.5158 | 0.0066065 | 347.9321 | 0.025115 | 347.9321 | #REF! | 399.0199 | 0.00014138 | 348.5158 | 0 | 342.43 | 0.017992 | 348.5158 | 0 | 399.7986 | 0.015853 | 348.5158 | 0 | 342.43 | 0.0026695 | 348.5158 | 5.4337e-05 | 342.43 | -0.00040807 | 348.5158 | 0 | 399.0199 | 0.00015227 | 348.5158 | 0 | 399.0199 | 6.1666e-05 | 348.5158 | 0.0066671 | 347.9321 | 0 | 610.0438 | 0.017882 | 347.9321 | 0 | 609.1616 | 0 | 610.0438 | 0.0084544 | 347.9321 | 0 | 348.5158 | 9.8017e-05
|  | 399.9114 | 0.010948 | 348.7299 | 0.042715 | 348.1459 | 0.025063 | 399.9114 | 0.92384 | 348.7299 | 0.0049799 | 348.1459 | -0.01069 | 348.1459 | #REF! | 399.1326 | 0.0001466 | 348.7299 | 0 | 342.65 | -0.018952 | 348.7299 | 0 | 399.9114 | 0.0096803 | 348.7299 | 0 | 342.65 | 0.0038344 | 348.7299 | 0 | 342.65 | 0.00035706 | 348.7299 | 0 | 399.1326 | 0.00016564 | 348.7299 | 0 | 399.1326 | 0.00011168 | 348.7299 | 0 | 348.1459 | 0 | 610.2033 | 0.0177 | 348.1459 | 0 | 609.3214 | 0.00010725 | 610.2033 | 0.008826 | 348.1459 | 0 | 348.7299 | 4.5674e-05
|  | 400.0242 | 0.0056292 | 348.9441 | 0.065956 | 348.3598 | 0.058094 | 400.0242 | 0.9289 | 348.9441 | 0.033052 | 348.3598 | 0.062804 | 348.3598 | #REF! | 399.2453 | 0.0001302 | 348.9441 | 0 | 342.86 | -0.030946 | 348.9441 | 0 | 400.0242 | 0.007016 | 348.9441 | 0 | 342.86 | 0.0037179 | 348.9441 | 1.6975e-05 | 342.86 | 0.00066312 | 348.9441 | 0 | 399.2453 | 0.00014186 | 348.9441 | 0 | 399.2453 | 0.0001235 | 348.9441 | 0.005585 | 348.3598 | 0 | 610.3627 | 0.024553 | 348.3598 | 0 | 609.4813 | 7.1499e-05 | 610.3627 | 0.0082221 | 348.3598 | 0 | 348.9441 | 0.0001153
|  | 400.137 | 0 | 349.1582 | 0.047589 | 348.5736 | 0.068341 | 400.137 | 0.90559 | 349.1582 | -0.013131 | 348.5736 | -0.028877 | 348.5736 | #REF! | 399.3581 | 0.00014436 | 349.1582 | 0 | 343.08 | -0.0055175 | 349.1582 | 0 | 400.137 | 0.011679 | 349.1582 | 0 | 343.08 | 0.0032519 | 349.1582 | 0 | 343.08 | 0.0041827 | 349.1582 | 0 | 399.3581 | 0.00014104 | 349.1582 | 0 | 399.3581 | 0.000105 | 349.1582 | 0 | 348.5736 | 0 | 610.5221 | 0.015385 | 348.5736 | 0 | 609.6412 | 0.00032174 | 610.5221 | 0.0089189 | 348.5736 | 0 | 349.1582 | 3.2193e-05
|  | 400.2498 | 0.0053329 | 349.3723 | 0.056467 | 348.7875 | 0.046892 | 400.2498 | 0.85869 | 349.3723 | 0.027918 | 348.7875 | 0.063009 | 348.7875 | #REF! | 399.4708 | 0.00014082 | 349.3724 | 0 | 343.29 | 0.0040782 | 349.3724 | 0 | 400.2498 | 0.013455 | 349.3724 | 0 | 343.29 | 0.0047664 | 349.3723 | 6.1705e-05 | 343.29 | 0.0031115 | 349.3724 | 0 | 399.4708 | 0.0001123 | 349.3724 | 0 | 399.4708 | 8.6676e-05 | 349.3723 | 0.0089278 | 348.7875 | 0 | 610.6815 | 0.024871 | 348.7875 | 0 | 609.8011 | 7.1499e-05 | 610.6815 | 0.0084079 | 348.7875 | 0 | 349.3723 | 0.0001057
|  | 400.3626 | 0.0045602 | 349.5865 | 0.046559 | 349.0014 | 0.047025 | 400.3626 | 0.86337 | 349.5865 | -0.010708 | 349.0014 | -0.019459 | 349.0014 | #REF! | 399.5836 | 0.00016131 | 349.5865 | 0 | 343.5 | -0.0055175 | 349.5865 | 0 | 400.3626 | 0.012478 | 349.5865 | 0 | 343.5 | 0.00010678 | 349.5865 | 0 | 343.5 | 0.0041827 | 349.5865 | 0 | 399.5836 | 0.00011759 | 349.5865 | 0 | 399.5836 | 0.00013344 | 349.5865 | 0 | 349.0014 | 0 | 610.8409 | 0.016202 | 349.0014 | 0 | 609.961 | 0.00010725 | 610.8409 | 0.0087331 | 349.0014 | 0 | 349.5865 | 2.4316e-05
|  | 400.4754 | 0.0054811 | 349.8007 | 0.067802 | 349.2153 | 0.057079 | 400.4754 | 0.84646 | 349.8007 | 0.031661 | 349.2153 | 0.042053 | 349.2153 | #REF! | 399.6964 | 0.0001384 | 349.8007 | 0 | 343.72 | 0.004558 | 349.8007 | 0 | 400.4754 | 0.013943 | 349.8007 | 0 | 343.72 | -0.0038538 | 349.8007 | 1.4846e-05 | 343.72 | 0.0064783 | 349.8007 | 0 | 399.6964 | 0.00011759 | 349.8007 | 0 | 399.6964 | 0.00014509 | 349.8007 | 0.0054078 | 349.2153 | 0 | 611.0004 | 0.02714 | 349.2153 | 0 | 610.1209 | 0 | 611.0004 | 0.0080827 | 349.2153 | 0 | 349.8007 | 0.0001024
|  | 400.5882 | 0.0030813 | 350.0149 | 0.054086 | 349.4292 | 0.020443 | 400.5882 | 0.85057 | 350.0149 | -0.0067991 | 349.4292 | 0.0039483 | 349.4292 | #REF! | 399.8091 | 0.0001384 | 350.0149 | 0 | 343.93 | -0.037183 | 350.0149 | 0 | 400.5882 | 0.011323 | 350.0149 | 0 | 343.93 | -0.0080475 | 350.0149 | 0 | 343.93 | -0.0080593 | 350.0149 | 0 | 399.8091 | 0.00012849 | 350.0149 | 0 | 399.8091 | 0.00011511 | 350.0149 | 0 | 349.4292 | 0 | 611.1598 | 0.016929 | 349.4292 | 0 | 610.2808 | 0 | 611.1598 | 0.0087331 | 349.4292 | 0 | 350.0149 | 3.8413e-05
|  | 400.7011 | 0 | 350.2291 | 0.071261 | 349.6432 | 0.034248 | 400.7011 | 0.80758 | 350.2291 | 0.02092 | 349.6432 | 0.059037 | 349.6432 | #REF! | 399.9219 | 0.00012499 | 350.2291 | 0 | 344.15 | 0.0088761 | 350.2291 | 0 | 400.7011 | 0.0080373 | 350.2291 | 0 | 344.15 | -0.0086301 | 350.2291 | 4.0287e-05 | 344.15 | -0.0068351 | 350.2291 | 0 | 399.9219 | 0.0001303 | 350.2291 | 0 | 399.9219 | 6.3379e-05 | 350.2291 | 0.01156 | 349.6432 | 0 | 611.3193 | 0.019379 | 349.6432 | 0 | 610.4407 | 7.1499e-05 | 611.3193 | 0.008826 | 349.6432 | 0 | 350.2291 | 9.7683e-05
|  | 400.8139 | 0 | 350.4434 | 0.05208 | 349.8571 | 0.074069 | 400.8139 | 0.79707 | 350.4434 | -0.00097078 | 349.8571 | 0.0070843 | 349.8571 | #REF! | 400.0347 | 0.00013449 | 350.4434 | 0 | 344.36 | -0.031426 | 350.4434 | 0 | 400.8139 | 0.010169 | 350.4434 | 0 | 344.36 | -0.0043198 | 350.4434 | 0 | 344.36 | -0.0097429 | 350.4434 | 0 | 400.0347 | 0.00013724 | 350.4434 | 0 | 400.0347 | 5.1731e-05 | 350.4434 | 0 | 349.8571 | 0 | 611.4787 | 0.021059 | 349.8571 | 0 | 610.6006 | 0 | 611.4787 | 0.0093369 | 349.8571 | 0 | 350.4434 | 4.2158e-05
|  | 400.9267 | 0 | 350.6576 | 0.084928 | 350.0711 | 0.034671 | 400.9267 | 0.77224 | 350.6576 | 0.024911 | 350.0711 | 0.057399 | 350.0711 | #REF! | 400.1475 | 0.00012275 | 350.6576 | 0 | 344.58 | 0.028068 | 350.6576 | 0 | 400.9267 | 0.010657 | 350.6576 | 0 | 344.58 | -0.0036209 | 350.6576 | 5.2464e-05 | 344.58 | -0.0017853 | 350.6576 | 0 | 400.1475 | 0.00014731 | 350.6576 | 0 | 400.1475 | 5.6699e-05 | 350.6576 | 0.0064456 | 350.0711 | 0 | 611.6382 | 0.018018 | 350.0711 | 0 | 610.7605 | 0 | 611.6382 | 0.0090118 | 350.0711 | 0 | 350.6576 | 0.00010133
|  | 401.0395 | 0 | 350.8719 | 0.07822 | 350.2851 | 0.054831 | 401.0395 | 0.7666 | 350.8719 | 0.0096421 | 350.2851 | -0.01575 | 350.2851 | #REF! | 400.2603 | 0.00013449 | 350.8719 | 0 | 344.79 | -0.041981 | 350.8719 | 0 | 401.0395 | 0.0096803 | 350.8719 | 0 | 344.79 | -0.0033879 | 350.8719 | 0 | 344.79 | -0.0051518 | 350.8719 | 0 | 400.2603 | 0.00013773 | 350.8719 | 0 | 400.2603 | 4.6764e-05 | 350.8719 | 0 | 350.2851 | 0 | 611.7977 | 0.01534 | 350.2851 | 0 | 610.9204 | 0 | 611.7977 | 0.0093369 | 350.2851 | 0 | 350.8719 | 4.4338e-05
|  | 401.1523 | 0.0029628 | 351.0862 | 0.079879 | 350.4991 | 0.089173 | 401.1523 | 0.71941 | 351.0862 | 0.026868 | 350.4991 | 0.041419 | 350.4991 | #REF! | 400.3731 | 0.0001574 | 351.0862 | 0 | 345 | 0.00071969 | 351.0862 | 0 | 401.1523 | 0.010435 | 351.0862 | 0 | 345 | -0.0057175 | 351.0862 | 0 | 345 | 0.0058659 | 351.0862 | 0 | 400.3731 | 0.00013575 | 351.0862 | 0 | 400.3731 | 4.1625e-05 | 351.0861 | 0.0086287 | 350.4991 | 0 | 611.9572 | 0.02124 | 350.4991 | 0 | 611.0804 | 7.1499e-05 | 611.9572 | 0.0088724 | 350.4991 | 0 | 351.0862 | 9.134e-05
|  | 401.2651 | 0 | 351.3004 | 0.078174 | 350.7131 | 0.064947 | 401.2651 | 0.71158 | 351.3004 | 0.010585 | 350.7131 | -0.024834 | 350.7131 | #REF! | 400.4859 | 0.00017379 | 351.3005 | 0 | 345.22 | 0.011275 | 351.3005 | 0 | 401.2651 | 0.0072824 | 351.3005 | 0 | 345.22 | -0.0047858 | 351.3004 | 0 | 345.22 | 0.00066312 | 351.3005 | 0 | 400.4859 | 0.0001237 | 351.3005 | 0 | 400.4859 | 5.0018e-05 | 351.3005 | 0 | 350.7131 | 0 | 612.1167 | 0.012753 | 350.7131 | 0 | 611.2403 | 0.00032174 | 612.1167 | 0.0093834 | 350.7131 | 0 | 351.3004 | 4.9766e-05
|  | 401.3779 | 0.0023702 | 351.5148 | 0.087805 | 350.9272 | 0.13649 | 401.3779 | 0.68005 | 351.5148 | 0.01413 | 350.9272 | 0.03951 | 350.9272 | #REF! | 400.5987 | 0.00015051 | 351.5148 | 0 | 345.43 | -0.0050378 | 351.5148 | 0 | 401.3779 | 0.01381 | 351.5148 | 0 | 345.43 | -0.0083969 | 351.5148 | 5.116e-05 | 345.43 | 0.0014282 | 351.5148 | 0 | 400.5987 | 0.00011808 | 351.5148 | 0 | 400.5987 | 0.00011682 | 351.5148 | 0.0071351 | 350.9272 | 0 | 612.2762 | 0.017065 | 350.9272 | 0 | 611.4003 | 7.1499e-05 | 612.2762 | 0.0087331 | 350.9272 | 0 | 351.5148 | 0.00010284
|  | 401.4907 | 0 | 351.7291 | 0.077051 | 351.1412 | 0.12735 | 401.4907 | 0.66391 | 351.7291 | -0.021721 | 351.1412 | 0.014194 | 351.1412 | #REF! | 400.7115 | 0.00013412 | 351.7291 | 0 | 345.65 | 0.0079165 | 351.7291 | 0 | 401.4907 | 0.011057 | 351.7291 | 0 | 345.65 | -0.0045528 | 351.7291 | 0 | 345.65 | -0.0011732 | 351.7291 | 0 | 400.7115 | 0.00012039 | 351.7291 | 0 | 400.7115 | 0.00014012 | 351.7291 | 0 | 351.1412 | 0 | 612.4357 | 0.017019 | 351.1412 | 0 | 611.5602 | 0 | 612.4357 | 0.0093834 | 351.1412 | 0 | 351.7291 | 5.3941e-05
|  | 401.6035 | 0.0028147 | 351.9434 | 0.10207 | 351.3553 | 0.16542 | 401.6035 | 0.64156 | 351.9434 | 0.016867 | 351.3553 | 0.048907 | 351.3553 | #REF! | 400.8243 | 0.00012313 | 351.9434 | 0 | 345.86 | 0.014154 | 351.9434 | 0 | 401.6035 | 0.0095471 | 351.9434 | 0 | 345.86 | -0.00070865 | 351.9434 | 5.8857e-05 | 345.86 | -0.0098958 | 351.9434 | 0 | 400.8243 | 0.00012188 | 351.9434 | 0 | 400.8243 | 0.00014851 | 351.9434 | 0.004066 | 351.3553 | 0 | 612.5952 | 0.024236 | 351.3553 | 0 | 611.7202 | 7.1499e-05 | 612.5952 | 0.0085937 | 351.3553 | 0 | 351.9434 | 0.00010146
|  | 401.7163 | 0 | 352.1578 | 0.081165 | 351.5694 | 0.14309 | 401.7163 | 0.6427 | 352.1578 | 0.011099 | 351.5694 | -0.0047551 | 351.5694 | #REF! | 400.9371 | 0.00012927 | 352.1578 | 0 | 346.08 | -0.022311 | 352.1578 | 0 | 401.7163 | 0.0098135 | 352.1578 | 0 | 346.08 | -9.7074e-06 | 352.1578 | 0 | 346.08 | 0.0032646 | 352.1578 | 0 | 400.9371 | 0.00014764 | 352.1578 | 0 | 400.9371 | 7.3315e-05 | 352.1578 | 0 | 351.5694 | 0 | 612.7547 | 0.015885 | 351.5694 | 0 | 611.8801 | 0.00010725 | 612.7547 | 0.0091511 | 351.5694 | 0 | 352.1578 | 3.1386e-05
|  | 401.8291 | 0.0047404 | 352.3721 | 0.11281 | 351.7835 | 0.19933 | 401.8291 | 0.60717 | 352.3721 | 0.019062 | 351.7835 | 0.03245 | 351.7835 | #REF! | 401.0499 | 0.00011195 | 352.3721 | 0 | 346.29 | -0.0055175 | 352.3721 | 0 | 401.8291 | 0.010568 | 352.3721 | 0 | 346.29 | -0.0029219 | 352.3721 | 3.0169e-05 | 346.29 | 0.0037236 | 352.3721 | 0 | 401.0499 | 0.00013575 | 352.3721 | 0 | 401.0499 | 5.4986e-05 | 352.3721 | 0.0075521 | 351.7835 | 0 | 612.9142 | 0.026096 | 351.7835 | 0 | 612.0401 | 7.1499e-05 | 612.9142 | 0.0084079 | 351.7835 | 0 | 352.3721 | 0.00010267
|  | 401.9419 | 0 | 352.5865 | 0.10554 | 351.9976 | 0.20718 | 401.9419 | 0.60029 | 352.5865 | 0.0045745 | 351.9976 | -0.012264 | 351.9976 | #REF! | 401.1628 | 0.00012573 | 352.5865 | 0 | 346.51 | -0.012714 | 352.5865 | 0 | 401.9419 | 0.0041382 | 352.5865 | 0 | 346.51 | -0.0037373 | 352.5865 | 0 | 346.51 | -0.0036216 | 352.5865 | 0 | 401.1628 | 0.00014186 | 352.5865 | 0 | 401.1628 | 3.169e-05 | 352.5865 | 0 | 351.9976 | 0 | 613.0738 | 0.020287 | 351.9976 | 0 | 612.2001 | 0.00032174 | 613.0738 | 0.0090582 | 351.9976 | 0 | 352.5865 | 3.859e-05
|  | 402.0547 | 0.0037034 | 352.8009 | 0.1244 | 352.2117 | 0.27209 | 402.0547 | 0.5617 | 352.8009 | 0.02052 | 352.2117 | 0.051637 | 352.2117 | #REF! | 401.2756 | 0.00011269 | 352.8009 | 0 | 346.72 | -0.0079165 | 352.8009 | 0 | 402.0547 | 0.0061279 | 352.8009 | 0 | 346.72 | 0.0052322 | 352.8009 | 5.5946e-05 | 346.72 | -0.0010202 | 352.8009 | 0 | 401.2756 | 0.00011808 | 352.8009 | 0 | 401.2756 | 4.6764e-05 | 352.8009 | 0.0087835 | 352.2117 | 0 | 613.2333 | 0.018971 | 352.2117 | 0 | 612.3601 | 7.1499e-05 | 613.2333 | 0.0086866 | 352.2117 | 0 | 352.8009 | 9.8821e-05
|  | 402.1675 | 0.0021939 | 353.0153 | 0.12104 | 352.4259 | 0.25723 | 402.1675 | 0.54813 | 353.0153 | 0.0056731 | 352.4259 | -0.010316 | 352.4259 | #REF! | 401.3884 | 0.00013914 | 353.0153 | 0 | 346.94 | -0.016073 | 353.0153 | 0 | 402.1675 | 0.016608 | 353.0153 | 0 | 346.94 | -0.0065332 | 353.0153 | 0 | 346.94 | -0.010355 | 353.0153 | 0 | 401.3884 | 0.00012799 | 353.0153 | 0 | 401.3884 | 4.8305e-05 | 353.0153 | 0 | 352.4259 | 0 | 613.3928 | 0.013252 | 352.4259 | 0 | 612.5201 | 0.00010725 | 613.3928 | 0.0095692 | 352.4259 | 0 | 353.0153 | 3.5429e-05
|  | 402.2803 | 0 | 353.2298 | 0.17488 | 352.6401 | 0.33214 | 402.2803 | 0.53514 | 353.2298 | 0.0044565 | 352.6401 | 0.064374 | 352.6401 | #REF! | 401.5013 | 0.00013412 | 353.2298 | 0 | 347.15 | -0.0031186 | 353.2298 | 0 | 402.2803 | 0.016341 | 353.2298 | 0 | 347.15 | -0.002223 | 353.2298 | 6.9146e-05 | 347.15 | 0.010763 | 353.2298 | 0 | 401.5013 | 0.00012386 | 353.2298 | 0 | 401.5013 | 6.6805e-05 | 353.2298 | 0.0080797 | 352.64 | 0 | 613.5524 | 0.019606 | 352.6401 | 0 | 612.6801 | 0 | 613.5524 | 0.0091047 | 352.64 | 0 | 353.2298 | 0.00010731
|  | 402.3931 | 0 | 353.4442 | 0.13089 | 352.8542 | 0.33286 | 402.3931 | 0.50486 | 353.4442 | 0.0087096 | 352.8542 | 0.023952 | 352.8542 | #REF! | 401.6141 | 0.00015181 | 353.4442 | 0 | 347.36 | -0.0098357 | 353.4442 | 0 | 402.3931 | 0.01008 | 353.4442 | 0 | 347.36 | 0.0015046 | 353.4442 | 0 | 347.36 | -0.01112 | 353.4442 | 0 | 401.6141 | 0.00015425 | 353.4442 | 0 | 401.6141 | 6.1666e-05 | 353.4442 | 0 | 352.8542 | 0 | 613.712 | 0.025869 | 352.8542 | 0 | 612.8401 | 0.00010725 | 613.712 | 0.0096157 | 352.8542 | 0 | 353.4442 | 5.1207e-05
|  | 402.5059 | 0 | 353.6587 | 0.1953 | 353.0684 | 0.3854 | 402.5059 | 0.50371 | 353.6587 | 0.016351 | 353.0684 | 0.084801 | 353.0684 | #REF! | 401.727 | 0.0001397 | 353.6587 | 0 | 347.58 | 0.015593 | 353.6587 | 0 | 402.5059 | 0.0096803 | 353.6587 | 0 | 347.58 | -0.0001262 | 353.6587 | 5.7881e-05 | 347.58 | -0.0076005 | 353.6587 | 0 | 401.727 | 0.00014797 | 353.6587 | 0 | 401.727 | 8.6676e-05 | 353.6587 | 0.0082122 | 353.0684 | 0 | 613.8715 | 0.023282 | 353.0684 | 0 | 613.0001 | 7.1499e-05 | 613.8715 | 0.0085937 | 353.0684 | 0 | 353.6587 | 0.0001052
|  | 402.6186 | 0.0058913 | 353.8731 | 0.17066 | 353.2826 | 0.37593 | 402.6186 | 0.48117 | 353.8731 | -0.0026985 | 353.2826 | -0.015887 | 353.2826 | #REF! | 401.8399 | 0.00013486 | 353.8731 | 0 | 347.79 | -0.0098357 | 353.8731 | 0 | 402.6186 | 0.01714 | 353.8731 | 0 | 347.79 | -0.0036209 | 353.8731 | 0 | 347.79 | -0.012497 | 353.8731 | 0 | 401.8399 | 0.00015029 | 353.8731 | 0 | 401.8399 | 7.5028e-05 | 353.8731 | 0 | 353.2826 | 0 | 614.0311 | 0.022012 | 353.2826 | 0 | 613.1601 | 0.00032174 | 614.0311 | 0.0094299 | 353.2826 | 0 | 353.8731 | 4.2229e-05
|  | 402.7314 | 0 | 354.0876 | 0.23277 | 353.4969 | 0.44528 | 402.7314 | 0.44181 | 354.0876 | 0.022166 | 353.4969 | 0.075789 | 353.4969 | #REF! | 401.9527 | 0.00011493 | 354.0876 | 0 | 348.01 | 0.049177 | 354.0876 | 0 | 402.7314 | 0.015098 | 354.0876 | 0 | 348.01 | 0.00057274 | 354.0876 | 3.5639e-05 | 348.01 | 0.0055599 | 354.0876 | 0 | 401.9527 | 0.0001346 | 354.0876 | 0 | 401.9527 | 6.0125e-05 | 354.0876 | 0.008196 | 353.4969 | 0 | 614.1907 | 0.02242 | 353.4969 | 0 | 613.3201 | 7.1499e-05 | 614.1907 | 0.0088724 | 353.4969 | 0 | 354.0876 | 9.7826e-05
|  | 402.8442 | 0 | 354.3021 | 0.22303 | 353.7111 | 0.37763 | 402.8442 | 0.45222 | 354.3021 | -0.0013446 | 353.7111 | 0.0089703 | 353.7111 | #REF! | 402.0656 | 0.00012964 | 354.3021 | 0 | 348.22 | -0.0064771 | 354.3021 | 0 | 402.8442 | 0.020382 | 354.3021 | 0 | 348.22 | -0.0081638 | 354.3021 | 0 | 348.22 | -0.011579 | 354.3021 | 0 | 402.0656 | 0.00014005 | 354.3021 | 0 | 402.0656 | 5.0018e-05 | 354.3021 | 0 | 353.7111 | 0 | 614.3503 | 0.019243 | 353.7111 | 0 | 613.4802 | 0.00010725 | 614.3503 | 0.0089653 | 353.7111 | 0 | 354.3021 | 6.02e-05
|  | 402.957 | 0.0085608 | 354.5166 | 0.28972 | 353.9254 | 0.46011 | 402.957 | 0.42175 | 354.5166 | 0.022936 | 353.9254 | 0.0343 | 353.9254 | #REF! | 402.1785 | 0.00013449 | 354.5166 | 0 | 348.44 | -0.0031186 | 354.5166 | 0 | 402.957 | 0.011412 | 354.5166 | 0 | 348.44 | -0.0074648 | 354.5166 | 8.5984e-06 | 348.44 | -0.00040807 | 354.5166 | 0 | 402.1785 | 0.00012964 | 354.5166 | 0 | 402.1785 | 6.6805e-05 | 354.5166 | 0.0052424 | 353.9254 | 0 | 614.5099 | 0.021558 | 353.9254 | 0 | 613.6402 | 0 | 614.5099 | 0.0079898 | 353.9254 | 0 | 354.5166 | 0.00011095
|  | 403.0698 | 0 | 354.7312 | 0.29312 | 354.1397 | 0.55159 | 403.0698 | 0.42251 | 354.7312 | -0.0024442 | 354.1397 | 0.00092047 | 354.1397 | #REF! | 402.2914 | 0.00015926 | 354.7312 | 0 | 348.65 | -0.029987 | 354.7312 | 0 | 403.0698 | 0.020648 | 354.7312 | 0 | 348.65 | -0.0083969 | 354.7312 | 0 | 348.65 | -0.0063763 | 354.7312 | 0 | 402.2914 | 0.00011726 | 354.7312 | 0 | 402.2914 | 6.8347e-05 | 354.7312 | 0 | 354.1397 | 0 | 614.6695 | 0.020423 | 354.1397 | 0 | 613.8002 | 0.00032174 | 614.6695 | 0.0086866 | 354.1397 | 0 | 354.7312 | 4.2806e-05
|  | 403.1826 | 0 | 354.9457 | 0.3801 | 354.354 | 0.63642 | 403.1826 | 0.39032 | 354.9457 | 0.040355 | 354.354 | 0.053617 | 354.354 | #REF! | 402.4042 | 0.00014343 | 354.9457 | 0 | 348.87 | 0.0031186 | 354.9457 | 0 | 403.1826 | 0.008659 | 354.9457 | 0 | 348.87 | -0.00047565 | 354.9457 | 2.9394e-05 | 348.87 | 0.0037236 | 354.9457 | 0 | 402.4042 | 0.00010305 | 354.9457 | 0 | 402.4042 | 7.3315e-05 | 354.9457 | 0.0044631 | 354.354 | 0 | 614.8291 | 0.019879 | 354.354 | 0 | 613.9603 | 0 | 614.8291 | 0.0085473 | 354.354 | 0 | 354.9457 | 8.9189e-05
|  | 403.2954 | 0.0061872 | 355.1602 | 0.40272 | 354.5683 | 0.63182 | 403.2954 | 0.3802 | 355.1602 | 0.02067 | 354.5683 | -0.014291 | 354.5683 | #REF! | 402.5171 | 0.00015479 | 355.1603 | 0 | 349.08 | 0.0040782 | 355.1603 | 0 | 403.2954 | 0.02127 | 355.1603 | 0 | 349.08 | -0.0016406 | 355.1602 | 0 | 349.08 | -0.0033155 | 355.1603 | 0 | 402.5171 | 0.00010025 | 355.1603 | 0 | 402.5171 | 5.4986e-05 | 355.1603 | 0 | 354.5683 | 0 | 614.9887 | 0.018608 | 354.5683 | 0 | 614.1203 | 0.00032174 | 614.9887 | 0.0090582 | 354.5683 | 0 | 355.1602 | 3.5034e-05
|  | 403.4082 | 0.0022221 | 355.3748 | 0.5084 | 354.7826 | 0.72053 | 403.4082 | 0.34533 | 355.3748 | 0.033981 | 354.7826 | 0.024605 | 354.7826 | #REF! | 402.63 | 0.00014138 | 355.3748 | 0 | 349.3 | -0.0079165 | 355.3748 | 0 | 403.4082 | 0.022913 | 355.3748 | 0 | 349.3 | -0.0031549 | 355.3748 | 4.0354e-05 | 349.3 | 0.0038766 | 355.3748 | 0 | 402.63 | 9.9254e-05 | 355.3748 | 0 | 402.63 | 5.6699e-05 | 355.3748 | 0.0046766 | 354.7826 | 0 | 615.1484 | 0.023691 | 354.7826 | 0 | 614.2804 | 0.00050049 | 615.1484 | 0.0081292 | 354.7826 | 0 | 355.3748 | 0.00010022
|  | 403.521 | 0.0026375 | 355.5894 | 0.53206 | 354.9969 | 0.79894 | 403.521 | 0.34972 | 355.5894 | -0.0085142 | 354.9969 | 0.0048964 | 354.9969 | #REF! | 402.7429 | 0.00016485 | 355.5894 | 0 | 349.51 | -0.019431 | 355.5894 | 0 | 403.521 | 0.0081705 | 355.5894 | 0 | 349.51 | 0.00033976 | 355.5894 | 0 | 349.51 | -0.01112 | 355.5894 | 0 | 402.7429 | 0.00010834 | 355.5894 | 0 | 402.7429 | 7.5028e-05 | 355.5894 | 0 | 354.9969 | 0 | 615.308 | 0.015975 | 354.9969 | 0 | 614.4405 | 0.00032174 | 615.308 | 0.008826 | 354.9969 | 0 | 355.5894 | 4.407e-05
|  | 403.6338 | 0 | 355.804 | 0.63474 | 355.2113 | 0.87179 | 403.6338 | 0.32278 | 355.804 | 0.01334 | 355.2113 | 0.06818 | 355.2113 | #REF! | 402.8558 | 0.00016094 | 355.804 | 0 | 349.73 | -0.0055175 | 355.804 | 0 | 403.6338 | 0.017629 | 355.804 | 0 | 349.73 | -0.0032714 | 355.804 | 2.5822e-05 | 349.73 | 0.0031115 | 355.804 | 0 | 402.8558 | 0.0001161 | 355.804 | 0 | 402.8558 | 7.8454e-05 | 355.804 | 0.0075708 | 355.2113 | 0 | 615.4676 | 0.022102 | 355.2113 | 0 | 614.6005 | 0 | 615.4676 | 0.0083614 | 355.2113 | 0 | 355.804 | 0.00011871
|  | 403.7466 | 0 | 356.0186 | 0.70757 | 355.4257 | 0.91648 | 403.7466 | 0.30177 | 356.0186 | 0.017544 | 355.4257 | -0.019888 | 355.4257 | #REF! | 402.9688 | 0.00016746 | 356.0186 | 0 | 349.94 | -0.026628 | 356.0186 | 0 | 403.7466 | 0.013322 | 356.0186 | 0 | 349.94 | -0.0018735 | 356.0186 | 0 | 349.94 | -0.0088246 | 356.0186 | 0 | 402.9688 | 0.0001341 | 356.0186 | 0 | 402.9688 | 8.1708e-05 | 356.0186 | 0 | 355.4257 | 0 | 615.6273 | 0.018335 | 355.4257 | 0 | 614.7606 | 0.00010725 | 615.6273 | 0.0087331 | 355.4257 | 0 | 356.0186 | 4.4529e-05
|  | 403.8594 | 0.00059256 | 356.2333 | 0.80367 | 355.64 | 0.99872 | 403.8594 | 0.29671 | 356.2333 | 0.010734 | 355.64 | 0.033565 | 355.64 | #REF! | 403.0817 | 0.00014529 | 356.2333 | 0 | 350.16 | 0.016073 | 356.2333 | 0 | 403.8594 | 0.011057 | 356.2333 | 0 | 350.16 | 0.0010387 | 356.2333 | 1.2718e-05 | 350.16 | 0.0040296 | 356.2333 | 0 | 403.0817 | 0.00012766 | 356.2333 | 0 | 403.0817 | 5.8412e-05 | 356.2333 | 0.0025673 | 355.64 | 0 | 615.7869 | 0.028229 | 355.64 | 0 | 614.9207 | 7.1499e-05 | 615.7869 | 0.0082221 | 355.64 | 0 | 356.2333 | 9.748e-05
|  | 403.9721 | 0.001898 | 356.4479 | 0.89386 | 355.8545 | 1.1081 | 403.9721 | 0.29489 | 356.4479 | 0.01362 | 355.8545 | 0.0057056 | 355.8545 | #REF! | 403.1946 | 0.00015181 | 356.4479 | 0 | 350.37 | 0.014154 | 356.4479 | 0 | 403.9721 | 0.015364 | 356.4479 | 0 | 350.37 | 0.0012716 | 356.4479 | 0 | 350.37 | 0.0090795 | 356.4479 | 0 | 403.1946 | 0.00012419 | 356.4479 | 0 | 403.1946 | 5.1731e-05 | 356.4479 | 0 | 355.8544 | 0 | 615.9466 | 0.016838 | 355.8545 | 0 | 615.0808 | 0.00032174 | 615.9466 | 0.0090118 | 355.8544 | 0 | 356.4479 | 4.821e-05
|  | 404.0849 | 0.00044442 | 356.6626 | 1.0258 | 356.0689 | 1.2358 | 404.0849 | 0.27989 | 356.6626 | 0.020783 | 356.0689 | 0.10767 | 356.0689 | #REF! | 403.3075 | 0.00015777 | 356.6626 | 0 | 350.59 | -0.016073 | 356.6626 | 0 | 404.0849 | 0.015986 | 356.6626 | 0 | 350.59 | 0.0022036 | 356.6626 | 6.2392e-05 | 350.59 | -0.0042337 | 356.6626 | 0 | 403.3075 | 0.00010735 | 356.6626 | 0 | 403.3075 | 7.5028e-05 | 356.6626 | 0.0085559 | 356.0689 | 0 | 616.1063 | 0.023373 | 356.0689 | 0 | 615.2409 | 0.00028599 | 616.1063 | 0.0087795 | 356.0689 | 0 | 356.6626 | 0.00010438
|  | 404.1977 | 0 | 356.8773 | 1.126 | 356.2833 | 1.2907 | 404.1977 | 0.26384 | 356.8773 | 0.010135 | 356.2833 | 0.015639 | 356.2833 | #REF! | 403.4205 | 0.00016429 | 356.8773 | 0 | 350.8 | -0.0088761 | 356.8773 | 0 | 404.1977 | 0.012478 | 356.8773 | 0 | 350.8 | -0.010726 | 356.8773 | 0 | 350.8 | -0.0049988 | 356.8773 | 0 | 403.4205 | 0.00012419 | 356.8773 | 0 | 403.4205 | 0.00010004 | 356.8773 | 0 | 356.2833 | 0 | 616.2659 | 0.016929 | 356.2833 | 0 | 615.401 | 0 | 616.2659 | 0.0098015 | 356.2833 | 0 | 356.8773 | 5.1977e-05
|  | 404.3105 | 0.002074 | 357.092 | 1.275 | 356.4978 | 1.3648 | 404.3105 | 0.26461 | 357.092 | 0.022595 | 356.4978 | 0.044945 | 356.4978 | #REF! | 403.5334 | 0.0001479 | 357.092 | 0 | 351.01 | 0.013674 | 357.092 | 0 | 404.3105 | 0.00374 | 357.092 | 0 | 351.01 | 0.0047664 | 357.092 | 5.7871e-05 | 351.01 | 0.011069 | 357.092 | 0 | 403.5334 | 0.00012155 | 357.092 | 0 | 403.5334 | 0.00010346 | 357.092 | 0.0097788 | 356.4978 | 0 | 616.4256 | 0.021558 | 356.4978 | 0 | 615.5611 | 0.00028599 | 616.4256 | 0.0091976 | 356.4978 | 0 | 357.092 | 9.0296e-05
|  | 404.4233 | 0 | 357.3067 | 1.3656 | 356.7122 | 1.5082 | 404.4233 | 0.24942 | 357.3067 | -0.0026551 | 356.7122 | 0.017146 | 356.7122 | #REF! | 403.6463 | 0.00012834 | 357.3067 | 0 | 351.23 | -0.041501 | 357.3067 | 0 | 404.4233 | 0.0089254 | 357.3067 | 0 | 351.23 | -0.0088628 | 357.3067 | 0 | 351.23 | -0.0074475 | 357.3067 | 0 | 403.6463 | 0.0001199 | 357.3067 | 0 | 403.6463 | 6.1666e-05 | 357.3067 | 0 | 356.7122 | 0 | 616.5853 | 0.016611 | 356.7122 | 0 | 615.7212 | 0.00010725 | 616.5853 | 0.009755 | 356.7122 | 0 | 357.3067 | 4.8205e-05
|  | 404.5361 | 0 | 357.5214 | 1.5551 | 356.9267 | 1.6155 | 404.5361 | 0.24187 | 357.5214 | 0.036438 | 356.9267 | 0.047279 | 356.9267 | #REF! | 403.7593 | 0.00011586 | 357.5214 | 0 | 351.44 | -0.012714 | 357.5214 | 0 | 404.5361 | 0.010302 | 357.5214 | 0 | 351.44 | 0.0080281 | 357.5214 | 3.4973e-05 | 351.44 | -0.0031625 | 357.5214 | 0 | 403.7593 | 0.00010768 | 357.5214 | 0 | 403.7593 | 3.837e-05 | 357.5214 | 0.0040368 | 356.9267 | 0 | 616.745 | 0.02124 | 356.9267 | 0 | 615.8814 | 0.00028599 | 616.745 | 0.0084544 | 356.9267 | 0 | 357.5214 | 0.00010684
|  | 404.6489 | 0 | 357.7361 | 1.7259 | 357.1412 | 1.7768 | 404.6489 | 0.23194 | 357.7361 | 0.0022724 | 357.1412 | 0.012957 | 357.1412 | #REF! | 403.8722 | 9.8538e-05 | 357.7361 | 0 | 351.66 | -0.028548 | 357.7361 | 0 | 404.6489 | 0.013721 | 357.7361 | 0 | 351.66 | -0.0060669 | 357.7361 | 0 | 351.66 | -0.0007141 | 357.7361 | 0 | 403.8722 | 0.00012683 | 357.7361 | 0 | 403.8722 | 4.1625e-05 | 357.7362 | 0 | 357.1412 | 0 | 616.9047 | 0.01534 | 357.1412 | 0 | 616.0415 | 0.00010725 | 616.9047 | 0.0087331 | 357.1412 | 0 | 357.7361 | 3.5295e-05
|  | 404.7617 | 0 | 357.9509 | 1.8828 | 357.3557 | 1.9211 | 404.7617 | 0.22114 | 357.9509 | 0.036369 | 357.3557 | 0.070519 | 357.3557 | #REF! | 403.9852 | 9.0528e-05 | 357.9509 | 0 | 351.87 | 0.035744 | 357.9509 | 0 | 404.7617 | 0.0055062 | 357.9509 | 0 | 351.87 | -0.0052516 | 357.9509 | 5.8481e-05 | 351.87 | -0.0046928 | 357.9509 | 0 | 403.9852 | 0.00013542 | 357.9509 | 0 | 403.9852 | 5.8412e-05 | 357.9509 | 0.0064635 | 357.3557 | 0 | 617.0644 | 0.032223 | 357.3557 | 0 | 616.2016 | 0.00028599 | 617.0644 | 0.008315 | 357.3557 | 0 | 357.9509 | 9.9135e-05
|  | 404.8745 | 0.0039686 | 358.1656 | 2.0266 | 357.5703 | 2.0812 | 404.8745 | 0.24197 | 358.1656 | -0.0098289 | 357.5703 | -0.0036558 | 357.5703 | #REF! | 404.0982 | 0.00011269 | 358.1657 | 0 | 352.09 | -0.0083963 | 358.1657 | 0 | 404.8745 | 0.015719 | 358.1657 | 0 | 352.09 | -0.0086301 | 358.1656 | 0 | 352.09 | -0.0043867 | 358.1657 | 0 | 404.0982 | 0.00013724 | 358.1657 | 0 | 404.0982 | 7.8454e-05 | 358.1657 | 0 | 357.5702 | 0 | 617.2242 | 0.015703 | 357.5703 | 0 | 616.3618 | 0 | 617.2242 | 0.0090118 | 357.5702 | 0 | 358.1656 | 3.8055e-05
|  | 404.9872 | 0.0034071 | 358.3804 | 2.2694 | 357.7848 | 2.2802 | 404.9872 | 0.18981 | 358.3804 | 0.022049 | 357.7848 | 0.067026 | 357.7848 | #REF! | 404.2111 | 0.00013747 | 358.3804 | 0 | 352.3 | 0.0035984 | 358.3804 | 0 | 404.9872 | 0.017851 | 358.3804 | 0 | 352.3 | 0.0011552 | 358.3804 | 3.7136e-05 | 352.3 | 0.00035706 | 358.3804 | 0 | 404.2111 | 0.00012601 | 358.3804 | 0 | 404.2111 | 7.6741e-05 | 358.3804 | 0.0080468 | 357.7848 | 0 | 617.3839 | 0.022012 | 357.7848 | 0 | 616.5219 | 7.1499e-05 | 617.3839 | 0.0084544 | 357.7848 | 0 | 358.3804 | 0.00010238
|  | 405.1 | 0 | 358.5952 | 2.4703 | 357.9994 | 2.4276 | 405.1 | 0.20041 | 358.5952 | 0.0021795 | 357.9994 | 0.011194 | 357.9994 | #REF! | 404.3241 | 0.00015833 | 358.5952 | 0 | 352.52 | 0.020872 | 358.5952 | 0 | 405.1 | 0.0085702 | 358.5952 | 0 | 352.52 | -0.0079311 | 358.5952 | 0 | 352.52 | -0.005917 | 358.5952 | 0 | 404.3241 | 0.0001199 | 358.5952 | 0 | 404.3241 | 0.00010843 | 358.5953 | 0 | 357.9994 | 0 | 617.5436 | 0.015159 | 357.9994 | 0 | 616.6821 | 0.00010725 | 617.5436 | 0.0087331 | 357.9994 | 0 | 358.5952 | 3.9006e-05
|  | 405.2128 | 0.0065181 | 358.81 | 2.6983 | 358.2139 | 2.657 | 405.2128 | 0.18981 | 358.81 | 0.029085 | 358.2139 | 0.036041 | 358.2139 | #REF! | 404.4371 | 0.00015013 | 358.81 | 0 | 352.73 | 0.00071969 | 358.81 | 0 | 405.2128 | 0.0028575 | 358.81 | 0 | 352.73 | 0.00080569 | 358.81 | 2.1352e-05 | 352.73 | -0.0056109 | 358.81 | 0 | 404.4371 | 0.00011775 | 358.81 | 0 | 404.4371 | 0.00014012 | 358.81 | 0.0060628 | 358.2139 | 0 | 617.7034 | 0.025461 | 358.2139 | 0 | 616.8422 | 0.00028599 | 617.7034 | 0.008315 | 358.2139 | 0 | 358.81 | 0.00010021
|  | 405.3256 | 0 | 359.0249 | 2.9749 | 358.4285 | 2.8934 | 405.3256 | 0.19927 | 359.0249 | 0.0093014 | 358.4285 | 0.03336 | 358.4285 | #REF! | 404.5501 | 0.00015181 | 359.0249 | 0 | 352.95 | 0.014154 | 359.0249 | 0 | 405.3256 | 0.011323 | 359.0249 | 0 | 352.95 | -0.0093286 | 359.0249 | 0 | 352.95 | -0.00607 | 359.0249 | 0 | 404.5501 | 9.6612e-05 | 359.0249 | 0 | 404.5501 | 0.00013841 | 359.0249 | 0 | 358.4285 | 0 | 617.8631 | 0.015567 | 358.4285 | 0 | 617.0024 | 0 | 617.8631 | 0.008826 | 358.4285 | 0 | 359.0249 | 5.6527e-05
|  | 405.4384 | 0 | 359.2397 | 3.2299 | 358.6431 | 3.1867 | 405.4384 | 0.19745 | 359.2397 | 0.028727 | 358.6431 | 0.11973 | 358.6431 | #REF! | 404.6631 | 0.00014175 | 359.2397 | 0 | 353.16 | -0.0050378 | 359.2397 | 0 | 405.4384 | 0.016341 | 359.2397 | 0 | 353.16 | 0.0032519 | 359.2397 | 6.6078e-05 | 353.16 | -0.0030095 | 359.2397 | 0 | 404.6631 | 0.00010487 | 359.2397 | 0 | 404.6631 | 9.8495e-05 | 359.2397 | 0.0081388 | 358.6431 | 0 | 618.0229 | 0.025552 | 358.6431 | 0 | 617.1626 | 7.1499e-05 | 618.0229 | 0.0085008 | 358.6431 | 0 | 359.2397 | 0.00010685
|  | 405.5512 | 0 | 359.4546 | 3.5427 | 358.8578 | 3.3854 | 405.5512 | 0.18055 | 359.4546 | 0.0093663 | 358.8578 | 0.025995 | 358.8578 | #REF! | 404.776 | 0.00013151 | 359.4546 | 0 | 353.38 | -0.027109 | 359.4546 | 0 | 405.5512 | 0.0127 | 359.4546 | 0 | 353.38 | 0.0010387 | 359.4546 | 0 | 353.38 | -0.0048458 | 359.4546 | 0 | 404.776 | 0.00011643 | 359.4546 | 0 | 404.776 | 4.1625e-05 | 359.4546 | 0 | 358.8578 | 0 | 618.1826 | 0.016021 | 358.8578 | 0 | 617.3228 | 0.00032174 | 618.1826 | 0.0089653 | 358.8578 | 0 | 359.4546 | 4.142e-05
|  | 405.6639 | 0 | 359.6694 | 3.9634 | 359.0724 | 3.722 | 405.6639 | 0.18217 | 359.6694 | 0.022104 | 359.0724 | 0.11671 | 359.0724 | #REF! | 404.889 | 0.00011437 | 359.6694 | 0 | 353.59 | 0.028548 | 359.6694 | 0 | 405.6639 | 0.013455 | 359.6694 | 0 | 353.59 | 0.0022036 | 359.6694 | 1.8156e-05 | 353.59 | -0.0025504 | 359.6694 | 0 | 404.889 | 0.00012304 | 359.6694 | 0 | 404.889 | 5.1731e-05 | 359.6694 | 0.0074581 | 359.0724 | 0 | 618.3424 | 0.028411 | 359.0724 | 0 | 617.4829 | 0 | 618.3424 | 0.0086402 | 359.0724 | 0 | 359.6694 | 0.00010901
|  | 405.7767 | 0 | 359.8843 | 4.2379 | 359.2871 | 4.0366 | 405.7767 | 0.1751 | 359.8843 | 0.020295 | 359.2871 | 0.044377 | 359.2871 | #REF! | 405.002 | 0.0001235 | 359.8843 | 0 | 353.81 | -0.059734 | 359.8843 | 0 | 405.7767 | 0.018384 | 359.8843 | 0 | 353.81 | -0.0029219 | 359.8843 | 0 | 353.81 | 0.0041827 | 359.8843 | 0 | 405.002 | 0.00013377 | 359.8843 | 0 | 405.002 | 6.5092e-05 | 359.8843 | 0 | 359.2871 | 0 | 618.5022 | 0.016202 | 359.2871 | 0 | 617.6431 | 0 | 618.5022 | 0.0091047 | 359.2871 | 0 | 359.8843 | 4.7206e-05
|  | 405.8895 | 0 | 360.0992 | 4.6813 | 359.5017 | 4.4254 | 405.8895 | 0.13593 | 360.0992 | 0.023702 | 359.5017 | 0.09414 | 359.5017 | #REF! | 405.1151 | 0.00011754 | 360.0992 | 0 | 354.02 | -0.0026388 | 360.0992 | 0 | 405.8895 | 0.0123 | 360.0992 | 0 | 354.02 | -0.0028054 | 360.0992 | 6.442e-05 | 354.02 | -0.0011732 | 360.0992 | 0 | 405.1151 | 0.00011065 | 360.0992 | 0 | 405.1151 | 6.8347e-05 | 360.0992 | 0.0047612 | 359.5017 | 0 | 618.662 | 0.020196 | 359.5017 | 0 | 617.8033 | 0 | 618.662 | 0.0086402 | 359.5017 | 0 | 360.0992 | 0.00011241
|  | 406.0023 | 0.0047082 | 360.3141 | 5.1372 | 359.7164 | 4.713 | 406.0023 | 0.15542 | 360.3141 | 0.019792 | 359.7164 | 0.026917 | 359.7164 | #REF! | 405.2281 | 0.00012219 | 360.3141 | 0 | 354.24 | -0.0098357 | 360.3141 | 0 | 406.0023 | 0.018117 | 360.3141 | 0 | 354.24 | -0.0096781 | 360.3141 | 0 | 354.24 | -0.01112 | 360.3141 | 0 | 405.2281 | 0.00011148 | 360.3141 | 0 | 405.2281 | 6.3379e-05 | 360.3141 | 0 | 359.7164 | 0 | 618.8218 | 0.021966 | 359.7164 | 0 | 617.9635 | 0.00010725 | 618.8218 | 0.0091976 | 359.7164 | 0 | 360.3141 | 0.035685
|  | 406.1151 | 0.0039997 | 360.5291 | 5.5888 | 359.9311 | 5.1911 | 406.1151 | 0.17252 | 360.5291 | 0.061076 | 359.9311 | 0.12285 | 359.9311 | #REF! | 405.3411 | 0.00011456 | 360.5291 | 0 | 354.45 | 0.002159 | 360.5291 | 0 | 406.1151 | 0.0085258 | 360.5291 | 0 | 354.45 | -0.00059213 | 360.5291 | 8.1351e-05 | 354.45 | 0.0018873 | 360.5291 | 0 | 405.3411 | 8.2574e-05 | 360.5291 | 0 | 405.3411 | 5.4986e-05 | 360.529 | 0.0073899 | 359.9311 | 0 | 618.9816 | 0.019152 | 359.9311 | 0 | 618.1237 | 0 | 618.9816 | 0.0085473 | 359.9311 | 0 | 360.5291 | 0.070982
|  | 406.2279 | 0 | 360.744 | 6.025 | 360.1458 | 5.5951 | 406.2279 | 0.15303 | 360.744 | 0.047093 | 360.1458 | 0.042726 | 360.1458 | #REF! | 405.4541 | 0.00012666 | 360.744 | 0 | 354.67 | -0.031905 | 360.744 | 0 | 406.2279 | 0.015986 | 360.744 | 0 | 354.67 | -0.0092122 | 360.744 | 0 | 354.67 | -0.0095893 | 360.744 | 0 | 405.4541 | 9.2649e-05 | 360.744 | 0 | 405.4541 | 7.8454e-05 | 360.744 | 0 | 360.1458 | 0 | 619.1414 | 0.014296 | 360.1458 | 0 | 618.284 | 0.00032174 | 619.1414 | 0.0087331 | 360.1458 | 0 | 360.744 | 0.036653
|  | 406.3406 | 0 | 360.959 | 6.6259 | 360.3606 | 6.0685 | 406.3406 | 0.15819 | 360.959 | 0.042999 | 360.3606 | 0.098438 | 360.3606 | #REF! | 405.5672 | 0.00014045 | 360.959 | 0 | 354.88 | -0.026628 | 360.959 | 0 | 406.3406 | 0.011057 | 360.959 | 0 | 354.88 | -0.00082513 | 360.959 | 3.7688e-05 | 354.88 | -0.0054579 | 360.959 | 0 | 405.5672 | 9.7273e-05 | 360.959 | 0 | 405.5672 | 8.6676e-05 | 360.959 | 0.0059482 | 360.3606 | 0 | 619.3012 | 0.014115 | 360.3606 | 0 | 618.4442 | 0 | 619.3012 | 0.0079434 | 360.3606 | 0 | 360.959 | 0.077108
|  | 406.4534 | 0.0047082 | 361.174 | 7.2287 | 360.5753 | 6.5534 | 406.4534 | 0.16966 | 361.174 | 0.016733 | 360.5753 | 0.060355 | 360.5753 | #REF! | 405.6802 | 0.00012797 | 361.1739 | 0 | 355.1 | -0.015113 | 361.1739 | 0 | 406.4534 | 0.019627 | 361.1739 | 0 | 355.1 | -0.0045528 | 361.174 | 0 | 355.1 | 0.0046418 | 361.1739 | 0 | 405.6802 | 9.6447e-05 | 361.1739 | 0 | 405.6802 | 8.3421e-05 | 361.1739 | 0 | 360.5753 | 0 | 619.461 | 0.020922 | 360.5753 | 0 | 618.6044 | 0.00032174 | 619.461 | 0.0085008 | 360.5753 | 0 | 361.174 | 0.028101
|  | 406.5662 | 0 | 361.3889 | 7.8687 | 360.7901 | 7.0583 | 406.5662 | 0.13469 | 361.3889 | 0.040953 | 360.7901 | 0.093909 | 360.7901 | #REF! | 405.7932 | 0.00011009 | 361.3889 | 0 | 355.32 | 0.022789 | 361.3889 | 0 | 406.5662 | 0.023046 | 361.3889 | 0 | 355.32 | -0.002223 | 361.3889 | 2.2221e-05 | 355.32 | -0.0036216 | 361.3889 | 0 | 405.7932 | 9.3474e-05 | 361.3889 | 0 | 405.7932 | 6.8347e-05 | 361.3889 | 0.0082922 | 360.7901 | 0 | 619.6208 | 0.022012 | 360.7901 | 0 | 618.7646 | 7.1499e-05 | 619.6208 | 0.0087331 | 360.7901 | 0 | 361.3889 | 0.067417
|  | 406.679 | 0.0048561 | 361.6039 | 8.5629 | 361.0049 | 7.691 | 406.679 | 0.13918 | 361.6039 | 0.027393 | 361.0049 | 0.04977 | 361.0049 | #REF! | 405.9063 | 0.00010059 | 361.6039 | 0 | 355.53 | 0.013194 | 361.6039 | 0 | 406.679 | 0.023934 | 361.6039 | 0 | 355.53 | 0.00057274 | 361.6039 | 0 | 355.53 | -0.0013262 | 361.6039 | 0 | 405.9063 | 9.9254e-05 | 361.6039 | 0 | 405.9063 | 6.5092e-05 | 361.6039 | 0 | 361.0049 | 0 | 619.7807 | 0.014115 | 361.0049 | 0 | 618.9249 | 0.00010725 | 619.7807 | 0.0092905 | 361.0049 | 0 | 361.6039 | 0.024086
|  | 406.7918 | 0 | 361.8189 | 9.3664 | 361.2197 | 8.3794 | 406.7918 | 0.12485 | 361.8189 | 0.05088 | 361.2197 | 0.12496 | 361.2197 | #REF! | 406.0193 | 0.00012611 | 361.8189 | 0 | 355.75 | 0.00071969 | 361.8189 | 0 | 406.7918 | 0.013455 | 361.8189 | 0 | 355.75 | -0.0014076 | 361.8189 | 5.6274e-05 | 355.75 | 0.0034176 | 361.8189 | 0 | 406.0193 | 9.9089e-05 | 361.8189 | 0 | 406.0193 | 9.3356e-05 | 361.8189 | 0.0070602 | 361.2197 | 0 | 619.9405 | 0.012435 | 361.2197 | 0 | 619.0851 | 0 | 619.9405 | 0.0089189 | 361.2197 | 0 | 361.8189 | 0.069543
|  | 406.9045 | 0 | 362.034 | 10.2055 | 361.4345 | 9.0163 | 406.9045 | 0.13727 | 362.034 | 0.02289 | 361.4345 | 0.040433 | 361.4345 | #REF! | 406.1324 | 0.00013654 | 362.034 | 0 | 355.96 | -0.029987 | 362.034 | 0 | 406.9045 | 0.012078 | 362.034 | 0 | 355.96 | 0.0013882 | 362.034 | 0 | 355.96 | -0.012038 | 362.034 | 0 | 406.1324 | 7.9271e-05 | 362.034 | 0 | 406.1324 | 7.8454e-05 | 362.034 | 0 | 361.4345 | 0 | 620.1004 | 0.021059 | 361.4345 | 0 | 619.2454 | 0.00053624 | 620.1004 | 0.0090118 | 361.4345 | 0 | 362.034 | 0.040105
|  | 407.0173 | 0 | 362.249 | 10.9517 | 361.6493 | 9.7786 | 407.0173 | 0.10164 | 362.249 | 0.044971 | 361.6493 | 0.12482 | 361.6493 | #REF! | 406.2454 | 0.00013933 | 362.249 | 0 | 356.18 | -0.0035984 | 362.249 | 0 | 407.0173 | 0.016608 | 362.249 | 0 | 356.18 | 0.00022327 | 362.249 | 4.5015e-05 | 356.18 | 0.0028055 | 362.249 | 0 | 406.2454 | 6.6885e-05 | 362.249 | 0 | 406.2454 | 7.3315e-05 | 362.249 | 0.0082011 | 361.6493 | 0 | 620.2602 | 0.019788 | 361.6493 | 0 | 619.4057 | 7.1499e-05 | 620.2602 | 0.0083614 | 361.6493 | 0 | 362.249 | 0.070832
|  | 407.1301 | 0 | 362.4641 | 11.8591 | 361.8642 | 10.5098 | 407.1301 | 0.1259 | 362.4641 | 0.018157 | 361.8642 | 0.072804 | 361.8642 | #REF! | 406.3585 | 0.00012443 | 362.4641 | 0 | 356.39 | 0.0031186 | 362.4641 | 0 | 407.1301 | 0.013455 | 362.4641 | 0 | 356.39 | 0.0045333 | 362.4641 | 0 | 356.39 | 0.0028055 | 362.4641 | 0 | 406.3585 | 7.3161e-05 | 362.4641 | 0 | 406.3585 | 5.8412e-05 | 362.4641 | 0 | 361.8642 | 0 | 620.4201 | 0.021876 | 361.8642 | 0 | 619.5659 | 0.00010725 | 620.4201 | 0.0083614 | 361.8642 | 0 | 362.4641 | 0.025541
|  | 407.2429 | 0 | 362.6792 | 12.8605 | 362.079 | 11.428 | 407.2429 | 0.10078 | 362.6792 | 0.055202 | 362.079 | 0.15714 | 362.079 | #REF! | 406.4716 | 0.00011716 | 362.6792 | 0 | 356.61 | 0.026628 | 362.6792 | 0 | 407.2429 | 0.0085258 | 362.6792 | 0 | 356.61 | -0.0036209 | 362.6792 | 4.1106e-05 | 356.61 | -0.0049988 | 362.6792 | 0 | 406.4716 | 8.6538e-05 | 362.6792 | 0 | 406.4716 | 8.5134e-05 | 362.6792 | 0.0062096 | 362.079 | 0 | 620.5799 | 0.021149 | 362.079 | 0 | 619.7262 | 0 | 620.5799 | 0.007804 | 362.079 | 0 | 362.6792 | 0.067651
|  | 407.3557 | 0.01103 | 362.8943 | 13.8588 | 362.2939 | 12.2075 | 407.3557 | 0.12122 | 362.8943 | 0.026125 | 362.2939 | 0.067754 | 362.2939 | #REF! | 406.5846 | 0.00012219 | 362.8943 | 0 | 356.82 | -0.02327 | 362.8943 | 0 | 407.3557 | 0.021048 | 362.8943 | 0 | 356.82 | -0.0060669 | 362.8943 | 0 | 356.82 | -0.007141 | 362.8943 | 0 | 406.5846 | 8.3731e-05 | 362.8943 | 0 | 406.5846 | 0.00010004 | 362.8943 | 0 | 362.2939 | 0 | 620.7398 | 0.019016 | 362.2939 | 0 | 619.8865 | 0.00010725 | 620.7398 | 0.0081756 | 362.2939 | 0 | 362.8943 | 0.024291
|  | 407.4684 | 0 | 363.1094 | 14.8886 | 362.5088 | 13.178 | 407.4684 | 0.090655 | 363.1094 | 0.043499 | 362.5088 | 0.15364 | 362.5088 | #REF! | 406.6977 | 0.00012741 | 363.1094 | 0 | 357.04 | 0.016073 | 363.1094 | 0 | 407.4684 | 0.0042442 | 363.1094 | 0 | 357.04 | -0.0057175 | 363.1094 | 4.215e-05 | 357.04 | 0.0014282 | 363.1094 | 0 | 406.6977 | 7.795e-05 | 363.1094 | 0 | 406.6977 | 0.00013018 | 363.1094 | 0.0084153 | 362.5088 | 0 | 620.8997 | 0.020196 | 362.5088 | 0 | 620.0468 | 7.1499e-05 | 620.8997 | 0.0078505 | 362.5088 | 0 | 363.1094 | 0.067435
|  | 407.5812 | 0.01243 | 363.3245 | 15.8197 | 362.7237 | 14.1085 | 407.5812 | 0.11301 | 363.3245 | 0.044762 | 362.7237 | 0.11724 | 362.7237 | #REF! | 406.8108 | 0.00012797 | 363.3245 | 0 | 357.25 | -0.011275 | 363.3245 | 0 | 407.5812 | 0.015853 | 363.3245 | 0 | 357.25 | -0.0088628 | 363.3245 | 0 | 357.25 | -0.0017853 | 363.3245 | 0 | 406.8108 | 7.6959e-05 | 363.3245 | 0 | 406.8108 | 0.00012676 | 363.3245 | 0 | 362.7237 | 0 | 621.0596 | 0.020514 | 362.7237 | 0 | 620.207 | 0.00010725 | 621.0596 | 0.0082685 | 362.7237 | 0 | 363.3245 | 0.021084
|  | 407.694 | 0 | 363.5396 | 16.9218 | 362.9386 | 15.195 | 407.694 | 0.094667 | 363.5396 | 0.051529 | 362.9386 | 0.17026 | 362.9386 | #REF! | 406.9239 | 0.00011661 | 363.5396 | 0 | 357.47 | 0.015113 | 363.5396 | 0 | 407.694 | 0.016741 | 363.5396 | 0 | 357.47 | 0.0013882 | 363.5396 | 3.6604e-05 | 357.47 | 5.1009e-05 | 363.5396 | 0 | 406.9239 | 8.0262e-05 | 363.5396 | 0 | 406.9239 | 9.6782e-05 | 363.5396 | 0.012411 | 362.9386 | 0 | 621.2195 | 0.024009 | 362.9386 | 0 | 620.3673 | 0 | 621.2195 | 0.0079898 | 362.9386 | 0 | 363.5396 | 0.051758
|  | 407.8068 | 0.0081099 | 363.7548 | 18.1606 | 363.1536 | 16.2714 | 407.8068 | 0.095909 | 363.7548 | 0.047431 | 363.1536 | 0.1621 | 363.1536 | #REF! | 407.037 | 0.00011027 | 363.7548 | 0 | 357.68 | -0.0093559 | 363.7548 | 0 | 407.8068 | 0.011679 | 363.7548 | 0 | 357.68 | -0.0090959 | 363.7548 | 0 | 357.68 | -0.0042337 | 363.7548 | 0 | 407.037 | 8.3896e-05 | 363.7548 | 0 | 407.037 | 6.6805e-05 | 363.7548 | 0 | 363.1536 | 0 | 621.3794 | 0.018018 | 363.1536 | 0 | 620.5276 | 0.00010725 | 621.3794 | 0.0086402 | 363.1536 | 0 | 363.7548 | 0.019491
|  | 407.9196 | 0 | 363.9699 | 19.1534 | 363.3685 | 17.475 | 407.9196 | 0.07623 | 363.9699 | 0.05638 | 363.3685 | 0.20132 | 363.3685 | #REF! | 407.1501 | 0.00011959 | 363.9699 | 0 | 357.9 | -0.0074367 | 363.9699 | 0 | 407.9196 | 0.017851 | 363.9699 | 0 | 357.9 | -0.0058343 | 363.9699 | 5.9226e-05 | 357.9 | -0.0040807 | 363.9699 | 0 | 407.1501 | 8.9676e-05 | 363.9699 | 0 | 407.1501 | 5.0018e-05 | 363.9699 | 0.0046436 | 363.3685 | 0 | 621.5393 | 0.026641 | 363.3685 | 0 | 620.688 | 0 | 621.5393 | 0.0082685 | 363.3685 | 0 | 363.9699 | 0.063767
|  | 408.0323 | 0.0061872 | 364.1851 | 20.3027 | 363.5835 | 18.6159 | 408.0323 | 0.089126 | 364.1851 | 0.042828 | 363.5835 | 0.14924 | 363.5835 | #REF! | 407.2632 | 0.00010115 | 364.1851 | 0 | 358.11 | -0.038142 | 364.1851 | 0 | 408.0323 | 0.010302 | 364.1851 | 0 | 358.11 | -0.002689 | 364.1851 | 0 | 358.11 | -0.0086717 | 364.1851 | 0 | 407.2632 | 9.7273e-05 | 364.1851 | 0 | 407.2632 | 8.5134e-05 | 364.1851 | 0 | 363.5835 | 0 | 621.6992 | 0.017882 | 363.5835 | 0 | 620.8483 | 0.00032174 | 621.6992 | 0.0087795 | 363.5835 | 0 | 364.1851 | 0.029668
|  | 408.1451 | 0 | 364.4003 | 21.3121 | 363.7985 | 19.8262 | 408.1451 | 0.079574 | 364.4003 | 0.055704 | 363.7985 | 0.23875 | 363.7985 | #REF! | 407.3763 | 0.00010971 | 364.4003 | 0 | 358.33 | -0.016553 | 364.4003 | 0 | 408.1451 | 0.016341 | 364.4003 | 0 | 358.33 | 0.0020871 | 364.4003 | 5.5413e-05 | 358.33 | -0.0053048 | 364.4003 | 0 | 407.3763 | 9.43e-05 | 364.4003 | 0 | 407.3763 | 8.5134e-05 | 364.4003 | 0.0080072 | 363.7985 | 0 | 621.8591 | 0.022193 | 363.7985 | 0 | 621.0086 | 0 | 621.8591 | 0.0080363 | 363.7985 | 0 | 364.4003 | 0.057944
|  | 408.2579 | 0.0097132 | 364.6155 | 22.1057 | 364.0135 | 20.9808 | 408.2579 | 0.074893 | 364.6155 | 0.044157 | 364.0135 | 0.18691 | 364.0135 | #REF! | 407.4894 | 0.00010375 | 364.6155 | 0 | 358.54 | -0.0093559 | 364.6155 | 0 | 408.2579 | 0.022913 | 364.6155 | 0 | 358.54 | -0.0039703 | 364.6155 | 0 | 358.54 | -0.00025504 | 364.6155 | 0 | 407.4894 | 0.00010537 | 364.6155 | 0 | 407.4894 | 8.6676e-05 | 364.6155 | 0 | 364.0135 | 0 | 622.0191 | 0.019334 | 364.0135 | 0 | 621.1689 | 0.00032174 | 622.0191 | 0.0085008 | 364.0135 | 0 | 364.6155 | 0.022782
|  | 408.3707 | 0 | 364.8307 | 22.9182 | 364.2285 | 22.1133 | 408.3707 | 0.04719 | 364.8307 | 0.065306 | 364.2285 | 0.25101 | 364.2285 | #REF! | 407.6025 | 0.00012015 | 364.8307 | 0 | 358.76 | 0.004558 | 364.8307 | 0 | 408.3707 | 0.014076 | 364.8307 | 0 | 358.76 | -0.0044363 | 364.8307 | 5.3109e-05 | 358.76 | -0.0098958 | 364.8307 | 0 | 407.6025 | 0.00010735 | 364.8307 | 0 | 407.6025 | 6.3379e-05 | 364.8308 | 0.0067734 | 364.2285 | 0 | 622.179 | 0.021059 | 364.2285 | 0 | 621.3293 | 7.1499e-05 | 622.179 | 0.0082685 | 364.2285 | 0 | 364.8307 | 0.052946
|  | 408.4834 | 0.0038207 | 365.046 | 23.6171 | 364.4435 | 23.212 | 408.4834 | 0.073842 | 365.046 | 0.049699 | 364.4435 | 0.16388 | 364.4435 | #REF! | 407.7157 | 0.00011437 | 365.046 | 0 | 358.98 | -0.0083963 | 365.046 | 0 | 408.4834 | 0.013721 | 365.046 | 0 | 358.98 | -0.0054848 | 365.046 | 0 | 358.98 | -0.0036216 | 365.046 | 0 | 407.7157 | 0.00011891 | 365.046 | 0 | 407.7157 | 4.0083e-05 | 365.046 | 0 | 364.4435 | 0 | 622.339 | 0.019969 | 364.4435 | 0 | 621.4896 | 0.00053624 | 622.339 | 0.0091047 | 364.4435 | 0 | 365.046 | 0.025359
|  | 408.5962 | 0 | 365.2612 | 24.2813 | 364.6586 | 24.4409 | 408.5962 | 0.04528 | 365.2612 | 0.072945 | 364.6586 | 0.26404 | 364.6586 | #REF! | 407.8288 | 0.00010357 | 365.2612 | 0 | 359.19 | 0.02327 | 365.2612 | 0 | 408.5962 | 0.01381 | 365.2612 | 0 | 359.19 | -0.0038538 | 365.2612 | 3.7122e-05 | 359.19 | -0.0019383 | 365.2612 | 0 | 407.8288 | 0.00010487 | 365.2612 | 0 | 407.8288 | 2.8435e-05 | 365.2612 | 0.0046245 | 364.6586 | 0 | 622.4989 | 0.022239 | 364.6586 | 0 | 621.65 | 7.1499e-05 | 622.4989 | 0.0086402 | 364.6586 | 0 | 365.2612 | 0.050266
|  | 408.709 | 0.0094662 | 365.4765 | 25.025 | 364.8736 | 25.5351 | 408.709 | 0.068588 | 365.4765 | 0.065781 | 364.8736 | 0.19646 | 364.8736 | #REF! | 407.9419 | 9.7234e-05 | 365.4765 | 0 | 359.41 | -0.018952 | 365.4765 | 0 | 408.709 | 0.015586 | 365.4765 | 0 | 359.41 | 0.0017376 | 365.4765 | 0 | 359.41 | 0.0018873 | 365.4765 | 0 | 407.9419 | 9.6942e-05 | 365.4765 | 0 | 407.9419 | 3.6657e-05 | 365.4765 | 0 | 364.8736 | 0 | 622.6589 | 0.017791 | 364.8736 | 0 | 621.8103 | 0.00010725 | 622.6589 | 0.0090118 | 364.8736 | 0 | 365.4765 | 0.01904
|  | 408.8218 | 0 | 365.6918 | 25.4494 | 365.0887 | 26.7217 | 408.8218 | 0.052253 | 365.6918 | 0.10558 | 365.0887 | 0.32537 | 365.0887 | #REF! | 408.0551 | 9.9283e-05 | 365.6918 | 0 | 359.62 | -0.0069569 | 365.6918 | 0 | 408.8218 | 0.014965 | 365.6918 | 0 | 359.62 | -0.00094161 | 365.6918 | 5.4889e-05 | 359.62 | -0.01617 | 365.6918 | 0 | 408.0551 | 7.8115e-05 | 365.6918 | 0 | 408.0551 | 5.0018e-05 | 365.6918 | 0.0099556 | 365.0887 | 0 | 622.8188 | 0.018018 | 365.0887 | 0 | 621.9707 | 0 | 622.8188 | 0.0082221 | 365.0887 | 0 | 365.6918 | 0.049902
|  | 408.9345 | 0.010042 | 365.9071 | 25.836 | 365.3038 | 27.798 | 408.9345 | 0.066773 | 365.9071 | 0.072685 | 365.3038 | 0.26608 | 365.3038 | #REF! | 408.1682 | 9.891e-05 | 365.9071 | 0 | 359.84 | -0.016073 | 365.9071 | 0 | 408.9345 | 0.017895 | 365.9071 | 0 | 359.84 | -0.00035917 | 365.9071 | 0 | 359.84 | -0.013874 | 365.9071 | 0 | 408.1682 | 7.0849e-05 | 365.9071 | 0 | 408.1682 | 6.6805e-05 | 365.9071 | 0 | 365.3038 | 0 | 622.9788 | 0.015159 | 365.3038 | 0 | 622.131 | 0.00010725 | 622.9788 | 0.0085008 | 365.3038 | 0 | 365.9071 | 0.020009
|  | 409.0473 | 0 | 366.1224 | 26.2418 | 365.5189 | 28.769 | 409.0473 | 0.028085 | 366.1224 | 0.093485 | 365.5189 | 0.36899 | 365.5189 | #REF! | 408.2813 | 9.7979e-05 | 366.1224 | 0 | 360.05 | 0.02135 | 366.1224 | 0 | 409.0473 | 0.0099023 | 366.1224 | 0 | 360.05 | 0.0032519 | 366.1224 | 5.3305e-05 | 360.05 | 0.00020403 | 366.1224 | 0 | 408.2813 | 7.0684e-05 | 366.1224 | 0 | 408.2813 | 8.1708e-05 | 366.1224 | 0.0085844 | 365.5189 | 0 | 623.1388 | 0.022102 | 365.5189 | 0 | 622.2914 | 7.1499e-05 | 623.1388 | 0.0080363 | 365.5189 | 0 | 366.1224 | 0.044872
|  | 409.1601 | 0.0048561 | 366.3377 | 26.4017 | 365.7341 | 29.5908 | 409.1601 | 0.046044 | 366.3377 | 0.088929 | 365.7341 | 0.31999 | 365.7341 | #REF! | 408.3945 | 9.2391e-05 | 366.3377 | 0 | 360.27 | -0.033346 | 366.3377 | 0 | 409.1601 | 0.014476 | 366.3377 | 0 | 360.27 | -0.002689 | 366.3377 | 0 | 360.27 | -0.011732 | 366.3377 | 0 | 408.3945 | 7.1179e-05 | 366.3377 | 0 | 408.3945 | 6.8347e-05 | 366.3377 | 0 | 365.7341 | 0 | 623.2988 | 0.014115 | 365.7341 | 0 | 622.4518 | 0.00010725 | 623.2988 | 0.0082221 | 365.7341 | 0 | 366.3377 | 0.024357
|  | 409.2729 | 0 | 366.553 | 26.5756 | 365.9492 | 30.4745 | 409.2729 | 0.026938 | 366.553 | 0.10269 | 365.9492 | 0.35034 | 365.9492 | #REF! | 408.5077 | 0.00010152 | 366.553 | 0 | 360.48 | 0.033825 | 366.553 | 0 | 409.2729 | 0.01421 | 366.553 | 0 | 360.48 | 0.00033976 | 366.553 | 5.4637e-05 | 360.48 | -0.0063763 | 366.553 | 0 | 408.5077 | 6.7711e-05 | 366.553 | 0 | 408.5077 | 7.9995e-05 | 366.553 | 0.0091502 | 365.9492 | 0 | 623.4588 | 0.023918 | 365.9492 | 0 | 622.6122 | 0 | 623.4588 | 0.0079898 | 365.9492 | 0 | 366.553 | 0.049532
|  | 409.3856 | 0.0061872 | 366.7684 | 26.4448 | 366.1644 | 31.11 | 409.3856 | 0.051489 | 366.7684 | 0.087374 | 366.1644 | 0.34984 | 366.1644 | #REF! | 408.6208 | 0.00010021 | 366.7684 | 0 | 360.7 | -0.020391 | 366.7684 | 0 | 409.3856 | 0.01865 | 366.7684 | 0 | 360.7 | -0.0092122 | 366.7684 | 0 | 360.7 | 0.0015813 | 366.7684 | 0 | 408.6208 | 7.8115e-05 | 366.7684 | 0 | 408.6208 | 6.0125e-05 | 366.7684 | 0 | 366.1644 | 0 | 623.6188 | 0.016747 | 366.1644 | 0 | 622.7726 | 0.00010725 | 623.6188 | 0.0085008 | 366.1644 | 0 | 366.7684 | 0.021561
|  | 409.4984 | 0 | 366.9838 | 26.4891 | 366.3795 | 31.6228 | 409.4984 | 0.026365 | 366.9838 | 0.11901 | 366.3795 | 0.45124 | 366.3795 | #REF! | 408.734 | 0.00010766 | 366.9838 | 0 | 360.91 | -0.015113 | 366.9838 | 0 | 409.4984 | 0.020648 | 366.9838 | 0 | 360.91 | 0.0015046 | 366.9838 | 4.9872e-05 | 360.91 | 0.00081613 | 366.9838 | 0 | 408.734 | 8.2574e-05 | 366.9838 | 0 | 408.734 | 8.1708e-05 | 366.9838 | 0.0094991 | 366.3795 | 0 | 623.7788 | 0.023282 | 366.3795 | 0 | 622.933 | 7.1499e-05 | 623.7788 | 0.0084544 | 366.3795 | 0 | 366.9838 | 0.050445
|  | 409.6112 | 0 | 367.1992 | 26.1497 | 366.5947 | 32.0368 | 409.6112 | 0.046426 | 367.1992 | 0.11175 | 366.5947 | 0.45189 | 366.5947 | #REF! | 408.8472 | 0.00011065 | 367.1992 | 0 | 361.13 | -0.011275 | 367.1992 | 0 | 409.6112 | 0.01976 | 367.1992 | 0 | 361.13 | -0.0011746 | 367.1992 | 0 | 361.13 | -0.0037746 | 367.1992 | 0 | 408.8472 | 9.2649e-05 | 367.1992 | 0 | 408.8472 | 6.5092e-05 | 367.1992 | 0 | 366.5947 | 0 | 623.9388 | 0.019016 | 366.5947 | 0 | 623.0934 | 0 | 623.9388 | 0.0087331 | 366.5947 | 0 | 367.1992 | 0.021238
|  | 409.724 | 0 | 367.4146 | 25.9498 | 366.8099 | 32.1685 | 409.724 | 0.022926 | 367.4146 | 0.14261 | 366.8099 | 0.50146 | 366.8099 | #REF! | 408.9604 | 0.00012108 | 367.4146 | 0 | 361.35 | -0.012714 | 367.4146 | 0 | 409.724 | 0.021137 | 367.4146 | 0 | 361.35 | 0.0043004 | 367.4146 | 3.2715e-05 | 361.35 | 0.0046418 | 367.4146 | 0 | 408.9604 | 7.5638e-05 | 367.4146 | 0 | 408.9604 | 6.8347e-05 | 367.4146 | 0.004591 | 366.8099 | 0 | 624.0988 | 0.028229 | 366.8099 | 0 | 623.2538 | 0 | 624.0988 | 0.0080827 | 366.8099 | 0 | 367.4146 | 0.043375
|  | 409.8367 | 0.0048561 | 367.63 | 25.4399 | 367.0252 | 32.3726 | 409.8367 | 0.044229 | 367.63 | 0.10753 | 367.0252 | 0.44579 | 367.0252 | #REF! | 409.0735 | 0.00012219 | 367.63 | 0 | 361.56 | 0.0098357 | 367.63 | 0 | 409.8367 | 0.014609 | 367.63 | 0 | 361.56 | -9.7074e-06 | 367.63 | 0 | 361.56 | -0.0039276 | 367.63 | 0 | 409.0735 | 7.184e-05 | 367.63 | 0 | 409.0735 | 7.006e-05 | 367.63 | 0 | 367.0251 | 0 | 624.2589 | 0.020106 | 367.0252 | 0 | 623.4142 | 0.00010725 | 624.2589 | 0.0086402 | 367.0251 | 0 | 367.63 | 0.022967
|  | 409.9495 | 0 | 367.8454 | 25.1525 | 367.2404 | 32.4308 | 409.9495 | 0.0092977 | 367.8454 | 0.15492 | 367.2404 | 0.55519 | 367.2404 | #REF! | 409.1867 | 0.00011884 | 367.8454 | 0 | 361.78 | 0.0002399 | 367.8454 | 0 | 409.9495 | 0.017096 | 367.8454 | 0 | 361.78 | -0.0059506 | 367.8454 | 4.636e-05 | 361.78 | -0.0051518 | 367.8454 | 0 | 409.1867 | 7.6959e-05 | 367.8454 | 0 | 409.1867 | 7.6741e-05 | 367.8454 | 0.006069 | 367.2404 | 0 | 624.4189 | 0.024417 | 367.2404 | 0 | 623.5746 | 0.00028599 | 624.4189 | 0.0085008 | 367.2404 | 0 | 367.8454 | 0.042562
|  | 410.0623 | 0.00041907 | 368.0609 | 24.6812 | 367.4556 | 32.3536 | 410.0623 | 0.038306 | 368.0609 | 0.16869 | 367.4556 | 0.56416 | 367.4556 | #REF! | 409.2999 | 0.00010673 | 368.0608 | 0 | 361.99 | -0.00071969 | 368.0608 | 0 | 410.0623 | 0.014476 | 368.0608 | 0 | 361.99 | 0.00022327 | 368.0609 | 0 | 361.99 | -0.010049 | 368.0608 | 0 | 409.2999 | 8.307e-05 | 368.0608 | 0 | 409.2999 | 9.6782e-05 | 368.0609 | 0 | 367.4556 | 0 | 624.5789 | 0.016929 | 367.4556 | 0 | 623.735 | 0.00010725 | 624.5789 | 0.0090118 | 367.4556 | 0 | 368.0609 | 0.020312
|  | 410.175 | 0 | 368.2763 | 24.2811 | 367.6709 | 32.1803 | 410.175 | 0.01175 | 368.2763 | 0.18005 | 367.6709 | 0.64286 | 367.6709 | #REF! | 409.4131 | 0.00011158 | 368.2763 | 0 | 362.21 | 0.012235 | 368.2763 | 0 | 410.175 | 0.014965 | 368.2763 | 0 | 362.21 | -0.0042033 | 368.2763 | 5.8946e-05 | 362.21 | 0.0023464 | 368.2763 | 0 | 409.4131 | 9.6447e-05 | 368.2763 | 0 | 409.4131 | 9.6782e-05 | 368.2763 | 0.010122 | 367.6709 | 0 | 624.739 | 0.023282 | 367.6709 | 0 | 623.8955 | 0 | 624.739 | 0.0080827 | 367.6709 | 0 | 368.2763 | 0.041433
|  | 410.2878 | 0.014652 | 368.4918 | 23.4771 | 367.8862 | 31.9443 | 410.2878 | 0.035918 | 368.4918 | 0.18618 | 367.8862 | 0.62782 | 367.8862 | #REF! | 409.5263 | 0.00011716 | 368.4918 | 0 | 362.42 | -0.004558 | 368.4918 | 0 | 410.2878 | 0.015719 | 368.4918 | 0 | 362.42 | 0.0031355 | 368.4918 | 0 | 362.42 | 0.00051009 | 368.4918 | 0 | 409.5263 | 8.9511e-05 | 368.4918 | 0 | 409.5263 | 0.00012008 | 368.4918 | 0 | 367.8862 | 0 | 624.8991 | 0.017065 | 367.8862 | 0 | 624.0559 | 0 | 624.8991 | 0.0083614 | 367.8862 | 0 | 368.4918 | 0.012712
|  | 410.4006 | 0 | 368.7072 | 23.0035 | 368.1015 | 31.6231 | 410.4006 | 0.016431 | 368.7072 | 0.19452 | 368.1015 | 0.74725 | 368.1015 | #REF! | 409.6395 | 0.00011363 | 368.7073 | 0 | 362.64 | 0.017512 | 368.7073 | 0 | 410.4006 | 0.014076 | 368.7073 | 0 | 362.64 | 0.00057274 | 368.7072 | 4.2364e-05 | 362.64 | -0.0063763 | 368.7073 | 0 | 409.6395 | 9.1162e-05 | 368.7073 | 0 | 409.6395 | 0.00012676 | 368.7072 | 0.0075699 | 368.1015 | 0 | 625.0591 | 0.014342 | 368.1015 | 0 | 624.2164 | 7.1499e-05 | 625.0591 | 0.0079434 | 368.1015 | 0 | 368.7072 | 0.040534
|  | 410.5134 | 0 | 368.9228 | 22.2458 | 368.3168 | 31.0312 | 410.5134 | 0.025506 | 368.9228 | 0.20706 | 368.3168 | 0.69358 | 368.3168 | #REF! | 409.7528 | 9.7047e-05 | 368.9228 | 0 | 362.86 | 0.0016793 | 368.9228 | 0 | 410.5134 | 0.017629 | 368.9228 | 0 | 362.86 | -0.0044363 | 368.9228 | 0 | 362.86 | 0.006019 | 368.9228 | 0 | 409.7528 | 7.6134e-05 | 368.9228 | 0 | 409.7528 | 0.00012008 | 368.9228 | 0 | 368.3168 | 0 | 625.2192 | 0.017473 | 368.3168 | 0 | 624.3768 | 0.00032174 | 625.2192 | 0.0089189 | 368.3168 | 0 | 368.9228 | 0.016609
|  | 410.6261 | 0.0034071 | 369.1383 | 21.4356 | 368.5321 | 30.3426 | 410.6261 | 0.0091316 | 369.1383 | 0.24768 | 368.5321 | 0.83058 | 368.5321 | #REF! | 409.866 | 8.8479e-05 | 369.1383 | 0 | 363.07 | 0.0069569 | 369.1383 | 0 | 410.6261 | 0.014831 | 369.1383 | 0 | 363.07 | -0.0025725 | 369.1383 | 3.3808e-05 | 363.07 | 0.0052539 | 369.1383 | 0 | 409.866 | 6.606e-05 | 369.1383 | 0 | 409.866 | 7.3315e-05 | 369.1383 | 0.0077597 | 368.5321 | 0 | 625.3793 | 0.026096 | 368.5321 | 0 | 624.5373 | 7.1499e-05 | 625.3793 | 0.0085008 | 368.5321 | 0 | 369.1383 | 0.041651
|  | 410.7389 | 0.0036729 | 369.3538 | 20.6763 | 368.7475 | 29.5309 | 410.7389 | 0.027512 | 369.3538 | 0.26449 | 368.7475 | 0.7985 | 368.7475 | #REF! | 409.9792 | 0.00010748 | 369.3538 | 0 | 363.29 | -0.035264 | 369.3538 | 0 | 410.7389 | 0.01825 | 369.3538 | 0 | 363.29 | -0.0038538 | 369.3538 | 0 | 363.29 | 0.0020403 | 369.3538 | 0 | 409.9792 | 6.3417e-05 | 369.3538 | 0 | 409.9792 | 3.6657e-05 | 369.3538 | 0 | 368.7475 | 0 | 625.5394 | 0.018199 | 368.7475 | 0 | 624.6977 | 0.00032174 | 625.5394 | 0.0086866 | 368.7475 | 0 | 369.3538 | 0.016497
|  | 410.8517 | 0 | 369.5693 | 19.8959 | 368.9628 | 28.7801 | 410.8517 | 0.010317 | 369.5693 | 0.28439 | 368.9628 | 0.92757 | 368.9628 | #REF! | 410.0924 | 0.00010115 | 369.5694 | 0 | 363.5 | 0.0098357 | 369.5694 | 0 | 410.8517 | 0.01683 | 369.5694 | 0 | 363.5 | -0.0054848 | 369.5693 | 4.4424e-05 | 363.5 | -0.0031625 | 369.5694 | 0 | 410.0924 | 6.3087e-05 | 369.5694 | 0 | 410.0924 | 2.9977e-05 | 369.5693 | 0.005155 | 368.9629 | 0 | 625.6995 | 0.023918 | 368.9628 | 0 | 624.8582 | 0.00028599 | 625.6995 | 0.0079898 | 368.9629 | 0 | 369.5693 | 0.039303
|  | 410.9644 | 0.0029334 | 369.7849 | 19.1949 | 369.1782 | 28.1959 | 410.9644 | 0.029804 | 369.7849 | 0.2621 | 369.1782 | 0.94415 | 369.1782 | #REF! | 410.2057 | 9.2763e-05 | 369.7849 | 0 | 363.72 | 0.013674 | 369.7849 | 0 | 410.9644 | 0.01714 | 369.7849 | 0 | 363.72 | -0.0028054 | 369.7849 | 0 | 363.72 | -0.007141 | 369.7849 | 0 | 410.2057 | 7.2665e-05 | 369.7849 | 0 | 410.2057 | 5.6699e-05 | 369.7849 | 0 | 369.1782 | 0 | 625.8596 | 0.016747 | 369.1782 | 0 | 625.0187 | 0.00032174 | 625.8596 | 0.008315 | 369.1782 | 0 | 369.7849 | 0.015872
|  | 411.0772 | 0 | 370.0005 | 18.6479 | 369.3936 | 27.6867 | 411.0772 | 0.0096482 | 370.0005 | 0.31521 | 369.3936 | 1.0725 | 369.3936 | #REF! | 410.3189 | 6.892e-05 | 370.0005 | 0 | 363.93 | 0.00071969 | 370.0005 | 0 | 411.0772 | 0.01079 | 370.0005 | 0 | 363.93 | 0.003485 | 370.0005 | 2.5103e-05 | 363.93 | 0.00020403 | 370.0005 | 0 | 410.3189 | 7.0353e-05 | 370.0005 | 0 | 410.3189 | 6.6805e-05 | 370.0005 | 0.006651 | 369.3936 | 0 | 626.0197 | 0.025915 | 369.3936 | 0 | 625.1792 | 0 | 626.0197 | 0.0080363 | 369.3936 | 0 | 370.0005 | 0.036524
|  | 411.19 | 0 | 370.2161 | 17.9293 | 369.609 | 26.9817 | 411.19 | 0.032097 | 370.2161 | 0.30754 | 369.609 | 1.1008 | 369.609 | #REF! | 410.4321 | 7.7675e-05 | 370.2161 | 0 | 364.15 | -0.046299 | 370.2161 | 0 | 411.19 | 0.017229 | 370.2161 | 0 | 364.15 | -0.0032714 | 370.2161 | 0 | 364.15 | -0.0054579 | 370.2161 | 0 | 410.4321 | 7.8776e-05 | 370.2161 | 0 | 410.4321 | 9.3356e-05 | 370.2161 | 0 | 369.609 | 0 | 626.1798 | 0.016112 | 369.609 | 0 | 625.3397 | 0.00010725 | 626.1798 | 0.008315 | 369.609 | 0 | 370.2161 | 0.019151
|  | 411.3028 | 0 | 370.4317 | 17.381 | 369.8244 | 26.3699 | 411.3028 | 0.0024904 | 370.4317 | 0.32237 | 369.8244 | 1.1948 | 369.8244 | #REF! | 410.5454 | 7.9352e-05 | 370.4317 | 0 | 364.37 | -0.0035984 | 370.4317 | 0 | 411.3028 | 0.010568 | 370.4317 | 0 | 364.37 | 0.0056981 | 370.4317 | 5.3758e-05 | 364.37 | -0.0007141 | 370.4317 | 0 | 410.5454 | 7.5308e-05 | 370.4317 | 0 | 410.5454 | 6.5092e-05 | 370.4317 | 0.0056138 | 369.8245 | 0 | 626.3399 | 0.021694 | 369.8244 | 0 | 625.5001 | 7.1499e-05 | 626.3399 | 0.0079434 | 369.8245 | 0 | 370.4317 | 0.040313
|  | 411.4155 | 0.003377 | 370.6473 | 16.6103 | 370.0399 | 25.4555 | 411.4155 | 0.022735 | 370.6473 | 0.35197 | 370.0399 | 1.217 | 370.0399 | #REF! | 410.6587 | 9.8538e-05 | 370.6473 | 0 | 364.58 | -0.019911 | 370.6473 | 0 | 411.4155 | 0.015098 | 370.6473 | 0 | 364.58 | -0.0083969 | 370.6473 | 0 | 364.58 | -0.0076005 | 370.6473 | 0 | 410.6587 | 7.5638e-05 | 370.6473 | 0 | 410.6587 | 5.3444e-05 | 370.6473 | 0 | 370.0399 | 0 | 626.5 | 0.01652 | 370.0399 | 0 | 625.6607 | 0.00032174 | 626.5 | 0.0087331 | 370.0399 | 0 | 370.6473 | 0.017299
|  | 411.5283 | 0 | 370.8629 | 15.8703 | 370.2553 | 24.4998 | 411.5283 | 0.0024904 | 370.8629 | 0.36472 | 370.2553 | 1.3489 | 370.2553 | #REF! | 410.7719 | 8.9224e-05 | 370.8629 | 0 | 364.8 | 0.022789 | 370.8629 | 0 | 411.5283 | 0.018872 | 370.8629 | 0 | 364.8 | 0.0047664 | 370.8629 | 6.2978e-05 | 364.8 | 0.0021933 | 370.8629 | 0 | 410.7719 | 6.7216e-05 | 370.8629 | 0 | 410.7719 | 5.8412e-05 | 370.8629 | 0.012177 | 370.2553 | 0 | 626.6602 | 0.023373 | 370.2553 | 0 | 625.8212 | 7.1499e-05 | 626.6602 | 0.0084079 | 370.2553 | 0 | 370.8629 | 0.038169
|  | 411.6411 | 0.00071483 | 371.0786 | 15.0284 | 370.4708 | 23.5633 | 411.6411 | 0.018914 | 371.0786 | 0.38886 | 370.4708 | 1.4076 | 370.4708 | #REF! | 410.8852 | 0.00010748 | 371.0786 | 0 | 365.01 | -0.0055175 | 371.0786 | 0 | 411.6411 | 0.018872 | 371.0786 | 0 | 365.01 | -0.0068827 | 371.0786 | 1.885e-05 | 365.01 | -0.017853 | 371.0786 | 0 | 410.8852 | 6.8867e-05 | 371.0786 | 0 | 410.8852 | 8.6676e-05 | 371.0786 | 0 | 370.4708 | 0 | 626.8203 | 0.016429 | 370.4708 | 0 | 625.9817 | 0.00010725 | 626.8203 | 0.0087331 | 370.4708 | 0 | 371.0786 | 0.019897
|  | 411.7538 | 0 | 371.2943 | 14.3817 | 370.6863 | 22.6578 | 411.7538 | 0 | 371.2943 | 0.41989 | 370.6863 | 1.4928 | 370.6863 | #REF! | 410.9984 | 0.00010152 | 371.2942 | 0 | 365.23 | 0.025668 | 371.2942 | 0 | 411.7538 | 0.01381 | 371.2942 | 0 | 365.23 | -0.0012911 | 371.2943 | 3.5761e-05 | 365.23 | 0.0028055 | 371.2942 | 0 | 410.9984 | 5.4499e-05 | 371.2942 | 0 | 410.9984 | 9.3356e-05 | 371.2942 | 0.0066917 | 370.6863 | 0 | 626.9805 | 0.026732 | 370.6863 | 0 | 626.1422 | 0 | 626.9805 | 0.0080827 | 370.6863 | 0 | 371.2943 | 0.041349
|  | 411.8666 | 0.0081099 | 371.5099 | 13.7126 | 370.9018 | 21.8661 | 411.8666 | 0.023308 | 371.5099 | 0.42386 | 370.9018 | 1.5343 | 370.9018 | #REF! | 411.1117 | 9.5371e-05 | 371.5099 | 0 | 365.45 | -0.0088761 | 371.5099 | 0 | 411.8666 | 0.019893 | 371.5099 | 0 | 365.45 | -0.0089791 | 371.5099 | 0 | 365.45 | -0.0040807 | 371.5099 | 0 | 411.1117 | 6.1601e-05 | 371.5099 | 0 | 411.1117 | 7.5028e-05 | 371.5099 | 0 | 370.9018 | 0 | 627.1406 | 0.018744 | 370.9018 | 0 | 626.3027 | 0.00010725 | 627.1406 | 0.0085937 | 370.9018 | 0 | 371.5099 | 0.017365
|  | 411.9794 | 0 | 371.7256 | 13.1856 | 371.1173 | 21.1173 | 411.9794 | 0.0041507 | 371.7256 | 0.48448 | 371.1173 | 1.7049 | 371.1173 | #REF! | 411.225 | 6.4077e-05 | 371.7256 | 0 | 365.66 | 0.0079165 | 371.7256 | 0 | 411.9794 | 0.016075 | 371.7256 | 0 | 365.66 | -0.0047858 | 371.7256 | 4.6863e-05 | 365.66 | 0.0041827 | 371.7256 | 0 | 411.225 | 6.3417e-05 | 371.7256 | 0 | 411.225 | 6.1666e-05 | 371.7256 | 0.0082693 | 371.1173 | 0 | 627.3008 | 0.029273 | 371.1173 | 0 | 626.4633 | 0 | 627.3008 | 0.0080363 | 371.1173 | 0 | 371.7256 | 0.03454
|  | 412.0922 | 0.0032291 | 371.9413 | 12.6052 | 371.3328 | 20.2711 | 412.0922 | 0.020347 | 371.9413 | 0.52488 | 371.3328 | 1.7578 | 371.3328 | #REF! | 411.3383 | 7.1901e-05 | 371.9413 | 0 | 365.88 | -0.027587 | 371.9413 | 0 | 412.0922 | 0.021803 | 371.9413 | 0 | 365.88 | 0.0013882 | 371.9413 | 0 | 365.88 | 0.0029585 | 371.9413 | 0 | 411.3383 | 8.274e-05 | 371.9413 | 0 | 411.3383 | 9.8495e-05 | 371.9413 | 0 | 371.3329 | 0 | 627.461 | 0.0095762 | 371.3328 | 0 | 626.6238 | 0.00053624 | 627.461 | 0.0084079 | 371.3329 | 0 | 371.9413 | 0.023782
|  | 412.2049 | 0 | 372.157 | 12.1186 | 371.5484 | 19.6225 | 412.2049 | 0.0014942 | 372.157 | 0.5559 | 371.5484 | 1.9437 | 371.5484 | #REF! | 411.4516 | 7.7116e-05 | 372.157 | 0 | 366.09 | 0.0002399 | 372.157 | 0 | 412.2049 | 0.017629 | 372.157 | 0 | 366.09 | -0.0073485 | 372.157 | 4.7254e-05 | 366.09 | -0.0027035 | 372.157 | 0 | 411.4516 | 8.9676e-05 | 372.157 | 0 | 411.4516 | 9.0102e-05 | 372.157 | 0.0061974 | 371.5484 | 0 | 627.6211 | 0.017882 | 371.5484 | 0 | 626.7843 | 0 | 627.6211 | 0.0078969 | 371.5484 | 0 | 372.157 | 0.035439
|  | 412.3177 | 0.011936 | 372.3728 | 11.5712 | 371.764 | 18.8709 | 412.3177 | 0.024168 | 372.3728 | 0.57253 | 371.764 | 1.9668 | 371.764 | #REF! | 411.5649 | 8.5871e-05 | 372.3728 | 0 | 366.31 | -0.018472 | 372.3728 | 0 | 412.3177 | 0.01976 | 372.3728 | 0 | 366.31 | 0.0081444 | 372.3728 | 0 | 366.31 | -0.0057639 | 372.3728 | 0 | 411.5649 | 7.8446e-05 | 372.3728 | 0 | 411.5649 | 8.3421e-05 | 372.3728 | 0 | 371.764 | 0 | 627.7813 | 0.013979 | 371.764 | 0 | 626.9449 | 0 | 627.7813 | 0.0084544 | 371.764 | 0 | 372.3728 | 0.018048
|  | 412.4305 | 0 | 372.5885 | 11.0953 | 371.9795 | 18.1728 | 412.4305 | 0 | 372.5885 | 0.62164 | 371.9795 | 2.1646 | 371.9795 | #REF! | 411.6782 | 7.842e-05 | 372.5885 | 0 | 366.53 | -0.019911 | 372.5885 | 0 | 412.4305 | 0.014476 | 372.5885 | 0 | 366.53 | -9.7074e-06 | 372.5885 | 2.3822e-05 | 366.53 | 0.0047948 | 372.5885 | 0 | 411.6782 | 6.4243e-05 | 372.5885 | 0 | 411.6782 | 8.3421e-05 | 372.5885 | 0.011396 | 371.9795 | 0 | 627.9415 | 0.025869 | 371.9795 | 0 | 627.1055 | 0 | 627.9415 | 0.0078969 | 371.9795 | 0 | 372.5885 | 0.040146
|  | 412.5432 | 0.0021939 | 372.8043 | 10.5907 | 372.1951 | 17.503 | 412.5432 | 0.015857 | 372.8043 | 0.64825 | 372.1951 | 2.2419 | 372.1951 | #REF! | 411.7915 | 7.1156e-05 | 372.8043 | 0 | 366.74 | -0.015113 | 372.8043 | 0 | 412.5432 | 0.018517 | 372.8043 | 0 | 366.74 | -0.0016406 | 372.8043 | 0 | 366.74 | -0.0023974 | 372.8043 | 0 | 411.7915 | 5.7307e-05 | 372.8043 | 0 | 411.7915 | 8.6676e-05 | 372.8043 | 0 | 372.1951 | 0 | 628.1017 | 0.0118 | 372.1951 | 0 | 627.266 | 0.00032174 | 628.1017 | 0.0085937 | 372.1951 | 0 | 372.8043 | 0.016213
|  | 412.656 | 0 | 373.0201 | 10.0853 | 372.4107 | 16.8181 | 412.656 | 0.00066409 | 373.0201 | 0.71588 | 372.4107 | 2.4208 | 372.4107 | #REF! | 411.9048 | 6.3332e-05 | 373.0201 | 0 | 366.96 | 0.0098357 | 373.0201 | 0 | 412.656 | 0.017851 | 373.0201 | 0 | 366.96 | 0.0038344 | 373.0201 | 7.1918e-05 | 366.96 | -0.0010202 | 373.0201 | 0 | 411.9048 | 6.7381e-05 | 373.0201 | 0 | 411.9048 | 0.00011168 | 373.0201 | 0.0058557 | 372.4107 | 0 | 628.2619 | 0.020287 | 372.4107 | 0 | 627.4266 | 0 | 628.2619 | 0.0085008 | 372.4107 | 0 | 373.0201 | 0.039226
|  | 412.7688 | 0.0024896 | 373.2358 | 9.6401 | 372.6264 | 16.1555 | 412.7688 | 0.017577 | 373.2358 | 0.76418 | 372.6264 | 2.5676 | 372.6264 | #REF! | 412.0181 | 6.1656e-05 | 373.2358 | 0 | 367.17 | -0.016073 | 373.2358 | 0 | 412.7688 | 0.019627 | 373.2358 | 0 | 367.17 | -0.010144 | 373.2358 | 0 | 367.17 | -0.013109 | 373.2358 | 0 | 412.0181 | 6.8372e-05 | 373.2358 | 0 | 412.0181 | 8.1708e-05 | 373.2358 | 0 | 372.6264 | 0 | 628.4221 | 0.021694 | 372.6264 | 0 | 627.5871 | 0.00053624 | 628.4221 | 0.0087795 | 372.6264 | 0 | 373.2358 | 0.021083
|  | 412.8816 | 0 | 373.4517 | 9.308 | 372.842 | 15.4295 | 412.8816 | 0 | 373.4517 | 0.80373 | 372.842 | 2.7732 | 372.842 | #REF! | 412.1314 | 5.5136e-05 | 373.4517 | 0 | 367.39 | -0.012714 | 373.4517 | 0 | 412.8816 | 0.017362 | 373.4517 | 0 | 367.39 | 0.00010678 | 373.4517 | 5.1863e-05 | 367.39 | 0.0020403 | 373.4517 | 0 | 412.1314 | 6.5729e-05 | 373.4517 | 0 | 412.1314 | 8.8389e-05 | 373.4517 | 0.0070224 | 372.842 | 0 | 628.5823 | 0.017791 | 372.842 | 0 | 627.7477 | 7.1499e-05 | 628.5823 | 0.0081292 | 372.842 | 0 | 373.4517 | 0.038365
|  | 412.9943 | 0 | 373.6675 | 8.7866 | 373.0577 | 14.8272 | 412.9943 | 0.020538 | 373.6675 | 0.8621 | 373.0577 | 2.9082 | 373.0577 | #REF! | 412.2448 | 7.5813e-05 | 373.6675 | 0 | 367.61 | -0.041023 | 373.6675 | 0 | 412.9943 | 0.013455 | 373.6675 | 0 | 367.61 | -0.0078143 | 373.6675 | 0 | 367.61 | -0.0011732 | 373.6675 | 0 | 412.2448 | 7.9932e-05 | 373.6675 | 0 | 412.2448 | 6.6805e-05 | 373.6675 | 0 | 373.0577 | 0 | 628.7426 | 0.015703 | 373.0577 | 0 | 627.9083 | 0.00010725 | 628.7426 | 0.0081292 | 373.0577 | 0 | 373.6675 | 0.017281
|  | 413.1071 | 0 | 373.8833 | 8.4381 | 373.2733 | 14.2364 | 413.1071 | 0 | 373.8833 | 0.9514 | 373.2733 | 3.0796 | 373.2733 | #REF! | 412.3581 | 6.0166e-05 | 373.8833 | 0 | 367.82 | 0.017512 | 373.8833 | 0 | 413.1071 | 0.018606 | 373.8833 | 0 | 367.82 | -0.007698 | 373.8833 | 2.1043e-05 | 367.82 | -0.0028565 | 373.8833 | 0 | 412.3581 | 8.4226e-05 | 373.8833 | 0 | 412.3581 | 9.6782e-05 | 373.8833 | 0.0043306 | 373.2733 | 0 | 628.9028 | 0.021286 | 373.2733 | 0 | 628.0689 | 0 | 628.9028 | 0.007804 | 373.2733 | 0 | 373.8833 | 0.032406
|  | 413.2199 | 0.011524 | 374.0992 | 7.9656 | 373.489 | 13.5408 | 413.2199 | 0.020347 | 374.0992 | 1.0038 | 373.489 | 3.2883 | 373.489 | #REF! | 412.4714 | 7.2832e-05 | 374.0992 | 0 | 368.04 | 0.0074367 | 374.0992 | 0 | 413.2199 | 0.014831 | 374.0992 | 0 | 368.04 | -0.013406 | 374.0992 | 0 | 368.04 | -0.0007141 | 374.0992 | 0 | 412.4714 | 8.6538e-05 | 374.0992 | 0 | 412.4714 | 0.00012179 | 374.0992 | 0 | 373.489 | 0 | 629.063 | 0.02124 | 373.489 | 0 | 628.2295 | 0.00010725 | 629.063 | 0.0079434 | 373.489 | 0 | 374.0992 | 0.019095
|  | 413.3326 | 0 | 374.315 | 7.627 | 373.7047 | 13.0959 | 413.3326 | 0 | 374.315 | 1.0708 | 373.7047 | 3.5763 | 373.7047 | #REF! | 412.5847 | 4.9921e-05 | 374.315 | 0 | 368.25 | 0.0011995 | 374.315 | 0 | 413.3326 | 0.018384 | 374.315 | 0 | 368.25 | -0.00094161 | 374.315 | 6.3822e-05 | 368.25 | 0.010763 | 374.315 | 0 | 412.5847 | 7.2665e-05 | 374.315 | 0 | 412.5847 | 0.000105 | 374.315 | 0.0077281 | 373.7047 | 0 | 629.2233 | 0.022193 | 373.7047 | 0 | 628.3901 | 7.1499e-05 | 629.2233 | 0.0074789 | 373.7047 | 0 | 374.315 | 0.038407
|  | 413.4454 | 0.00027119 | 374.5309 | 7.3666 | 373.9204 | 12.5785 | 413.4454 | 0.012609 | 374.5309 | 1.0873 | 373.9204 | 3.7246 | 373.9204 | #REF! | 412.6981 | 4.8989e-05 | 374.5309 | 0 | 368.47 | -0.022311 | 374.5309 | 0 | 413.4454 | 0.02429 | 374.5309 | 0 | 368.47 | -0.0035044 | 374.5309 | 0 | 368.47 | 0.0012752 | 374.5309 | 0 | 412.6981 | 8.7694e-05 | 374.5309 | 0 | 412.6981 | 7.9995e-05 | 374.5309 | 0 | 373.9204 | 0 | 629.3835 | 0.019016 | 373.9204 | 0 | 628.5507 | 0.00010725 | 629.3835 | 0.0082685 | 373.9204 | 0 | 374.5309 | 0.018566
|  | 413.5582 | 0 | 374.7468 | 6.9734 | 374.1362 | 12.021 | 413.5582 | 0 | 374.7468 | 1.2131 | 374.1362 | 4.0182 | 374.1362 | #REF! | 412.8114 | 4.0421e-05 | 374.7468 | 0 | 368.69 | 0.010795 | 374.7468 | 0 | 413.5582 | 0.016341 | 374.7468 | 0 | 368.69 | -0.0054848 | 374.7468 | 4.2569e-05 | 368.69 | 0.00051009 | 374.7468 | 0 | 412.8114 | 7.9271e-05 | 374.7468 | 0 | 412.8114 | 3.837e-05 | 374.7468 | 0.0088082 | 374.1362 | 0 | 629.5438 | 0.0177 | 374.1362 | 0 | 628.7114 | 0 | 629.5438 | 0.0082221 | 374.1362 | 0 | 374.7468 | 0.042474
|  | 413.6709 | 0.010454 | 374.9627 | 6.6528 | 374.3519 | 11.5454 | 413.6709 | 0.02818 | 374.9627 | 1.2618 | 374.3519 | 4.2527 | 374.3519 | #REF! | 412.9248 | 4.3029e-05 | 374.9627 | 0 | 368.9 | 0.010795 | 374.9627 | 0 | 413.6709 | 0.016385 | 374.9627 | 0 | 368.9 | -0.0047858 | 374.9627 | 0 | 368.9 | -0.0010202 | 374.9627 | 0 | 412.9248 | 8.5712e-05 | 374.9627 | 0 | 412.9248 | 6.6805e-05 | 374.9627 | 0 | 374.3519 | 0 | 629.7041 | 0.013888 | 374.3519 | 0 | 628.872 | 0.00010725 | 629.7041 | 0.0086402 | 374.3519 | 0 | 374.9627 | 0.015369
|  | 413.7837 | 0 | 375.1786 | 6.4015 | 374.5677 | 11.1037 | 413.7837 | 0 | 375.1786 | 1.3796 | 374.5677 | 4.5823 | 374.5677 | #REF! | 413.0382 | 4.9362e-05 | 375.1786 | 0 | 369.12 | 0.020391 | 375.1786 | 0 | 413.7837 | 0.017851 | 375.1786 | 0 | 369.12 | 0.0016211 | 375.1786 | 7.803e-05 | 369.12 | 0.0023464 | 375.1786 | 0 | 413.0382 | 7.0849e-05 | 375.1786 | 0 | 413.0382 | 5.0018e-05 | 375.1787 | 0.011144 | 374.5677 | 0 | 629.8643 | 0.020922 | 374.5677 | 0 | 629.0326 | 7.1499e-05 | 629.8643 | 0.0082221 | 374.5677 | 0 | 375.1786 | 0.037679
|  | 413.8965 | 0.011689 | 375.3946 | 6.1105 | 374.7835 | 10.5386 | 413.8965 | 0.01624 | 375.3946 | 1.4824 | 374.7835 | 4.7987 | 374.7835 | #REF! | 413.1515 | 4.5637e-05 | 375.3946 | 0 | 369.33 | -0.012235 | 375.3946 | 0 | 413.8965 | 0.016252 | 375.3946 | 0 | 369.33 | 0.0058149 | 375.3946 | 0 | 369.33 | 0.013517 | 375.3946 | 0 | 413.1515 | 7.3822e-05 | 375.3946 | 0 | 413.1515 | 7.8454e-05 | 375.3946 | 0 | 374.7835 | 0 | 630.0246 | 0.021876 | 374.7835 | 0 | 629.1932 | 0.00053624 | 630.0246 | 0.0084079 | 374.7835 | 0 | 375.3946 | 0.019272
|  | 414.0092 | 0 | 375.6105 | 5.8661 | 374.9993 | 10.1754 | 414.0092 | 0 | 375.6105 | 1.6212 | 374.9993 | 5.132 | 374.9993 | #REF! | 413.2649 | 4.1538e-05 | 375.6105 | 0 | 369.55 | -0.0011995 | 375.6105 | 0 | 414.0092 | 0.015098 | 375.6105 | 0 | 369.55 | 0.0056981 | 375.6105 | 4.7502e-05 | 369.55 | 0.0023464 | 375.6105 | 0 | 413.2649 | 8.3896e-05 | 375.6105 | 0 | 413.2649 | 0.00010004 | 375.6105 | 0.0076604 | 374.9993 | 0 | 630.1849 | 0.01947 | 374.9993 | 0 | 629.3539 | 0 | 630.1849 | 0.008315 | 374.9993 | 0 | 375.6105 | 0.039039
|  | 414.122 | 0.0026375 | 375.8265 | 5.6034 | 375.2151 | 9.6557 | 414.122 | 0.024359 | 375.8265 | 1.6876 | 375.2151 | 5.4628 | 375.2151 | #REF! | 413.3783 | 3.3715e-05 | 375.8265 | 0 | 369.77 | -0.016073 | 375.8265 | 0 | 414.122 | 0.010924 | 375.8265 | 0 | 369.77 | -0.01096 | 375.8265 | 0 | 369.77 | -0.0063763 | 375.8265 | 0 | 413.3783 | 8.307e-05 | 375.8265 | 0 | 413.3783 | 0.0001468 | 375.8265 | 0 | 375.2151 | 0 | 630.3452 | 0.015658 | 375.2151 | 0 | 629.5145 | 0.00010725 | 630.3452 | 0.0085008 | 375.2151 | 0 | 375.8265 | 0.017193
|  | 414.2348 | 0 | 376.0425 | 5.3512 | 375.4309 | 9.3775 | 414.2348 | 0 | 376.0425 | 1.8255 | 375.4309 | 5.8866 | 375.4309 | #REF! | 413.4916 | 3.6882e-05 | 376.0425 | 0 | 369.98 | 0.014634 | 376.0425 | 0 | 414.2348 | 0.024423 | 376.0425 | 0 | 369.98 | -0.005368 | 376.0425 | 6.4179e-05 | 369.98 | 0.0014282 | 376.0425 | 0 | 413.4916 | 8.4887e-05 | 376.0425 | 0 | 413.4916 | 0.00012505 | 376.0425 | 0.0057802 | 375.4309 | 0 | 630.5055 | 0.024508 | 375.4309 | 0 | 629.6752 | 7.1499e-05 | 630.5055 | 0.008315 | 375.4309 | 0 | 376.0425 | 0.036269
|  | 414.3475 | 0.0055956 | 376.2585 | 5.117 | 375.6467 | 9.0136 | 414.3475 | 0.0099348 | 376.2585 | 1.9136 | 375.6467 | 6.2484 | 375.6467 | #REF! | 413.605 | 3.949e-05 | 376.2585 | 0 | 370.2 | 0.0016793 | 376.2585 | 0 | 414.3475 | 0.02016 | 376.2585 | 0 | 370.2 | 0.00033976 | 376.2585 | 0 | 370.2 | -0.0088246 | 376.2585 | 0 | 413.605 | 7.4482e-05 | 376.2585 | 0 | 413.605 | 0.00010175 | 376.2585 | 0 | 375.6467 | 0 | 630.6658 | 0.019652 | 375.6467 | 0 | 629.8359 | 0 | 630.6658 | 0.0085008 | 375.6467 | 0 | 376.2585 | 0.021058
|  | 414.4603 | 0 | 376.4745 | 4.9798 | 375.8626 | 8.7174 | 414.4603 | 0 | 376.4745 | 2.1141 | 375.8626 | 6.7021 | 375.8626 | #REF! | 413.7184 | 3.4647e-05 | 376.4745 | 0 | 370.41 | 0.0098357 | 376.4745 | 0 | 414.4603 | 0.021625 | 376.4745 | 0 | 370.41 | 0.00022327 | 376.4745 | 5.3421e-05 | 370.41 | -0.0016323 | 376.4745 | 0 | 413.7184 | 7.3822e-05 | 376.4745 | 0 | 413.7184 | 6.8347e-05 | 376.4745 | 0.0034826 | 375.8626 | 0 | 630.8261 | 0.018653 | 375.8626 | 0 | 629.9965 | 7.1499e-05 | 630.8261 | 0.0080363 | 375.8626 | 0 | 376.4745 | 0.036181
|  | 414.5731 | 0.0060393 | 376.6905 | 4.7177 | 376.0785 | 8.3623 | 414.5731 | 0.0097437 | 376.6905 | 2.2561 | 376.0785 | 7.1294 | 376.0785 | #REF! | 413.8318 | 3.7813e-05 | 376.6905 | 0 | 370.63 | -0.012235 | 376.6905 | 0 | 414.5731 | 0.02016 | 376.6905 | 0 | 370.63 | -0.01061 | 376.6905 | 0 | 370.63 | -0.0046928 | 376.6905 | 0 | 413.8318 | 7.1179e-05 | 376.6905 | 0 | 413.8318 | 7.1773e-05 | 376.6905 | 0 | 376.0785 | 0 | 630.9864 | 0.017246 | 376.0785 | 0 | 630.1572 | 0.00032174 | 630.9864 | 0.008315 | 376.0785 | 0 | 376.6905 | 0.020059
|  | 414.6859 | 0 | 376.9066 | 4.5969 | 376.2944 | 7.9842 | 414.6859 | 0 | 376.9066 | 2.4146 | 376.2944 | 7.5965 | 376.2944 | #REF! | 413.9452 | 3.9117e-05 | 376.9066 | 0 | 370.85 | -0.0031186 | 376.9066 | 0 | 414.6859 | 0.016608 | 376.9066 | 0 | 370.85 | -0.002456 | 376.9066 | 6.2602e-05 | 370.85 | 0.0029585 | 376.9066 | 0 | 413.9452 | 6.1435e-05 | 376.9066 | 0 | 413.9452 | 6.6805e-05 | 376.9066 | 0.010738 | 376.2944 | 0 | 631.1468 | 0.015794 | 376.2944 | 0 | 630.3179 | 7.1499e-05 | 631.1468 | 0.0079898 | 376.2944 | 0 | 376.9066 | 0.031853
|  | 414.7986 | 0.010042 | 377.1226 | 4.4022 | 376.5103 | 7.7687 | 414.7986 | 0.016526 | 377.1226 | 2.5536 | 376.5103 | 8.076 | 376.5103 | #REF! | 414.0586 | 3.7254e-05 | 377.1226 | 0 | 371.06 | 0.0011995 | 377.1226 | 0 | 414.7986 | 0.020782 | 377.1226 | 0 | 371.06 | -0.0033879 | 377.1226 | 0 | 371.06 | 0.0018873 | 377.1226 | 0 | 414.0586 | 7.2996e-05 | 377.1226 | 0 | 414.0586 | 7.1773e-05 | 377.1226 | 0 | 376.5103 | 0 | 631.3071 | 0.018835 | 376.5103 | 0 | 630.4786 | 0 | 631.3071 | 0.0086402 | 376.5103 | 0 | 377.1226 | 0.014928
|  | 414.9114 | 0 | 377.3387 | 4.2315 | 376.7262 | 7.5279 | 414.9114 | 0 | 377.3387 | 2.7678 | 376.7262 | 8.7202 | 376.7262 | #REF! | 414.172 | 2.999e-05 | 377.3387 | 0 | 371.28 | -0.0093559 | 377.3387 | 0 | 414.9114 | 0.018606 | 377.3387 | 0 | 371.28 | -0.00094161 | 377.3387 | 6.9951e-05 | 371.28 | -0.0045398 | 377.3387 | 0 | 414.172 | 7.6464e-05 | 377.3387 | 0 | 414.172 | 9.8495e-05 | 377.3387 | 0.0087211 | 376.7262 | 0 | 631.4674 | 0.028865 | 376.7262 | 0 | 630.6392 | 7.1499e-05 | 631.4674 | 0.0079898 | 376.7262 | 0 | 377.3387 | 0.033436
|  | 415.0242 | 0.003377 | 377.5547 | 4.0887 | 376.9421 | 7.2467 | 415.0242 | 0.016526 | 377.5547 | 2.978 | 376.9421 | 9.1834 | 376.9421 | #REF! | 414.2854 | 2.7009e-05 | 377.5548 | 0 | 371.5 | -0.0098357 | 377.5548 | 0 | 415.0242 | 0.0127 | 377.5548 | 0 | 371.5 | -0.0016406 | 377.5547 | 0 | 371.5 | -0.0080593 | 377.5548 | 0 | 414.2854 | 9.463e-05 | 377.5548 | 0 | 414.2854 | 0.00011014 | 377.5548 | 0 | 376.9421 | 0 | 631.6278 | 0.021966 | 376.9421 | 0 | 630.7999 | 0 | 631.6278 | 0.0085008 | 376.9421 | 0 | 377.5547 | 0.01772
|  | 415.1369 | 0 | 377.7708 | 3.8822 | 377.1581 | 7.0096 | 415.1369 | 0 | 377.7708 | 3.2309 | 377.1581 | 9.9106 | 377.1581 | #REF! | 414.3988 | 2.9058e-05 | 377.7709 | 0 | 371.71 | -0.011275 | 377.7709 | 0 | 415.1369 | 0.015986 | 377.7709 | 0 | 371.71 | -0.001757 | 377.7708 | 7.2701e-05 | 371.71 | 0.0044887 | 377.7709 | 0 | 414.3988 | 7.5638e-05 | 377.7709 | 0 | 414.3988 | 0.00010672 | 377.7708 | 0.0071475 | 377.1581 | 0 | 631.7881 | 0.026505 | 377.1581 | 0 | 630.9606 | 7.1499e-05 | 631.7881 | 0.0077576 | 377.1581 | 0 | 377.7708 | 0.035634
|  | 415.2497 | 0.0121 | 377.987 | 3.8071 | 377.374 | 6.8122 | 415.2497 | 0.012227 | 377.987 | 3.3594 | 377.374 | 10.535 | 377.374 | #REF! | 414.5123 | 2.6078e-05 | 377.987 | 0 | 371.93 | -0.012235 | 377.987 | 0 | 415.2497 | 0.022158 | 377.987 | 0 | 371.93 | -0.0050185 | 377.987 | 0 | 371.93 | -0.0051518 | 377.987 | 0 | 414.5123 | 7.9106e-05 | 377.987 | 0 | 414.5123 | 0.00010346 | 377.987 | 0 | 377.374 | 0 | 631.9485 | 0.020332 | 377.374 | 0 | 631.1214 | 0.00032174 | 631.9485 | 0.0086402 | 377.374 | 0 | 377.987 | 0.016375
|  | 415.3625 | 0 | 378.2031 | 3.701 | 377.59 | 6.5688 | 415.3625 | 0 | 378.2031 | 3.7112 | 377.59 | 11.1954 | 377.59 | #REF! | 414.6257 | 1.5647e-05 | 378.2031 | 0 | 372.15 | 0.013194 | 378.2031 | 0 | 415.3625 | 0.01976 | 378.2031 | 0 | 372.15 | 0.0026695 | 378.2031 | 3.7755e-05 | 372.15 | -0.00010202 | 378.2031 | 0 | 414.6257 | 6.2591e-05 | 378.2031 | 0 | 414.6257 | 9.6782e-05 | 378.2031 | 0.0042931 | 377.59 | 0 | 632.1089 | 0.024326 | 377.59 | 0 | 631.2821 | 0.00028599 | 632.1089 | 0.0076647 | 377.59 | 0 | 378.2031 | 0.031655
|  | 415.4752 | 0.0038207 | 378.4193 | 3.5947 | 377.806 | 6.4424 | 415.4752 | 0.011559 | 378.4193 | 3.9702 | 377.806 | 12.0864 | 377.806 | #REF! | 414.7391 | 1.7696e-05 | 378.4192 | 0 | 372.36 | -0.025668 | 378.4192 | 0 | 415.4752 | 0.02167 | 378.4192 | 0 | 372.36 | -0.0064164 | 378.4193 | 0 | 372.36 | -0.02229 | 378.4192 | 0 | 414.7391 | 6.8867e-05 | 378.4192 | 0 | 414.7391 | 9.5069e-05 | 378.4192 | 0 | 377.806 | 0 | 632.2693 | 0.018517 | 377.806 | 0 | 631.4428 | 0.00010725 | 632.2693 | 0.0084079 | 377.806 | 0 | 378.4193 | 0.01659
|  | 415.588 | 0 | 378.6354 | 3.5169 | 378.022 | 6.2049 | 415.588 | 0 | 378.6354 | 4.3421 | 378.022 | 13.0073 | 378.022 | #REF! | 414.8526 | 1.4715e-05 | 378.6354 | 0.13208 | 372.58 | 0.0035984 | 378.6354 | 0.13595 | 415.588 | 0.018739 | 378.6354 | 0.03034 | 372.58 | 0.008727 | 378.6354 | 0.028002 | 372.58 | -0.0034686 | 378.6354 | 0.028461 | 414.8526 | 5.6811e-05 | 378.6354 | 0.075435 | 414.8526 | 7.5028e-05 | 378.6354 | 0.0056734 | 378.022 | 0 | 632.4296 | 0.027776 | 378.022 | 0 | 631.6035 | 0 | 632.4296 | 0.0074789 | 378.022 | 0 | 378.6354 | 0.033277
|  | 415.7008 | 0.003377 | 378.8516 | 3.3055 | 378.2381 | 5.9811 | 415.7008 | 0.01089 | 378.8516 | 4.5735 | 378.2381 | 13.415 | 378.2381 | #REF! | 414.966 | 1.9558e-05 | 378.8516 | 0 | 372.79 | -0.0098357 | 378.8516 | 0.024385 | 415.7008 | 0.016608 | 378.8516 | 0 | 372.79 | 0.0011552 | 378.8516 | 0 | 372.79 | -0.0063763 | 378.8516 | 0 | 414.966 | 6.7216e-05 | 378.8516 | 0 | 414.966 | 0.00010672 | 378.8516 | 0 | 378.2381 | 0 | 632.59 | 0.014115 | 378.2381 | 0 | 631.7643 | 0.00010725 | 632.59 | 0.0084079 | 378.2381 | 0 | 378.8516 | 0.017319
|  | 415.8135 | 0 | 379.0677 | 3.1335 | 378.4541 | 5.7206 | 415.8135 | 0 | 379.0677 | 4.7797 | 378.4541 | 14.0643 | 378.4541 | #REF! | 415.0795 | 1.3039e-05 | 379.0677 | 0.12755 | 373.01 | 0.026148 | 379.0677 | 0.11462 | 415.8135 | 0.019627 | 379.0677 | 0.039875 | 373.01 | -0.0057175 | 379.0677 | 0.020029 | 373.01 | 0.0090795 | 379.0677 | 0.010354 | 415.0795 | 8.7199e-05 | 379.0677 | 0.060485 | 415.0795 | 0.00011837 | 379.0677 | 0.0053199 | 378.4541 | 0 | 632.7504 | 0.022239 | 378.4541 | 0 | 631.925 | 0 | 632.7504 | 0.0075718 | 378.4541 | 0 | 379.0677 | 0.036974
|  | 415.9263 | 0.0041166 | 379.2839 | 3.0246 | 378.6702 | 5.4444 | 415.9263 | 0.0096482 | 379.2839 | 5.0323 | 378.6702 | 14.739 | 378.6702 | #REF! | 415.1929 | 1.7696e-05 | 379.2839 | 0 | 373.23 | 0.0040782 | 379.2839 | 0 | 415.9263 | 0.018117 | 379.2839 | 0 | 373.23 | -0.001757 | 379.2839 | 0 | 373.23 | -0.01112 | 379.2839 | 0 | 415.1929 | 0.0001019 | 379.2839 | 0 | 415.1929 | 0.00013344 | 379.2839 | 0 | 378.6702 | 0 | 632.9108 | 0.01652 | 378.6702 | 0 | 632.0857 | 0.00010725 | 632.9108 | 0.0079434 | 378.6702 | 0 | 379.2839 | 0.013373
|  | 416.0391 | 0 | 379.5002 | 2.9853 | 378.8862 | 5.4391 | 416.0391 | 0.00049804 | 379.5002 | 5.4883 | 378.8862 | 15.8206 | 378.8862 | #REF! | 415.3064 | 1.3784e-05 | 379.5002 | 0.095228 | 373.44 | 0.020872 | 379.5002 | 0.12475 | 416.0391 | 0.020648 | 379.5002 | 0.040951 | 373.44 | -0.0018735 | 379.5002 | 0.022776 | 373.44 | 0.0051009 | 379.5002 | 0.010654 | 415.3064 | 0.00010256 | 379.5002 | 0.058 | 415.3064 | 9.1815e-05 | 379.5002 | 0.0013708 | 378.8862 | 0 | 633.0712 | 0.027866 | 378.8862 | 0 | 632.2465 | 0 | 633.0712 | 0.0076182 | 378.8862 | 0 | 379.5002 | 0.033961
|  | 416.1518 | 0.0061872 | 379.7164 | 2.9296 | 379.1023 | 5.3758 | 416.1518 | 0.010317 | 379.7164 | 5.8682 | 379.1023 | 17.0329 | 379.1023 | #REF! | 415.4198 | 1.9931e-05 | 379.7164 | 0 | 373.66 | -0.011755 | 379.7164 | 0.0076697 | 416.1518 | 0.019627 | 379.7164 | 0 | 373.66 | 0.00092222 | 379.7164 | 0.0046358 | 373.66 | 0.0035706 | 379.7164 | 0 | 415.4198 | 9.3144e-05 | 379.7164 | 0 | 415.4198 | 8.6676e-05 | 379.7164 | 0 | 379.1023 | 0 | 633.2317 | 0.016293 | 379.1023 | 0 | 632.4072 | 0.00010725 | 633.2317 | 0.0081756 | 379.1023 | 0 | 379.7164 | 0.014718
|  | 416.2646 | 0 | 379.9326 | 2.8805 | 379.3184 | 5.3156 | 416.2646 | 0 | 379.9326 | 6.42 | 379.3184 | 18.2952 | 379.3184 | #REF! | 415.5333 | 1.1735e-05 | 379.9326 | 0.10745 | 373.88 | 0.016553 | 379.9326 | 0.12322 | 416.2646 | 0.021892 | 379.9326 | 0.029063 | 373.88 | 0.0023201 | 379.9326 | 0.015376 | 373.88 | 0.0020403 | 379.9326 | 0.013031 | 415.5333 | 9.9915e-05 | 379.9326 | 0.06226 | 415.5333 | 5.8412e-05 | 379.9326 | 0.0045219 | 379.3184 | 0 | 633.3921 | 0.023464 | 379.3184 | 0 | 632.568 | 7.1499e-05 | 633.3921 | 0.0079898 | 379.3184 | 0 | 379.9326 | 0.030379
|  | 416.3774 | 0.0048561 | 380.1489 | 2.8064 | 379.5345 | 5.2133 | 416.3774 | 0.013087 | 380.1489 | 6.8107 | 379.5345 | 19.4081 | 379.5345 | #REF! | 415.6468 | 1.1176e-05 | 380.1489 | 0 | 374.09 | 0.0079165 | 380.1489 | 0.026806 | 416.3774 | 0.022647 | 380.1489 | 0 | 374.09 | -0.00070865 | 380.1489 | 0.002373 | 374.09 | -0.0016323 | 380.1489 | 0 | 415.6468 | 8.6043e-05 | 380.1489 | 0 | 415.6468 | 7.006e-05 | 380.1489 | 0 | 379.5345 | 0 | 633.5525 | 0.013706 | 379.5345 | 0 | 632.7288 | 0.00010725 | 633.5525 | 0.0082221 | 379.5345 | 0 | 380.1489 | 0.014026
|  | 416.4901 | 0 | 380.3652 | 2.772 | 379.7507 | 5.1031 | 416.4901 | 0 | 380.3652 | 7.47 | 379.7507 | 20.7614 | 379.7507 | #REF! | 415.7603 | 1.6764e-06 | 380.3652 | 0.12924 | 374.31 | 0.011275 | 380.3652 | 0.086411 | 416.4901 | 0.026288 | 380.3652 | 0.027665 | 374.31 | 0.00045625 | 380.3652 | 0.010475 | 374.31 | 0.0075495 | 380.3652 | 0.028268 | 415.7603 | 8.0262e-05 | 380.3652 | 0.014323 | 415.7603 | 7.6741e-05 | 380.3652 | 0.0013994 | 379.7507 | 0 | 633.713 | 0.021921 | 379.7507 | 0 | 632.8896 | 7.1499e-05 | 633.713 | 0.0078969 | 379.7507 | 0 | 380.3652 | 0.023758
|  | 416.6029 | 0.018439 | 380.5815 | 2.7024 | 379.9668 | 5.0231 | 416.6029 | 0.0057976 | 380.5815 | 7.9401 | 379.9668 | 22.0608 | 379.9668 | #REF! | 415.8737 | 2.9803e-06 | 380.5814 | 0 | 374.53 | -0.0074367 | 380.5814 | 0 | 416.6029 | 0.014476 | 380.5814 | 0 | 374.53 | -0.0032714 | 380.5815 | 0 | 374.53 | -0.0025504 | 380.5814 | 0 | 415.8737 | 7.0684e-05 | 380.5814 | 0 | 415.8737 | 6.8347e-05 | 380.5815 | 0 | 379.9668 | 0 | 633.8734 | 0.018653 | 379.9668 | 0 | 633.0503 | 0.00032174 | 633.8734 | 0.0080827 | 379.9668 | 0 | 380.5815 | 0.015943
|  | 416.7157 | 0 | 380.7977 | 2.668 | 380.183 | 4.9805 | 416.7157 | 0 | 380.7977 | 8.5055 | 380.183 | 23.3912 | 380.183 | #REF! | 415.9872 | 3.5392e-06 | 380.7977 | 0.10821 | 374.74 | 0.022789 | 380.7977 | 0.099732 | 416.7157 | 0.013588 | 380.7977 | 0.023126 | 374.74 | -0.0030384 | 380.7977 | 0.0235 | 374.74 | -0.0048458 | 380.7977 | 0.021825 | 415.9872 | 8.0262e-05 | 380.7977 | 0.078518 | 415.9872 | 4.6764e-05 | 380.7977 | 0.0056012 | 380.183 | 0 | 634.0339 | 0.022329 | 380.183 | 0 | 633.2111 | 0 | 634.0339 | 0.007804 | 380.183 | 0 | 380.7977 | 0.03138
|  | 416.8284 | 0.010783 | 381.0141 | 2.5561 | 380.3992 | 4.8468 | 416.8284 | 0.019678 | 381.0141 | 9.1144 | 380.3992 | 24.7752 | 380.3992 | #REF! | 416.1007 | 4.2842e-06 | 381.0141 | 0 | 374.96 | -0.026148 | 381.0141 | 0 | 416.8284 | 0.024689 | 381.0141 | 0 | 374.96 | 0.0011552 | 381.0141 | 0 | 374.96 | -0.0037746 | 381.0141 | 0 | 416.1007 | 9.8759e-05 | 381.0141 | 0 | 416.1007 | 5.1731e-05 | 381.0141 | 0 | 380.3992 | 0 | 634.1943 | 0.021149 | 380.3992 | 0 | 633.3719 | 0 | 634.1943 | 0.0081292 | 380.3992 | 0 | 381.0141 | 0.017924
|  | 416.9412 | 0 | 381.2304 | 2.5711 | 380.6154 | 4.7875 | 416.9412 | 0 | 381.2304 | 9.7757 | 380.6154 | 26.3752 | 380.6154 | #REF! | 416.2142 | 2.9803e-06 | 381.2304 | 0.097283 | 375.18 | 0.010795 | 381.2304 | 0.075992 | 416.9412 | 0.025444 | 381.2304 | 0.034144 | 375.18 | -0.0030384 | 381.2304 | 0.0084735 | 375.18 | 0.0051009 | 381.2304 | 0.0061631 | 416.2142 | 0.00010735 | 381.2304 | 0.027871 | 416.2142 | 0.00010175 | 381.2304 | 0.0054896 | 380.6154 | 0 | 634.3548 | 0.028819 | 380.6154 | 0 | 633.5327 | 7.1499e-05 | 634.3548 | 0.0079898 | 380.6154 | 0 | 381.2304 | 0.030203
|  | 417.054 | 0.0057434 | 381.4467 | 2.5213 | 380.8316 | 4.7052 | 417.054 | 0.014902 | 381.4467 | 10.4588 | 380.8316 | 28.04 | 380.8316 | #REF! | 416.3277 | 4.6568e-06 | 381.4467 | 0 | 375.39 | -0.012714 | 381.4467 | 0 | 417.054 | 0.022425 | 381.4467 | 0 | 375.39 | -0.00199 | 381.4467 | 0 | 375.39 | -0.010813 | 381.4467 | 0 | 416.3277 | 0.00010834 | 381.4467 | 0 | 416.3277 | 0.00014337 | 381.4467 | 0 | 380.8316 | 0 | 634.5153 | 0.02124 | 380.8316 | 0 | 633.6935 | 0.00010725 | 634.5153 | 0.0081292 | 380.8316 | 0 | 381.4467 | 0.014498
|  | 417.1668 | 0 | 381.6631 | 2.4927 | 381.0478 | 4.6586 | 417.1668 | 0 | 381.6631 | 11.2291 | 381.0478 | 29.6906 | 381.0478 | #REF! | 416.4412 | 3.9117e-06 | 381.6631 | 0.1072 | 375.61 | 0.0079165 | 381.6631 | 0.091661 | 417.1668 | 0.022913 | 381.6631 | 0.049239 | 375.61 | 0.00092222 | 381.6631 | 0.013507 | 375.61 | 5.1009e-05 | 381.6631 | 0.024622 | 416.4412 | 8.4887e-05 | 381.6631 | 0.085219 | 416.4412 | 0.00011837 | 381.6631 | 0.0097374 | 381.0478 | 0.12238 | 634.6757 | 0.021694 | 381.0478 | -0.0062747 | 633.8543 | 0 | 634.6757 | 0.007804 | 381.0478 | 0.04182 | 381.6631 | 0.027505
|  | 417.2795 | 0.0063351 | 381.8795 | 2.4242 | 381.2641 | 4.5584 | 417.2795 | 0.010794 | 381.8795 | 11.872 | 381.2641 | 29.9917 | 381.2641 | #REF! | 416.5547 | 3.9117e-06 | 381.8795 | 0 | 375.83 | -0.014154 | 381.8795 | 0 | 417.2795 | 0.0079041 | 381.8795 | 0 | 375.83 | -0.0030384 | 381.8795 | 0 | 375.83 | 0.00096913 | 381.8795 | 0 | 416.5547 | 8.0262e-05 | 381.8795 | 0 | 416.5547 | 9.0102e-05 | 381.8795 | 0 | 381.264 | -0.17308 | 634.8362 | 0.016339 | 381.2641 | 0.0020364 | 634.0152 | 0.00010725 | 634.8362 | 0.0079898 | 381.264 | -0.032754 | 381.8795 | 0.01107
|  | 417.3923 | 0 | 382.0959 | 2.3503 | 381.4803 | 4.5523 | 417.3923 | 0 | 382.0959 | 12.8633 | 381.4803 | 30.3229 | 381.4803 | #REF! | 416.6683 | 9.3136e-07 | 382.0958 | 0.066975 | 376.04 | 0.015113 | 382.0958 | 0.06118 | 417.3923 | 0.020737 | 382.0958 | 0.025642 | 376.04 | -0.00199 | 382.0959 | 0.014191 | 376.04 | -0.0039276 | 382.0958 | 0.021884 | 416.6683 | 6.8867e-05 | 382.0958 | 0.035146 | 416.6683 | 5.8412e-05 | 382.0959 | 0.0077488 | 381.4803 | 0.076767 | 634.9967 | 0.021059 | 381.4803 | 0.056268 | 634.176 | 0 | 634.9967 | 0.0080363 | 381.4803 | 0.047439 | 382.0959 | 0.025728
|  | 417.5051 | 0.0013064 | 382.3123 | 2.3287 | 381.6966 | 4.5093 | 417.5051 | 0.01624 | 382.3123 | 13.78 | 381.6966 | 31.9899 | 381.6966 | #REF! | 416.7818 | 9.3136e-07 | 382.3122 | 0 | 376.26 | -0.018952 | 382.3122 | 0 | 417.5051 | 0.017895 | 382.3122 | 0 | 376.26 | -0.0042033 | 382.3123 | 0 | 376.26 | 0.0015813 | 382.3122 | 0 | 416.7818 | 7.8776e-05 | 382.3122 | 0 | 416.7818 | 7.8454e-05 | 382.3123 | 0 | 381.6966 | -0.095908 | 635.1572 | 0.016929 | 381.6966 | -0.038201 | 634.3368 | 0.00010725 | 635.1572 | 0.008315 | 381.6966 | -0.014877 | 382.3123 | 0.010299
|  | 417.6178 | 0 | 382.5287 | 2.3317 | 381.9129 | 4.5359 | 417.6178 | 0 | 382.5287 | 14.8567 | 381.9129 | 33.7543 | 381.9129 | #REF! | 416.8953 | 1.3039e-06 | 382.5287 | 0.12895 | 376.48 | 0.02183 | 382.5287 | 0.066636 | 417.6178 | 0.015586 | 382.5287 | 0.02463 | 376.48 | -0.0059506 | 382.5287 | 0.012466 | 376.48 | 0.0032646 | 382.5287 | 0.014079 | 416.8953 | 8.852e-05 | 382.5287 | 0.045697 | 416.8953 | 0.00012847 | 382.5287 | 0.0055415 | 381.9129 | 0.081654 | 635.3177 | 0.023782 | 381.9129 | 0.019694 | 634.4977 | 0 | 635.3177 | 0.0081756 | 381.9129 | 0.045204 | 382.5287 | 0.02602
|  | 417.7306 | 0.003525 | 382.7451 | 2.3329 | 382.1292 | 4.5057 | 417.7306 | 0.0029816 | 382.7451 | 16.0029 | 382.1292 | 34.8836 | 382.1292 | #REF! | 417.0088 | 7.4509e-07 | 382.7451 | 0 | 376.69 | 0.011275 | 382.7451 | 0 | 417.7306 | 0.018872 | 382.7451 | 0 | 376.69 | -0.00199 | 382.7451 | 0 | 376.69 | -0.0039276 | 382.7451 | 0 | 417.0088 | 0.00010388 | 382.7451 | 0 | 417.0088 | 0.00014012 | 382.7451 | 0 | 382.1292 | -0.11199 | 635.4782 | 0.011709 | 382.1292 | -0.13968 | 634.6585 | 0.00032174 | 635.4782 | 0.008315 | 382.1292 | -0.0093856 | 382.7451 | 0.012911
|  | 417.8434 | 0 | 382.9615 | 2.345 | 382.3455 | 4.5422 | 417.8434 | 0 | 382.9615 | 17.2638 | 382.3455 | 35.5405 | 382.3455 | #REF! | 417.1224 | 7.4509e-07 | 382.9615 | 0.047547 | 376.91 | -0.00071969 | 382.9615 | 0.097414 | 417.8434 | 0.020737 | 382.9615 | 0.025635 | 376.91 | -0.0044363 | 382.9615 | 0.021218 | 376.91 | -0.0027035 | 382.9615 | 0.024813 | 417.1224 | 0.00010503 | 382.9615 | 0.042985 | 417.1224 | 0.00013173 | 382.9615 | 0.0047049 | 382.3455 | 0.13154 | 635.6387 | 0.024871 | 382.3455 | 0.087669 | 634.8193 | 7.1499e-05 | 635.6387 | 0.0078505 | 382.3455 | 0.032307 | 382.9615 | 0.027302
|  | 417.9561 | 0.00012322 | 383.178 | 2.2651 | 382.5618 | 4.403 | 417.9561 | 0.010412 | 383.178 | 18.1968 | 382.5618 | 35.3574 | 382.5618 | #REF! | 417.2359 | 3.3529e-06 | 383.178 | 0 | 377.13 | -0.019911 | 383.178 | 0 | 417.9561 | 0.016119 | 383.178 | 0 | 377.13 | -0.0021065 | 383.178 | 0 | 377.13 | -0.0057639 | 383.178 | 0 | 417.2359 | 0.00010305 | 383.178 | 0 | 417.2359 | 0.00013018 | 383.178 | 0 | 382.5618 | -0.080636 | 635.7993 | 0.012935 | 382.5618 | -0.0090396 | 634.9802 | 0.00032174 | 635.7993 | 0.0079898 | 382.5618 | -0.003794 | 383.178 | 0.013069
|  | 418.0689 | 0 | 383.3945 | 2.2419 | 382.7782 | 4.364 | 418.0689 | 0 | 383.3945 | 19.1366 | 382.7782 | 37.0818 | 382.7782 | #REF! | 417.3495 | 3.3529e-06 | 383.3945 | 0.070447 | 377.34 | -0.0031186 | 383.3945 | 0.051735 | 418.0689 | 0.0123 | 383.3945 | 0.024277 | 377.34 | 0.0045333 | 383.3945 | 0.0091948 | 377.34 | 0.0078554 | 383.3945 | 0.012779 | 417.3495 | 8.3731e-05 | 383.3945 | 0.036353 | 417.3495 | 0.00013173 | 383.3945 | 0.0034586 | 382.7782 | 0.049888 | 635.9598 | 0.019788 | 382.7782 | -0.030389 | 635.1411 | 7.1499e-05 | 635.9598 | 0.0075718 | 382.7782 | 0.023815 | 383.3945 | 0.025767
|  | 418.1817 | 0.0052997 | 383.611 | 2.1643 | 382.9945 | 4.2794 | 418.1817 | 0.014233 | 383.611 | 20.1894 | 382.9945 | 37.017 | 382.9945 | #REF! | 417.463 | 3.5392e-06 | 383.611 | 0 | 377.56 | 0.022311 | 383.611 | 0 | 418.1817 | 0.014476 | 383.611 | 0 | 377.56 | -0.0081638 | 383.611 | 0 | 377.56 | 0.0067842 | 383.611 | 0 | 417.463 | 8.3896e-05 | 383.611 | 0 | 417.463 | 0.00015177 | 383.611 | 0 | 382.9946 | -0.058237 | 636.1204 | 0.018653 | 382.9945 | -0.017763 | 635.3019 | 0.00032174 | 636.1204 | 0.0079434 | 382.9946 | -0.010152 | 383.611 | 0.013271
|  | 418.2945 | 0 | 383.8275 | 2.1399 | 383.2109 | 4.1691 | 418.2945 | 0 | 383.8275 | 21.0206 | 383.2109 | 38.1122 | 383.2109 | #REF! | 417.5766 | 3.7254e-07 | 383.8275 | 0.066857 | 377.78 | 0.015593 | 383.8275 | 0.0545 | 418.2945 | 0.017851 | 383.8275 | 0.015513 | 377.78 | -0.00094161 | 383.8275 | 0.0082778 | 377.78 | -0.0010202 | 383.8275 | 0.0011042 | 417.5766 | 7.0023e-05 | 383.8275 | 0.038506 | 417.5766 | 0.00010843 | 383.8274 | 0.0029515 | 383.2109 | 0.080636 | 636.2809 | 0.02065 | 383.2109 | 0.021308 | 635.4628 | 0 | 636.2809 | 0.0078505 | 383.2109 | 0.018644 | 383.8275 | 0.02412
|  | 418.4072 | 0.0063351 | 384.044 | 2.053 | 383.4273 | 4.1111 | 418.4072 | 0.0072884 | 384.044 | 22.0562 | 383.4273 | 38.6962 | 383.4273 | #REF! | 417.6901 | 3.7254e-07 | 384.044 | 0 | 377.99 | -0.016553 | 384.044 | 0 | 418.4072 | 0.016608 | 384.044 | 0.00016763 | 377.99 | -0.0080475 | 384.044 | 0 | 377.99 | 0.0058659 | 384.044 | 0 | 417.6901 | 8.8024e-05 | 384.044 | 0 | 417.6901 | 0.00012676 | 384.044 | 0 | 383.4273 | -0.11199 | 636.4415 | 0.019016 | 383.4273 | -0.0053939 | 635.6237 | 0.00010725 | 636.4415 | 0.0084079 | 383.4273 | -0.0052105 | 384.044 | 0.013479
|  | 418.52 | 0 | 384.2605 | 2.0201 | 383.6437 | 4.0393 | 418.52 | 0 | 384.2605 | 23.0713 | 383.6437 | 40.5628 | 383.6437 | #REF! | 417.8037 | 0 | 384.2605 | 0.091379 | 378.21 | 0.035744 | 384.2605 | 0.061067 | 418.52 | 0.021004 | 384.2605 | 0.0045247 | 378.21 | 0.0020871 | 384.2605 | 0.014277 | 378.21 | 0.0018873 | 384.2605 | 0.00085934 | 417.8037 | 8.7199e-05 | 384.2605 | 0.042857 | 417.8037 | 0.00011511 | 384.2605 | 0.0069335 | 383.6437 | 0.058441 | 636.602 | 0.019924 | 383.6437 | 0.049124 | 635.7846 | 0 | 636.602 | 0.008315 | 383.6437 | 0.017303 | 384.2605 | 0.020784
|  | 418.6328 | 0.0052997 | 384.4771 | 1.9309 | 383.8602 | 3.9441 | 418.6328 | 0.028467 | 384.4771 | 24.2117 | 383.8602 | 41.1147 | 383.8602 | #REF! | 417.9173 | 5.5882e-06 | 384.4771 | 0 | 378.43 | -0.0088761 | 384.4771 | 0 | 418.6328 | 0.014476 | 384.4771 | 0 | 378.43 | -0.0068827 | 384.4771 | 0 | 378.43 | -0.012497 | 384.4771 | 0 | 417.9173 | 0.00010883 | 384.4771 | 0 | 417.9173 | 0.00011014 | 384.4771 | 0 | 383.8602 | -0.089595 | 636.7626 | 0.016702 | 383.8602 | -0.010851 | 635.9455 | 0.00032174 | 636.7626 | 0.0084544 | 383.8602 | -0.0086833 | 384.4771 | 0.010758
|  | 418.7455 | 0 | 384.6936 | 1.936 | 384.0766 | 3.9126 | 418.7455 | 0 | 384.6936 | 25.3734 | 384.0766 | 43.1069 | 384.0766 | #REF! | 418.0308 | 5.5882e-06 | 384.6936 | 0.072364 | 378.64 | 0.0088761 | 384.6936 | 0.056618 | 418.7455 | 0.016963 | 384.6936 | 0.014408 | 378.64 | 0.0019706 | 384.6936 | 0.015971 | 378.64 | 0.00035706 | 384.6936 | 0.015524 | 418.0308 | 0.00010025 | 384.6936 | 0.050166 | 418.0308 | 8.3421e-05 | 384.6936 | 0.0093424 | 384.0766 | 0.041132 | 636.9231 | 0.020741 | 384.0766 | 0.012101 | 636.1064 | 0 | 636.9231 | 0.0079434 | 384.0766 | 0.024964 | 384.6936 | 0.023508
|  | 418.8583 | 0.0073704 | 384.9102 | 1.8723 | 384.2931 | 3.859 | 418.8583 | 0.016048 | 384.9102 | 26.2907 | 384.2931 | 43.3521 | 384.2931 | #REF! | 418.1444 | 5.5882e-06 | 384.9102 | 0 | 378.86 | -0.013194 | 384.9102 | 0 | 418.8583 | 0.022158 | 384.9102 | 0 | 378.86 | -0.0085133 | 384.9102 | 0 | 378.86 | -0.0048458 | 384.9102 | 0 | 418.1444 | 0.0001019 | 384.9102 | 0 | 418.1444 | 5.6699e-05 | 384.9102 | 0 | 384.2931 | -0.086337 | 637.0837 | 0.019652 | 384.2931 | -0.0024511 | 636.2673 | 0.00010725 | 637.0837 | 0.0078505 | 384.2931 | -0.029115 | 384.9102 | 0.010369
|  | 418.9711 | 0 | 385.1268 | 1.8926 | 384.5095 | 3.7756 | 418.9711 | 0 | 385.1268 | 27.2216 | 384.5095 | 44.5475 | 384.5095 | #REF! | 418.258 | 0 | 385.1268 | 0.11643 | 379.08 | 0.010795 | 385.1268 | 0.055533 | 418.9711 | 0.02389 | 385.1268 | 0.022943 | 379.08 | 0.00057274 | 385.1268 | 0.013232 | 379.08 | 0.0073959 | 385.1268 | 0.004625 | 418.258 | 7.6464e-05 | 385.1268 | 0.016821 | 418.258 | 9.0102e-05 | 385.1268 | 0.0058979 | 384.5095 | 0.026471 | 637.2443 | 0.021376 | 384.5095 | -0.0060342 | 636.4282 | 7.1499e-05 | 637.2443 | 0.0072001 | 384.5095 | 0.018516 | 385.1268 | 0.021359
|  | 419.0838 | 0 | 385.3434 | 1.763 | 384.726 | 3.7148 | 419.0838 | 0.016431 | 385.3434 | 28.1324 | 384.726 | 45.1549 | 384.726 | #REF! | 418.3716 | 9.3136e-07 | 385.3434 | 0 | 379.29 | -0.028548 | 385.3434 | 0 | 419.0838 | 0.018872 | 385.3434 | 0.0043204 | 379.29 | -0.0012911 | 385.3434 | 0.0048611 | 379.29 | -0.0030095 | 385.3434 | 0 | 418.3716 | 8.2244e-05 | 385.3434 | 0 | 418.3716 | 9.1815e-05 | 385.3434 | 0 | 384.726 | -0.042761 | 637.4049 | 0.016929 | 384.726 | -0.084263 | 636.5891 | 0.00010725 | 637.4049 | 0.0077576 | 384.726 | -0.012067 | 385.3434 | 0.0099971
|  | 419.1966 | 0 | 385.56 | 1.7385 | 384.9425 | 3.6332 | 419.1966 | 0 | 385.56 | 28.7964 | 384.9425 | 45.7597 | 384.9425 | #REF! | 418.4852 | 9.3136e-07 | 385.56 | 0.052953 | 379.51 | -0.0031186 | 385.56 | 0.078696 | 419.1966 | 0.028819 | 385.56 | 0.011728 | 379.51 | 0.002553 | 385.56 | 0.015306 | 379.51 | 0.010763 | 385.56 | 0.010216 | 418.4852 | 7.0849e-05 | 385.56 | 0.062704 | 418.4852 | 0.00010843 | 385.56 | 0.0085865 | 384.9425 | 0.026879 | 637.5655 | 0.022965 | 384.9425 | 0.07241 | 636.75 | 7.1499e-05 | 637.5655 | 0.0075718 | 384.9425 | 0.022347 | 385.56 | 0.020215
|  | 419.3094 | 0.00071483 | 385.7766 | 1.6465 | 385.159 | 3.4254 | 419.3094 | 0.025315 | 385.7766 | 29.288 | 385.159 | 45.6368 | 385.159 | #REF! | 418.5988 | 1.6764e-06 | 385.7766 | 0 | 379.73 | 0.011275 | 385.7766 | 0.00039335 | 419.3094 | 0.013721 | 385.7766 | 0 | 379.73 | -0.0063001 | 385.7766 | 0 | 379.73 | 0.00051009 | 385.7766 | 0 | 418.5988 | 9.0667e-05 | 385.7766 | 0 | 418.5988 | 8.3421e-05 | 385.7766 | 0 | 385.159 | -0.053961 | 637.7261 | 0.020287 | 385.159 | -0.043691 | 636.9109 | 0 | 637.7261 | 0.0080827 | 385.159 | -0.010918 | 385.7766 | 0.01094
|  | 419.4222 | 0 | 385.9933 | 1.6334 | 385.3756 | 3.4595 | 419.4222 | 0 | 385.9933 | 30.1587 | 385.3756 | 46.021 | 385.3756 | #REF! | 418.7124 | 7.4509e-07 | 385.9933 | 0.030237 | 379.94 | 0.015593 | 385.9933 | 0.055718 | 419.4222 | 0.02087 | 385.9933 | 0.019469 | 379.94 | -0.0035044 | 385.9933 | 0.0094553 | 379.94 | -0.0033155 | 385.9933 | 0.003177 | 418.7124 | 8.3896e-05 | 385.9933 | 0.052598 | 418.7124 | 9.3356e-05 | 385.9933 | 0.010929 | 385.3756 | 0.043372 | 637.8867 | 0.024735 | 385.3756 | -0.024143 | 637.0719 | 0 | 637.8867 | 0.0073395 | 385.3756 | 0.030902 | 385.9933 | 0.018667
|  | 419.5349 | 0 | 386.2099 | 1.6027 | 385.5921 | 3.3475 | 419.5349 | 0.0076196 | 386.2099 | 30.5398 | 385.5921 | 46.1281 | 385.5921 | #REF! | 418.826 | 2.6078e-06 | 386.2099 | 0 | 380.16 | -0.043901 | 386.2099 | 0 | 419.5349 | 0.021892 | 386.2099 | 0 | 380.16 | 0.0067465 | 386.2099 | 0 | 380.16 | -0.0049988 | 386.2099 | 0 | 418.826 | 9.2979e-05 | 386.2099 | 0 | 418.826 | 0.00012676 | 386.2099 | 0 | 385.5921 | -0.076767 | 638.0474 | 0.015794 | 385.5921 | -0.029036 | 637.2328 | 0.00010725 | 638.0474 | 0.0080363 | 385.5921 | -0.033137 | 386.2099 | 0.011094
|  | 419.6477 | 0 | 386.4266 | 1.5539 | 385.8087 | 3.2562 | 419.6477 | 0 | 386.4266 | 31.2507 | 385.8087 | 46.902 | 385.8087 | #REF! | 418.9396 | 2.049e-06 | 386.4266 | 0.12172 | 380.38 | 0.010795 | 386.4266 | 0.058934 | 419.6477 | 0.018872 | 386.4266 | 0.023235 | 380.38 | -0.0010581 | 386.4266 | 0.015741 | 380.38 | 0.00020403 | 386.4266 | 0.0066137 | 418.9396 | 9.6447e-05 | 386.4266 | 0.062181 | 418.9396 | 0.00014183 | 386.4266 | 0.0088253 | 385.8087 | 0.055386 | 638.208 | 0.024009 | 385.8087 | 0.014615 | 637.3938 | 0 | 638.208 | 0.0079898 | 385.8087 | 0.027263 | 386.4266 | 0.019877
|  | 419.7605 | 0.0061872 | 386.6433 | 1.5177 | 386.0253 | 3.2293 | 419.7605 | 0.015571 | 386.6433 | 31.7753 | 386.0253 | 45.7171 | 386.0253 | #REF! | 419.0532 | 0.00016951 | 386.6433 | 0 | 380.6 | -0.016073 | 386.6433 | 0 | 419.7605 | 0.023668 | 386.6433 | 0 | 380.6 | -0.0056011 | 386.6433 | 0 | 380.6 | 0.0020403 | 386.6433 | 0 | 419.0532 | 0.0001161 | 386.6433 | 0 | 419.0532 | 0.00012847 | 386.6433 | 0 | 386.0253 | -0.050499 | 638.3686 | 0.019697 | 386.0253 | -0.037277 | 637.5547 | 0.00032174 | 638.3686 | 0.0082221 | 386.0253 | -0.08198 | 386.6433 | 0.010058
|  | 419.8733 | 0 | 386.86 | 1.4902 | 386.2419 | 3.1711 | 419.8733 | 0 | 386.86 | 32.2048 | 386.2419 | 45.2154 | 386.2419 | #REF! | 419.1669 | 0.00016746 | 386.86 | 0.061037 | 380.81 | -0.0088761 | 386.86 | 0.041601 | 419.8733 | 0.017984 | 386.86 | 0.012517 | 380.81 | 0.0013882 | 386.86 | 0.011331 | 380.81 | 0.015047 | 386.86 | 0.01252 | 419.1669 | 0.00011296 | 386.86 | 0.051231 | 419.1669 | 0.00011168 | 386.86 | 0.005817 | 386.2419 | 0.024028 | 638.5293 | 0.021467 | 386.2419 | 0.010423 | 637.7157 | 0.00028599 | 638.5293 | 0.0077576 | 386.2419 | 0.08447 | 386.86 | 0.017227
|  | 419.986 | 0.0038207 | 387.0767 | 1.462 | 386.4585 | 3.0835 | 419.986 | 0.016526 | 387.0767 | 32.4612 | 386.4585 | 44.57 | 386.4585 | #REF! | 419.2805 | 0.0012195 | 387.0767 | 0 | 381.03 | -0.0098357 | 387.0767 | 0 | 419.986 | 0.022425 | 387.0767 | 0 | 381.03 | 0.0026695 | 387.0767 | 0 | 381.03 | 0.0089266 | 387.0767 | 0 | 419.2805 | 0.00010768 | 387.0767 | 0 | 419.2805 | 8.6676e-05 | 387.0767 | 0 | 386.4585 | -0.067807 | 638.6899 | 0.017337 | 386.4585 | -0.018733 | 637.8766 | 0.00053624 | 638.6899 | 0.0079434 | 386.4585 | 0.0025126 | 387.0767 | 0.0076823
|  | 420.0988 | 0 | 387.2935 | 1.4339 | 386.6751 | 3.047 | 420.0988 | 0 | 387.2935 | 32.5429 | 386.6751 | 44.6423 | 386.6751 | #REF! | 419.3941 | 0.0010521 | 387.2935 | 0.033158 | 381.25 | -0.0011995 | 387.2935 | 0.051367 | 420.0988 | 0.018117 | 387.2935 | 0.0012245 | 381.25 | -0.00059213 | 387.2935 | 0.0066638 | 381.25 | -0.0043867 | 387.2935 | 0 | 419.3941 | 9.0832e-05 | 387.2935 | 0.01723 | 419.3941 | 0.00015519 | 387.2935 | 0.0029805 | 386.6751 | 0.02301 | 638.8506 | 0.027186 | 386.6751 | -0.0045506 | 638.0376 | 7.1499e-05 | 638.8506 | 0.0077576 | 386.6751 | 0.022219 | 387.2935 | 0.01996
|  | 420.2116 | 0.0036729 | 387.5102 | 1.3838 | 386.8917 | 2.9657 | 420.2116 | 0.016717 | 387.5102 | 32.547 | 386.8917 | 42.4336 | 386.8917 | #REF! | 419.5078 | 0.0041388 | 387.5102 | 0 | 381.46 | -0.049658 | 387.5102 | 0 | 420.2116 | 0.015853 | 387.5102 | 0 | 381.46 | -0.0068827 | 387.5102 | 0 | 381.46 | 0.0040296 | 387.5102 | 0 | 419.5078 | 8.6208e-05 | 387.5102 | 0 | 419.5078 | 0.00014851 | 387.5102 | 0 | 386.8917 | -0.016547 | 639.0112 | 0.021649 | 386.8917 | -0.033081 | 638.1986 | 0.00010725 | 639.0112 | 0.007804 | 386.8917 | -0.019665 | 387.5102 | 0.010128
|  | 420.3243 | 0 | 387.727 | 1.3355 | 387.1084 | 2.8784 | 420.3243 | 0 | 387.727 | 32.5424 | 387.1084 | 41.9903 | 387.1084 | #REF! | 419.6214 | 0.0039931 | 387.727 | 0.068599 | 381.68 | 0.004558 | 387.727 | 0.047779 | 420.3243 | 0.022025 | 387.727 | 0.024069 | 381.68 | 0.0018541 | 387.727 | 0.010915 | 381.68 | -0.007141 | 387.727 | 0.0046821 | 419.6214 | 8.3896e-05 | 387.727 | 0.019271 | 419.6214 | 0.00015845 | 387.727 | 0.0034306 | 387.1084 | 0.053554 | 639.1719 | 0.030635 | 387.1084 | 0.027435 | 638.3596 | 0 | 639.1719 | 0.0074324 | 387.1084 | 0.037032 | 387.727 | 0.019291
|  | 420.4371 | 0.0042645 | 387.9437 | 1.2572 | 387.3251 | 2.8258 | 420.4371 | 0.0026503 | 387.9437 | 32.3241 | 387.3251 | 41.1546 | 387.3251 | #REF! | 419.7351 | 0.015257 | 387.9437 | 0 | 381.9 | 0.0059973 | 387.9437 | 0 | 420.4371 | 0.01976 | 387.9437 | 0 | 381.9 | -0.014105 | 387.9437 | 0 | 381.9 | -0.0086717 | 387.9437 | 0 | 419.7351 | 8.6208e-05 | 387.9437 | 0 | 419.7351 | 8.8389e-05 | 387.9437 | 0 | 387.3251 | -0.040114 | 639.3326 | 0.01239 | 387.3251 | -0.046866 | 638.5205 | 0.00010725 | 639.3326 | 0.0078969 | 387.3251 | -0.0072148 | 387.9437 | 0.011798
|  | 420.5499 | 0 | 388.1605 | 1.2645 | 387.5417 | 2.8023 | 420.5499 | 0 | 388.1605 | 32.0177 | 387.5417 | 41.6422 | 387.5417 | #REF! | 419.8487 | 0.017628 | 388.1605 | 0.07877 | 382.11 | -0.013674 | 388.1605 | 0.065274 | 420.5499 | 0.02238 | 388.1605 | 0.020543 | 382.11 | -0.0049022 | 388.1605 | 0.015489 | 382.11 | -0.00025504 | 388.1605 | 0.012577 | 419.8487 | 9.9585e-05 | 388.1605 | 0.043374 | 419.8487 | 6.5092e-05 | 388.1605 | 0.006817 | 387.5417 | 0.032784 | 639.4932 | 0.021785 | 387.5417 | -0.0061034 | 638.6815 | 7.1499e-05 | 639.4932 | 0.0077111 | 387.5417 | 0.017367 | 388.1605 | 0.020531
|  | 420.6627 | 0.0089723 | 388.3773 | 1.2035 | 387.7584 | 2.7293 | 420.6627 | 0.0019877 | 388.3773 | 31.7315 | 387.7584 | 39.6357 | 387.7584 | #REF! | 419.9624 | 0.034257 | 388.3773 | 0 | 382.33 | -0.028548 | 388.3773 | 0 | 420.6627 | 0.022558 | 388.3773 | 0 | 382.33 | -0.0040868 | 388.3773 | 0.0057142 | 382.33 | -0.0086717 | 388.3773 | 0 | 419.9624 | 0.0001019 | 388.3773 | 0 | 419.9624 | 5.1731e-05 | 388.3773 | 0 | 387.7584 | -0.030544 | 639.6539 | 0.014932 | 387.7584 | 0.012571 | 638.8425 | 0 | 639.6539 | 0.0083614 | 387.7584 | -0.016856 | 388.3773 | 0.012733
|  | 420.7754 | 0 | 388.5941 | 1.1803 | 387.9752 | 2.6753 | 420.7754 | 0 | 388.5941 | 31.3016 | 387.9752 | 39.613 | 387.9752 | #REF! | 420.076 | 0.032428 | 388.5941 | 0.06193 | 382.55 | 0.00071969 | 388.5941 | 0.047621 | 420.7754 | 0.022513 | 388.5941 | 0.016127 | 382.55 | 0.003019 | 388.5941 | 0.013875 | 382.55 | -0.0082122 | 388.5941 | 0.01348 | 420.076 | 0.00010338 | 388.5941 | 0.033913 | 420.076 | 7.006e-05 | 388.5942 | 0.0025281 | 387.9752 | 0.040318 | 639.8146 | 0.029182 | 387.9752 | 0.048485 | 639.0035 | 0 | 639.8146 | 0.0075718 | 387.9752 | 0.034478 | 388.5941 | 0.019886
|  | 420.8882 | 0.0045602 | 388.811 | 1.1712 | 388.1919 | 2.5587 | 420.8882 | 0.011272 | 388.811 | 30.7263 | 388.1919 | 37.9775 | 388.1919 | #REF! | 420.1897 | 0.047728 | 388.811 | 0 | 382.77 | -0.014634 | 388.811 | 0 | 420.8882 | 0.020782 | 388.811 | 0 | 382.77 | -0.0029219 | 388.811 | 0 | 382.77 | -0.0028565 | 388.811 | 0 | 420.1897 | 0.00010619 | 388.811 | 0 | 420.1897 | 7.006e-05 | 388.811 | 0 | 388.1919 | -0.0674 | 639.9753 | 0.014932 | 388.1919 | -0.0020532 | 639.1645 | 0.00010725 | 639.9753 | 0.0082685 | 388.1919 | -0.0089387 | 388.811 | 0.0088408
|  | 421.001 | 0 | 389.0278 | 1.1115 | 388.4086 | 2.5163 | 421.001 | 0 | 389.0278 | 30.2145 | 388.4086 | 37.3689 | 388.4086 | #REF! | 420.3034 | 0.044734 | 389.0278 | 0.082124 | 382.98 | 0.0093559 | 389.0278 | 0.061093 | 421.001 | 0.024423 | 389.0278 | 0.01203 | 382.98 | 0.0029025 | 389.0278 | 0.0070673 | 382.98 | 0.0040296 | 389.0278 | 0.010958 | 420.3034 | 9.7768e-05 | 389.0278 | 0.040718 | 420.3034 | 9.5069e-05 | 389.0278 | 0.0054769 | 388.4086 | 0.059459 | 640.136 | 0.021785 | 388.4086 | 0.019916 | 639.3256 | 0 | 640.136 | 0.0077111 | 388.4086 | 0.032562 | 389.0278 | 0.018408
|  | 421.1138 | 0 | 389.2447 | 1.0609 | 388.6254 | 2.4243 | 421.1138 | 0.013947 | 389.2447 | 29.6217 | 388.6254 | 36.0213 | 388.6254 | #REF! | 420.4171 | 0.061697 | 389.2447 | 0 | 383.2 | -0.028068 | 389.2447 | 0 | 421.1138 | 0.01714 | 389.2447 | 0 | 383.2 | -0.0060669 | 389.2447 | 0 | 383.2 | 0.0026524 | 389.2447 | 0 | 420.4171 | 9.8759e-05 | 389.2447 | 0 | 420.4171 | 9.0102e-05 | 389.2447 | 0 | 388.6254 | -0.041947 | 640.2968 | 0.014115 | 388.6254 | -0.020084 | 639.4866 | 0.00010725 | 640.2968 | 0.008315 | 388.6254 | -0.0053391 | 389.2447 | 0.0097212
|  | 421.2265 | 0 | 389.4615 | 1.0242 | 388.8422 | 2.3963 | 421.2265 | 0 | 389.4615 | 28.926 | 388.8422 | 35.488 | 388.8422 | #REF! | 420.5307 | 0.058537 | 389.4616 | 0.060477 | 383.42 | 0.0050378 | 389.4616 | 0.050035 | 421.2265 | 0.028464 | 389.4616 | 0.0094159 | 383.42 | -0.0031549 | 389.4615 | 0.0090235 | 383.42 | 0.00035706 | 389.4616 | 0.011803 | 420.5307 | 8.0428e-05 | 389.4616 | 0.023904 | 420.5307 | 9.5069e-05 | 389.4615 | 0.0099939 | 388.8422 | 0.028508 | 640.4575 | 0.014024 | 388.8422 | -0.014773 | 639.6476 | 0 | 640.4575 | 0.0077576 | 388.8422 | 0.011173 | 389.4615 | 0.017846
|  | 421.3393 | 0.010289 | 389.6784 | 0.96855 | 389.059 | 2.3193 | 421.3393 | 0.013374 | 389.6784 | 28.1641 | 389.059 | 34.3651 | 389.059 | #REF! | 420.6444 | 0.075333 | 389.6784 | 0 | 383.63 | -0.019911 | 389.6784 | 0 | 421.3393 | 0.024068 | 389.6784 | 0 | 383.63 | 0.0054654 | 389.6784 | 0 | 383.63 | 0.0011222 | 389.6784 | 0 | 420.6444 | 8.1914e-05 | 389.6784 | 0 | 420.6444 | 8.3421e-05 | 389.6784 | 0 | 389.059 | -0.080839 | 640.6182 | 0.010529 | 389.059 | -0.012887 | 639.8087 | 0 | 640.6182 | 0.008315 | 389.059 | -0.0048683 | 389.6784 | 0.0090235
|  | 421.4521 | 0 | 389.8954 | 0.9986 | 389.2758 | 2.359 | 421.4521 | 0 | 389.8954 | 27.4112 | 389.2758 | 34.553 | 389.2758 | #REF! | 420.7581 | 0.073836 | 389.8954 | 0.10703 | 383.85 | 0.018472 | 389.8954 | 0.060755 | 421.4521 | 0.013455 | 389.8954 | 0.023701 | 383.85 | 0.0066302 | 389.8954 | 0.017352 | 383.85 | -0.0033155 | 389.8954 | 0.01951 | 420.7581 | 7.4647e-05 | 389.8954 | 0.035783 | 420.7581 | 9.6782e-05 | 389.8954 | 0.016217 | 389.2758 | 0.04378 | 640.779 | 0.019606 | 389.2758 | 0.0019728 | 639.9697 | 7.1499e-05 | 640.779 | 0.0080363 | 389.2758 | 0.025986 | 389.8954 | 0.018754
|  | 421.5649 | 0.0066309 | 390.1123 | 0.92414 | 389.4926 | 2.2144 | 421.5649 | 0.015571 | 390.1123 | 26.5947 | 389.4926 | 33.5143 | 389.4926 | #REF! | 420.8718 | 0.094291 | 390.1123 | 0 | 384.07 | -0.039103 | 390.1123 | 0.0017771 | 421.5649 | 0.023934 | 390.1123 | 0 | 384.07 | -0.0079311 | 390.1123 | 0 | 384.07 | -0.0010202 | 390.1123 | 0 | 420.8718 | 9.7768e-05 | 390.1123 | 0 | 420.8718 | 0.000105 | 390.1123 | 0 | 389.4926 | -0.036449 | 640.9397 | 0.01534 | 389.4926 | 0.0024975 | 640.1308 | 0 | 640.9397 | 0.008315 | 389.4926 | -0.00097994 | 390.1123 | 0.0070304
|  | 421.6777 | 0 | 390.3292 | 0.9294 | 389.7094 | 2.2092 | 421.6777 | 0 | 390.3292 | 25.9053 | 389.7094 | 33.43 | 389.7094 | #REF! | 420.9855 | 0.092628 | 390.3292 | 0.090413 | 384.29 | -0.017512 | 390.3292 | 0.061314 | 421.6777 | 0.023801 | 390.3292 | 0.015752 | 384.29 | -0.0065332 | 390.3292 | 0.011955 | 384.29 | -0.007141 | 390.3292 | 0.0094416 | 420.9855 | 8.7694e-05 | 390.3292 | 0.039646 | 420.9855 | 0.00010346 | 390.3292 | 0.0037123 | 389.7094 | 0.04887 | 641.1004 | 0.03009 | 389.7094 | -0.023113 | 640.2918 | 7.1499e-05 | 641.1004 | 0.0074324 | 389.7094 | 0.0065125 | 390.3292 | 0.017131
|  | 421.7904 | 0.010289 | 390.5461 | 0.87407 | 389.9263 | 2.1396 | 421.7904 | 0.010412 | 390.5461 | 25.0466 | 389.9263 | 32.1772 | 389.9263 | #REF! | 421.0992 | 0.11757 | 390.5461 | 0 | 384.5 | 0.0055175 | 390.5461 | 0 | 421.7904 | 0.022158 | 390.5461 | 0 | 384.5 | -0.0021065 | 390.5461 | 0 | 384.5 | 0.006019 | 390.5461 | 0 | 421.0992 | 8.4887e-05 | 390.5461 | 0 | 421.0992 | 0.00011014 | 390.5461 | 0 | 389.9263 | -0.055793 | 641.2612 | 0.015567 | 389.9263 | 0.0031194 | 640.4529 | 0.00032174 | 641.2612 | 0.0078969 | 389.9263 | -0.011365 | 390.5461 | 0.0097772
|  | 421.9032 | 0 | 390.7631 | 0.89707 | 390.1432 | 2.1156 | 421.9032 | 0 | 390.7631 | 24.2263 | 390.1432 | 31.3313 | 390.1432 | #REF! | 421.2129 | 0.11774 | 390.7631 | 0.078755 | 384.72 | 0.02375 | 390.7631 | 0.027754 | 421.9032 | 0.025444 | 390.7631 | 0.015008 | 384.72 | 0.0016211 | 390.7631 | 0.00903 | 384.72 | 0.0073959 | 390.7631 | 0.010844 | 421.2129 | 7.2996e-05 | 390.7631 | 0.029639 | 421.2129 | 0.0001235 | 390.7631 | 0.0044158 | 390.1432 | -0.017095 | 641.422 | 0.023691 | 390.1432 | 0.0069255 | 640.6139 | 0 | 641.422 | 0.0074789 | 390.1432 | 0.02522 | 390.7631 | 0.018498
|  | 422.016 | 0 | 390.9801 | 0.85675 | 390.36 | 2.0395 | 422.016 | 0.0054662 | 390.9801 | 23.3569 | 390.36 | 30.1815 | 390.36 | #REF! | 421.3266 | 0.14036 | 390.9801 | 0 | 384.94 | -0.015113 | 390.9801 | 0 | 422.016 | 0.025044 | 390.9801 | 0 | 384.94 | -0.002223 | 390.9801 | 0 | 384.94 | -0.0030095 | 390.9801 | 0 | 421.3266 | 7.5803e-05 | 390.9801 | 0 | 421.3266 | 0.0001134 | 390.9801 | 0 | 390.36 | -0.057015 | 641.5827 | 0.019561 | 390.36 | -0.030242 | 640.775 | 0.00032174 | 641.5827 | 0.0081292 | 390.36 | 0.0024616 | 390.9801 | 0.010436
|  | 422.1288 | 0 | 391.1971 | 0.83874 | 390.5769 | 2.0083 | 422.1288 | 0 | 391.1971 | 22.7541 | 390.5769 | 29.4345 | 390.5769 | #REF! | 421.4404 | 0.13553 | 391.1971 | 0.075763 | 385.15 | -0.0050378 | 391.1971 | 0.050545 | 422.1288 | 0.024423 | 391.1971 | 0.015784 | 385.15 | 0.0013882 | 391.1971 | 0.0060039 | 385.15 | 0.00020403 | 391.1971 | 0.0021971 | 421.4404 | 8.1914e-05 | 391.1971 | 0.0374 | 421.4404 | 0.00010004 | 391.1971 | 0.0019149 | 390.5769 | 0.01602 | 641.7435 | 0.026732 | 390.5769 | 0.018324 | 640.9361 | 7.1499e-05 | 641.7435 | 0.0073859 | 390.5769 | 0.011493 | 391.1971 | 0.017938
|  | 422.2415 | 0.00012322 | 391.4141 | 0.77496 | 390.7939 | 1.9562 | 422.2415 | 0.012609 | 391.4141 | 21.8739 | 390.7939 | 27.4485 | 390.7939 | #REF! | 421.5541 | 0.15898 | 391.4141 | 0 | 385.37 | -0.0050378 | 391.4141 | 0 | 422.2415 | 0.017629 | 391.4141 | 0 | 385.37 | 0.00022327 | 391.4141 | 0 | 385.37 | -0.005917 | 391.4141 | 0 | 421.5541 | 6.9528e-05 | 391.4141 | 0 | 421.5541 | 8.1708e-05 | 391.4141 | 0 | 390.7939 | -0.052332 | 641.9043 | 0.025869 | 390.7939 | -0.044535 | 641.0972 | 0.00010725 | 641.9043 | 0.0080363 | 390.7939 | -0.0015483 | 391.4141 | 0.0094442
|  | 422.3543 | 0 | 391.6311 | 0.77385 | 391.0108 | 1.918 | 422.3543 | 0 | 391.6311 | 21.0716 | 391.0108 | 27.0349 | 391.0108 | #REF! | 421.6678 | 0.15981 | 391.6311 | 0.073507 | 385.59 | 0.002159 | 391.6311 | 0.045322 | 422.3543 | 0.018872 | 391.6311 | 0.013485 | 385.59 | 0.010707 | 391.6311 | 0.011897 | 385.59 | 0.010763 | 391.6311 | 0.01303 | 421.6678 | 9.3474e-05 | 391.6311 | 0.028693 | 421.6678 | 8.3421e-05 | 391.6311 | 0.0094744 | 391.0108 | 0.011892 | 642.0651 | 0.023282 | 391.0108 | 0.05667 | 641.2582 | 7.1499e-05 | 642.0651 | 0.0075718 | 391.0108 | 0.018069 | 391.6311 | 0.019717
|  | 422.4671 | 0.0083961 | 391.8481 | 0.73601 | 391.2277 | 1.8753 | 422.4671 | 0.014042 | 391.8481 | 20.1113 | 391.2277 | 25.3278 | 391.2277 | #REF! | 421.7816 | 0.18127 | 391.8481 | 0 | 385.81 | 0.014634 | 391.8481 | 0 | 422.4671 | 0.020915 | 391.8481 | 0 | 385.81 | -0.0001262 | 391.8481 | 0 | 385.81 | -0.011426 | 391.8481 | 0 | 421.7816 | 0.00010537 | 391.8481 | 0 | 421.7816 | 7.8454e-05 | 391.8481 | 0 | 391.2277 | -0.066789 | 642.2259 | 0.012435 | 391.2277 | -0.022247 | 641.4193 | 0.00010725 | 642.2259 | 0.0081756 | 391.2277 | -0.0084279 | 391.8481 | 0.0094126
|  | 422.5799 | 0 | 392.0652 | 0.72826 | 391.4447 | 1.8331 | 422.5799 | 0 | 392.0652 | 19.4204 | 391.4447 | 24.7153 | 391.4447 | #REF! | 421.8953 | 0.17811 | 392.0652 | 0.084452 | 386.02 | -0.002159 | 392.0652 | 0.041787 | 422.5799 | 0.025044 | 392.0652 | 0.016756 | 386.02 | -0.0031549 | 392.0652 | 0.011 | 386.02 | 0.0054069 | 392.0652 | 0.011153 | 421.8953 | 0.00012683 | 392.0652 | 0.029937 | 421.8953 | 9.1815e-05 | 392.0652 | 0.0090035 | 391.4447 | 0.055386 | 642.3867 | 0.022738 | 391.4447 | 0.00034937 | 641.5804 | 0 | 642.3867 | 0.0075253 | 391.4447 | 0.026561 | 392.0652 | 0.019548
|  | 422.6926 | 0.0085608 | 392.2822 | 0.68248 | 391.6617 | 1.7758 | 422.6926 | 0.01089 | 392.2822 | 18.6913 | 391.6617 | 23.4338 | 391.6617 | #REF! | 422.0091 | 0.20056 | 392.2822 | 0 | 386.24 | 0.02135 | 392.2822 | 0 | 422.6926 | 0.023046 | 392.2822 | 0 | 386.24 | -0.0065332 | 392.2822 | 0 | 386.24 | -0.0046928 | 392.2822 | 0 | 422.0091 | 0.0001161 | 392.2822 | 0 | 422.0091 | 0.00010843 | 392.2822 | 0 | 391.6617 | -0.0393 | 642.5475 | 0.017019 | 391.6617 | -0.001073 | 641.7415 | 0 | 642.5475 | 0.0078969 | 391.6617 | -0.0051334 | 392.2822 | 0.0091199
|  | 422.8054 | 0 | 392.4993 | 0.71398 | 391.8787 | 1.7547 | 422.8054 | 0 | 392.4993 | 17.9465 | 391.8787 | 22.9435 | 391.8787 | #REF! | 422.1228 | 0.19956 | 392.4993 | 0.05386 | 386.46 | 0.0040782 | 392.4993 | 0.032743 | 422.8054 | 0.024423 | 392.4993 | 0.015369 | 386.46 | -0.0060669 | 392.4993 | 0.010408 | 386.46 | -0.0048458 | 392.4993 | 0.0048744 | 422.1228 | 0.00012155 | 392.4993 | 0.031969 | 422.1228 | 8.5134e-05 | 392.4993 | 0.0096234 | 391.8786 | 0.03258 | 642.7083 | 0.020015 | 391.8787 | -0.00053999 | 641.9027 | 0 | 642.7083 | 0.0074324 | 391.8786 | 0.028795 | 392.4993 | 0.017153
|  | 422.9182 | 0.0069267 | 392.7164 | 0.64283 | 392.0957 | 1.7009 | 422.9182 | 0.0087791 | 392.7164 | 17.2432 | 392.0957 | 21.5731 | 392.0957 | #REF! | 422.2366 | 0.22733 | 392.7164 | 0 | 386.68 | -0.016073 | 392.7164 | 0 | 422.9182 | 0.019627 | 392.7164 | 0 | 386.68 | -0.001524 | 392.7164 | 0 | 386.68 | 0.0046418 | 392.7164 | 0 | 422.2366 | 0.00011032 | 392.7164 | 0 | 422.2366 | 9.8495e-05 | 392.7164 | 0 | 392.0957 | -0.061291 | 642.8691 | 0.019788 | 392.0957 | -0.027349 | 642.0638 | 0.00032174 | 642.8691 | 0.0079898 | 392.0957 | -0.071254 | 392.7164 | 0.01015
|  | 423.031 | 0 | 392.9335 | 0.64644 | 392.3127 | 1.6417 | 423.031 | 0 | 392.9335 | 16.6172 | 392.3127 | 20.9196 | 392.3127 | #REF! | 422.3503 | 0.23132 | 392.9335 | 0.037727 | 386.89 | 0.017992 | 392.9335 | 0.048169 | 423.031 | 0.019627 | 392.9335 | 0.013963 | 386.89 | 0.0046498 | 392.9335 | 0.0053063 | 386.89 | -0.0013262 | 392.9335 | 0.0089916 | 422.3503 | 9.8759e-05 | 392.9335 | 0.012355 | 422.3503 | 9.6782e-05 | 392.9335 | 0.0068112 | 392.3127 | 0.03034 | 643.0299 | 0.021921 | 392.3127 | 0.017819 | 642.2249 | 0 | 643.0299 | 0.0076647 | 392.3127 | 0.068125 | 392.9335 | 0.018225
|  | 423.1438 | 0.011524 | 393.1506 | 0.61484 | 392.5297 | 1.5961 | 423.1438 | 0.01538 | 393.1506 | 15.8529 | 392.5297 | 19.8391 | 392.5297 | #REF! | 422.4641 | 0.26125 | 393.1506 | 0 | 387.11 | -0.024709 | 393.1506 | 0 | 423.1438 | 0.022913 | 393.1506 | 0 | 387.11 | -0.00024269 | 393.1506 | 0 | 387.11 | -0.0063763 | 393.1506 | 0 | 422.4641 | 9.8098e-05 | 393.1506 | 0 | 422.4641 | 0.00011014 | 393.1506 | 0 | 392.5297 | -0.028915 | 643.1908 | 0.018608 | 392.5297 | -0.038757 | 642.386 | 0 | 643.1908 | 0.008315 | 392.5297 | -3.7126e-05 | 393.1506 | 0.010401
|  | 423.2565 | 0.0087254 | 393.3678 | 0.60326 | 392.7468 | 1.5616 | 423.2565 | 0 | 393.3678 | 15.1429 | 392.7468 | 18.9573 | 392.7468 | #REF! | 422.5779 | 0.26475 | 393.3678 | 0.09147 | 387.33 | -0.0050378 | 393.3678 | 0.040584 | 423.2565 | 0.030728 | 393.3678 | 0.013877 | 387.33 | 0.012688 | 393.3678 | 0.0086639 | 387.33 | 0.0035706 | 393.3678 | 0.010535 | 422.5779 | 0.00010999 | 393.3678 | 0.041112 | 422.5779 | 6.6805e-05 | 393.3678 | 0.0047041 | 392.7468 | 0.064957 | 643.3516 | 0.022193 | 392.7468 | 0.012004 | 642.5472 | 0 | 643.3516 | 0.007804 | 392.7468 | 0.014621 | 393.3678 | 0.01896
|  | 423.3693 | 0 | 393.5849 | 0.54568 | 392.9638 | 1.5075 | 423.3693 | 0.013087 | 393.5849 | 14.4982 | 392.9638 | 17.9539 | 392.9638 | #REF! | 422.6916 | 0.29185 | 393.5849 | 0 | 387.55 | -0.011755 | 393.5849 | 0 | 423.3693 | 0.01976 | 393.5849 | 0 | 387.55 | -0.0075817 | 393.5849 | 0 | 387.55 | 0.012752 | 393.5849 | 0 | 422.6916 | 0.00012964 | 393.5849 | 0 | 422.6916 | 6.0125e-05 | 393.5849 | 0 | 392.9638 | -0.060477 | 643.5125 | 0.014296 | 392.9638 | -0.022738 | 642.7083 | 0.00010725 | 643.5125 | 0.0086402 | 392.9638 | 0.0083002 | 393.5849 | 0.010497
|  | 423.4821 | 0 | 393.8021 | 0.55892 | 393.1809 | 1.5055 | 423.4821 | 0 | 393.8021 | 13.8667 | 393.1809 | 17.432 | 393.1809 | #REF! | 422.8054 | 0.3015 | 393.8021 | 0.06033 | 387.76 | -0.0074367 | 393.8021 | 0.030472 | 423.4821 | 0.028819 | 393.8021 | 0.013 | 387.76 | -0.0030384 | 393.8021 | 0.007678 | 387.76 | 0.0031115 | 393.8021 | 0.010784 | 422.8054 | 0.00012716 | 393.8021 | 0.021545 | 422.8054 | 4.8305e-05 | 393.8021 | 0.012215 | 393.1809 | 0.011847 | 643.6733 | 0.015159 | 393.1809 | 0.02576 | 642.8695 | 0 | 643.6733 | 0.0080363 | 393.1809 | 0.02771 | 393.8021 | 0.018732
|  | 423.5949 | 0.0069267 | 394.0193 | 0.55436 | 393.398 | 1.4554 | 423.5949 | 0.0076196 | 394.0193 | 13.1879 | 393.398 | 16.4508 | 393.398 | #REF! | 422.9192 | 0.33193 | 394.0192 | 0 | 387.98 | 0.017512 | 394.0192 | 0 | 423.5949 | 0.024556 | 394.0192 | 0 | 387.98 | -9.7074e-06 | 394.0193 | 0 | 387.98 | -0.0048458 | 394.0192 | 0 | 422.9192 | 0.00013658 | 394.0192 | 0 | 422.9192 | 7.5028e-05 | 394.0193 | 0 | 393.398 | -0.050092 | 643.8342 | 0.014205 | 393.398 | -0.033857 | 643.0306 | 0.00032174 | 643.8342 | 0.0084544 | 393.398 | 0.0016878 | 394.0193 | 0.011476
|  | 423.7077 | 0.0031109 | 394.2364 | 0.5542 | 393.6151 | 1.4498 | 423.7077 | 0 | 394.2364 | 12.7707 | 393.6151 | 15.9573 | 393.6151 | #REF! | 423.033 | 0.34241 | 394.2364 | 0.096921 | 388.2 | -0.027587 | 394.2364 | 0.056564 | 423.7077 | 0.019139 | 394.2364 | 0.025903 | 388.2 | -0.0092122 | 394.2364 | 0.012402 | 388.2 | 0.0073959 | 394.2364 | 0 | 423.033 | 0.00011775 | 394.2364 | 0.036151 | 423.033 | 8.3421e-05 | 394.2364 | 0.010379 | 393.6151 | 0.016837 | 643.9951 | 0.026505 | 393.6151 | 0.012604 | 643.1918 | 0 | 643.9951 | 0.0075718 | 393.6151 | 0.019346 | 394.2364 | 0.017387
|  | 423.8204 | 0.0069267 | 394.4536 | 0.48901 | 393.8322 | 1.3768 | 423.8204 | 0.0087791 | 394.4536 | 12.2624 | 393.8322 | 15.2159 | 393.8322 | #REF! | 423.1468 | 0.36436 | 394.4536 | 0 | 388.42 | -0.028068 | 394.4536 | 0 | 423.8204 | 0.023401 | 394.4536 | 0 | 388.42 | -0.0049022 | 394.4536 | 0 | 388.42 | -0.0045398 | 394.4536 | 0 | 423.1468 | 0.00011197 | 394.4536 | 0 | 423.1468 | 0.00011837 | 394.4536 | 0 | 393.8322 | -0.043372 | 644.1559 | 0.018199 | 393.8322 | 0.016886 | 643.3529 | 0.00010725 | 644.1559 | 0.0080827 | 393.8322 | -0.00041078 | 394.4536 | 0.0098501
|  | 423.9332 | 0 | 394.6708 | 0.49227 | 394.0494 | 1.3804 | 423.9332 | 0 | 394.6708 | 11.6523 | 394.0494 | 14.9964 | 394.0494 | #REF! | 423.2606 | 0.37051 | 394.6709 | 0.082093 | 388.63 | -0.029507 | 394.6709 | 0.039625 | 423.9332 | 0.023135 | 394.6709 | 0.012421 | 388.63 | 0.0029025 | 394.6708 | 0.011825 | 388.63 | 0.0066312 | 394.6709 | 0.0066412 | 423.2606 | 9.8098e-05 | 394.6709 | 0.027902 | 423.2606 | 0.00011168 | 394.6708 | 0.0090104 | 394.0494 | 0.068826 | 644.3168 | 0.025779 | 394.0494 | 0.039392 | 643.5141 | 7.1499e-05 | 644.3168 | 0.0075253 | 394.0494 | 0.0086833 | 394.6708 | 0.018078
|  | 424.046 | 0.0010107 | 394.8881 | 0.46375 | 394.2665 | 1.3148 | 424.046 | 0.0021534 | 394.8881 | 11.1963 | 394.2665 | 14.1217 | 394.2665 | #REF! | 423.3744 | 0.37766 | 394.8881 | 0 | 388.85 | 0.0079165 | 394.8881 | 0 | 424.046 | 0.024556 | 394.8881 | 0 | 388.85 | 0.0013882 | 394.8881 | 0 | 388.85 | 0.0096913 | 394.8881 | 0 | 423.3744 | 0.00010652 | 394.8881 | 0 | 423.3744 | 9.1815e-05 | 394.8881 | 0 | 394.2665 | -0.061088 | 644.4777 | 0.019697 | 394.2665 | 0.021449 | 643.6753 | 0.00032174 | 644.4777 | 0.0080827 | 394.2665 | 0.00052732 | 394.8881 | 0.0099316
|  | 424.1588 | 0 | 395.1053 | 0.46415 | 394.4837 | 1.3057 | 424.1588 | 0 | 395.1053 | 10.6925 | 394.4837 | 13.9979 | 394.4837 | #REF! | 423.4882 | 0.38298 | 395.1053 | 0.050977 | 389.07 | -0.033346 | 395.1053 | 0.033853 | 424.1588 | 0.027442 | 395.1053 | 0.013688 | 389.07 | -0.00035917 | 395.1053 | 0.005913 | 389.07 | -0.0074475 | 395.1053 | 0.014011 | 423.4882 | 0.00011081 | 395.1053 | 0.012988 | 423.4882 | 5.6699e-05 | 395.1053 | 0.0077788 | 394.4837 | 0.00073199 | 644.6386 | 0.025552 | 394.4837 | 0.0046279 | 643.8365 | 0.00028599 | 644.6386 | 0.0076182 | 394.4837 | 0.015707 | 395.1053 | 0.020135
|  | 424.2716 | 0.0066309 | 395.3226 | 0.43223 | 394.7009 | 1.284 | 424.2716 | 0.015571 | 395.3226 | 10.1847 | 394.7009 | 13.2726 | 394.7009 | #REF! | 423.602 | 0.3745 | 395.3226 | 0 | 389.29 | -0.022789 | 395.3226 | 0 | 424.2716 | 0.02429 | 395.3226 | 0.0050541 | 389.29 | -0.0040868 | 395.3226 | 0.0025306 | 389.29 | -0.0098958 | 395.3226 | 0 | 423.602 | 0.00012997 | 395.3226 | 0 | 423.602 | 3.837e-05 | 395.3226 | 0 | 394.7009 | -0.049074 | 644.7995 | 0.01652 | 394.7009 | -0.033687 | 643.9977 | 0.00032174 | 644.7995 | 0.0080363 | 394.7009 | -3.8547e-05 | 395.3226 | 0.012515
|  | 424.3844 | 0 | 395.5399 | 0.4369 | 394.9181 | 1.2418 | 424.3844 | 0 | 395.5399 | 9.7042 | 394.9181 | 12.962 | 394.9181 | #REF! | 423.7158 | 0.38698 | 395.5399 | 0.075674 | 389.5 | -0.019911 | 395.5399 | 0.042463 | 424.3844 | 0.031616 | 395.5399 | 0.012862 | 389.5 | -0.00024269 | 395.5399 | 0.010567 | 389.5 | 0.006019 | 395.5399 | 0.0023871 | 423.7158 | 0.00012915 | 395.5399 | 0.025599 | 423.7158 | 4.0083e-05 | 395.5399 | 0.0097586 | 394.9181 | 0.025657 | 644.9604 | 0.021603 | 394.9181 | 0.0091238 | 644.1589 | 0 | 644.9604 | 0.0073859 | 394.9181 | 0.031158 | 395.5399 | 0.020597
|  | 424.4971 | 0.0060393 | 395.7571 | 0.39719 | 395.1353 | 1.1842 | 424.4971 | 0.0092761 | 395.7571 | 9.2385 | 395.1353 | 12.5856 | 395.1353 | #REF! | 423.8296 | 0.37351 | 395.7572 | 0 | 389.72 | -0.027109 | 395.7572 | 0 | 424.4971 | 0.024822 | 395.7572 | 0 | 389.72 | -0.0067659 | 395.7571 | 0 | 389.72 | 0.0049478 | 395.7572 | 0 | 423.8296 | 0.00014302 | 395.7572 | 0 | 423.8296 | 9.1815e-05 | 395.7571 | 0 | 395.1353 | -0.072084 | 645.1213 | 0.017564 | 395.1353 | -0.047512 | 644.3201 | 0 | 645.1213 | 0.0077111 | 395.1353 | -0.0081087 | 395.7571 | 0.01344
|  | 424.6099 | 0 | 395.9745 | 0.4181 | 395.3525 | 1.1671 | 424.6099 | 0 | 395.9745 | 8.9215 | 395.3525 | 12.2278 | 395.3525 | #REF! | 423.9435 | 0.39562 | 395.9745 | 0.056865 | 389.94 | -0.0093559 | 395.9745 | 0.044142 | 424.6099 | 0.033259 | 395.9745 | 0.014 | 389.94 | 0.0067465 | 395.9745 | 0.010542 | 389.94 | 0.0066312 | 395.9745 | 0.019502 | 423.9435 | 0.00011263 | 395.9745 | 0.019056 | 423.9435 | 0.00011511 | 395.9745 | 0.0086204 | 395.3525 | 0.010478 | 645.2823 | 0.020287 | 395.3525 | 0.0067938 | 644.4813 | 0 | 645.2823 | 0.0075718 | 395.3525 | 0.03186 | 395.9745 | 0.020213
|  | 424.7227 | 0.0076661 | 396.1918 | 0.36224 | 395.5698 | 1.1186 | 424.7227 | 0.0021534 | 396.1918 | 8.4085 | 395.5698 | 11.5936 | 395.5698 | #REF! | 424.0573 | 0.37999 | 396.1918 | 0 | 390.16 | -0.022311 | 396.1918 | 0.0035588 | 424.7227 | 0.02722 | 396.1918 | 0 | 390.16 | -0.0018735 | 396.1918 | 0 | 390.16 | 0.0046418 | 396.1918 | 0 | 424.0573 | 0.00012568 | 396.1918 | 0 | 424.0573 | 0.00013018 | 396.1918 | 0 | 395.5698 | -0.029119 | 645.4432 | 0.02124 | 395.5698 | -0.014683 | 644.6425 | 0.00010725 | 645.4432 | 0.0081292 | 395.5698 | 0.0027184 | 396.1918 | 0.011447
|  | 424.8355 | 0 | 396.4091 | 0.40711 | 395.787 | 1.1479 | 424.8355 | 0 | 396.4091 | 8.0725 | 395.787 | 11.254 | 395.787 | #REF! | 424.1711 | 0.4061 | 396.4091 | 0.087438 | 390.37 | 0.0064771 | 396.4091 | 0.057662 | 424.8355 | 0.021403 | 396.4091 | 0.016228 | 390.37 | -0.00047565 | 396.4091 | 0.0093105 | 390.37 | -0.0028565 | 396.4091 | 0.01033 | 424.1711 | 9.2979e-05 | 396.4091 | 0.01603 | 424.1711 | 0.00011511 | 396.4091 | 0.010622 | 395.7871 | 0.043169 | 645.6041 | 0.020332 | 395.787 | 0.03782 | 644.8037 | 0 | 645.6041 | 0.0077111 | 395.7871 | 0.02439 | 396.4091 | 0.021358
|  | 424.9483 | 0.0060393 | 396.6265 | 0.34428 | 396.0043 | 1.0703 | 424.9483 | 0.0024847 | 396.6265 | 7.8025 | 396.0043 | 10.7876 | 396.0043 | #REF! | 424.285 | 0.40311 | 396.6265 | 0 | 390.59 | -0.025189 | 396.6265 | 0 | 424.9483 | 0.022025 | 396.6265 | 0 | 390.59 | -0.00094161 | 396.6265 | 0 | 390.59 | -0.0020913 | 396.6265 | 0 | 424.285 | 9.7603e-05 | 396.6265 | 0 | 424.285 | 0.00012505 | 396.6265 | 0 | 396.0043 | -0.060884 | 645.7651 | 0.015385 | 396.0043 | -0.016514 | 644.9649 | 0 | 645.7651 | 0.0080363 | 396.0043 | 0.0056142 | 396.6265 | 0.012381
|  | 425.0611 | 0 | 396.8438 | 0.35998 | 396.2216 | 1.0714 | 425.0611 | 0 | 396.8438 | 7.4589 | 396.2216 | 10.7013 | 396.2216 | #REF! | 424.3988 | 0.42073 | 396.8438 | 0.071297 | 390.81 | -0.0069569 | 396.8438 | 0.033848 | 425.0611 | 0.02087 | 396.8438 | 0.015745 | 390.81 | 0.0037179 | 396.8438 | 0.0093669 | 390.81 | 0.00051009 | 396.8438 | 0 | 424.3988 | 8.307e-05 | 396.8438 | 0.04243 | 424.3988 | 0.00011682 | 396.8438 | 0.0080746 | 396.2216 | 0.058237 | 645.926 | 0.017473 | 396.2216 | 0.0036222 | 645.1262 | 0 | 645.926 | 0.0077576 | 396.2216 | 0.024007 | 396.8438 | 0.022502
|  | 425.1739 | 0.0039686 | 397.0612 | 0.32575 | 396.4389 | 1.0517 | 425.1739 | 0.011081 | 397.0612 | 7.1266 | 396.4389 | 10.0855 | 396.4389 | #REF! | 424.5127 | 0.41841 | 397.0612 | 0 | 391.03 | -0.014154 | 397.0612 | 0 | 425.1739 | 0.026821 | 397.0612 | 0 | 391.03 | -0.0088628 | 397.0612 | 0 | 391.03 | -0.007141 | 397.0612 | 0 | 424.5127 | 9.9585e-05 | 397.0612 | 0 | 424.5127 | 8.1708e-05 | 397.0612 | 0 | 396.4389 | -0.10141 | 646.087 | 0.024599 | 396.4389 | -0.010163 | 645.2874 | 0.00032174 | 646.087 | 0.0081292 | 396.4389 | -0.0048497 | 397.0612 | 0.012937
|  | 425.2866 | 0 | 397.2786 | 0.34383 | 396.6562 | 1.0545 | 425.2866 | 0 | 397.2786 | 6.9244 | 396.6562 | 9.9894 | 396.6562 | #REF! | 424.6265 | 0.40361 | 397.2786 | 0.081331 | 391.24 | 0.0064771 | 397.2786 | 0.059764 | 425.2866 | 0.023668 | 397.2786 | 0.011674 | 391.24 | -0.00082513 | 397.2786 | 0.0052808 | 391.24 | 0.01214 | 397.2786 | 0.005901 | 424.6265 | 0.00011379 | 397.2786 | 0.039002 | 424.6265 | 7.8454e-05 | 397.2786 | 0.0054836 | 396.6562 | 0.023824 | 646.2479 | 0.022102 | 396.6562 | 0.036157 | 645.4487 | 0.00028599 | 646.2479 | 0.0074789 | 396.6562 | 0.024773 | 397.2786 | 0.022586
|  | 425.3994 | 0.011195 | 397.496 | 0.32135 | 396.8736 | 1.0237 | 425.3994 | 0.011463 | 397.496 | 6.5952 | 396.8736 | 9.604 | 396.8736 | #REF! | 424.7404 | 0.40261 | 397.496 | 0 | 391.46 | -0.0093559 | 397.496 | 0 | 425.3994 | 0.030107 | 397.496 | 0 | 391.46 | -0.00070865 | 397.496 | 0 | 391.46 | -0.0068351 | 397.496 | 0 | 424.7404 | 0.00011775 | 397.496 | 0 | 424.7404 | 0.00010004 | 397.496 | 0 | 396.8736 | -0.047445 | 646.4089 | 0.016611 | 396.8736 | -0.027694 | 645.6099 | 0.00010725 | 646.4089 | 0.008315 | 396.8736 | -0.00074944 | 397.496 | 0.013628
|  | 425.5122 | 0 | 397.7134 | 0.31617 | 397.0909 | 1.0198 | 425.5122 | 0 | 397.7134 | 6.2925 | 397.0909 | 9.3257 | 397.0909 | #REF! | 424.8543 | 0.37966 | 397.7134 | 0.041706 | 391.68 | 0.019911 | 397.7134 | 0.054302 | 425.5122 | 0.026421 | 397.7134 | 0.01529 | 391.68 | 0.0026695 | 397.7134 | 0.0074431 | 391.68 | -0.00086717 | 397.7134 | 0.0051039 | 424.8543 | 0.0001123 | 397.7134 | 0.040248 | 424.8543 | 0.00010175 | 397.7134 | 0.0062958 | 397.0909 | 0.057015 | 646.5699 | 0.021467 | 397.0909 | 0.01206 | 645.7712 | 7.1499e-05 | 646.5699 | 0.007804 | 397.0909 | 0.023177 | 397.7134 | 0.022356
|  | 425.625 | 0.010289 | 397.9308 | 0.29634 | 397.3083 | 0.96374 | 425.625 | 0.0081166 | 397.9308 | 5.9688 | 397.3083 | 8.7197 | 397.3083 | #REF! | 424.9681 | 0.38614 | 397.9308 | 0 | 391.9 | -0.0050378 | 397.9308 | 0 | 425.625 | 0.017629 | 397.9308 | 0 | 391.9 | -0.0030384 | 397.9308 | 0 | 391.9 | -0.00040807 | 397.9308 | 0 | 424.9681 | 0.00012039 | 397.9308 | 0 | 424.9681 | 0.00012008 | 397.9308 | 0 | 397.3083 | -0.064549 | 646.7309 | 0.020015 | 397.3083 | -0.020545 | 645.9324 | 0.00010725 | 646.7309 | 0.0085473 | 397.3083 | -0.0072786 | 397.9308 | 0.012596
|  | 425.7378 | 0 | 398.1483 | 0.31405 | 397.5257 | 0.99909 | 425.7378 | 0 | 398.1483 | 5.7317 | 397.5257 | 8.8513 | 397.5257 | #REF! | 425.082 | 0.36868 | 398.1483 | 0.06866 | 392.11 | 0.011755 | 398.1483 | 0.037705 | 425.7378 | 0.029973 | 398.1483 | 0.012761 | 392.11 | -0.0018735 | 398.1483 | 0.015625 | 392.11 | 0.0098449 | 398.1483 | 0.009935 | 425.082 | 0.00011197 | 398.1483 | 0.026508 | 425.082 | 0.00013018 | 398.1483 | 0.0093772 | 397.5257 | 0.033598 | 646.8918 | 0.018426 | 397.5257 | 0.048273 | 646.0937 | 7.1499e-05 | 646.8918 | 0.0075253 | 397.5257 | 0.020878 | 398.1483 | 0.02175
|  | 425.8506 | 0.0045602 | 398.3657 | 0.30613 | 397.7431 | 0.95293 | 425.8506 | 0.016431 | 398.3657 | 5.4844 | 397.7431 | 8.3264 | 397.7431 | #REF! | 425.1959 | 0.39296 | 398.3657 | 0 | 392.33 | -0.02375 | 398.3657 | 0 | 425.8506 | 0.023668 | 398.3657 | 0.00076698 | 392.33 | 0.00045625 | 398.3657 | 0 | 392.33 | -0.0086717 | 398.3657 | 0 | 425.1959 | 0.00012039 | 398.3657 | 0 | 425.1959 | 0.00015006 | 398.3657 | 0 | 397.7431 | -0.039096 | 647.0528 | 0.01357 | 397.7431 | -0.0018703 | 646.255 | 0.00010725 | 647.0528 | 0.0082685 | 397.7431 | -0.0041859 | 398.3657 | 0.015487
|  | 425.9634 | 0 | 398.5832 | 0.27596 | 397.9605 | 0.93848 | 425.9634 | 0 | 398.5832 | 5.2963 | 397.9605 | 8.07 | 397.9605 | #REF! | 425.3098 | 0.39213 | 398.5832 | 0.084104 | 392.55 | 0.0069569 | 398.5832 | 0.058812 | 425.9634 | 0.030195 | 398.5832 | 0.012292 | 392.55 | -0.0061837 | 398.5832 | 0.013078 | 392.55 | 0.0029585 | 398.5832 | 0.01348 | 425.3098 | 0.00010223 | 398.5832 | 0.028127 | 425.3098 | 0.00014183 | 398.5832 | 0.0044797 | 397.9605 | 0.04439 | 647.2138 | 0.019606 | 397.9605 | 0.024202 | 646.4162 | 7.1499e-05 | 647.2138 | 0.0074789 | 397.9605 | 0.0385 | 398.5832 | 0.023073
|  | 426.0762 | 0.018027 | 398.8007 | 0.25759 | 398.1779 | 0.91226 | 426.0762 | 0.0043067 | 398.8007 | 5.073 | 398.1779 | 7.3312 | 398.1779 | #REF! | 425.4237 | 0.4347 | 398.8007 | 0 | 392.77 | -0.0083963 | 398.8007 | 0 | 426.0762 | 0.033881 | 398.8007 | 0 | 392.77 | -0.010144 | 398.8007 | 0 | 392.77 | -0.0043867 | 398.8007 | 0 | 425.4237 | 0.00011197 | 398.8007 | 0 | 425.4237 | 0.00013687 | 398.8007 | 0 | 398.1779 | -0.060477 | 647.3749 | 0.013343 | 398.1779 | 0.0045396 | 646.5775 | 0.00053624 | 647.3749 | 0.0079434 | 398.1779 | -0.051908 | 398.8007 | 0.01525
|  | 426.1889 | 0 | 399.0182 | 0.26556 | 398.3954 | 0.91469 | 426.1889 | 0 | 399.0182 | 4.879 | 398.3954 | 7.4696 | 398.3954 | #REF! | 425.5376 | 0.43121 | 399.0182 | 0.070144 | 392.99 | 0.014154 | 399.0182 | 0.053542 | 426.1889 | 0.025933 | 399.0182 | 0.010417 | 392.99 | -0.00082513 | 399.0182 | 0.010879 | 392.99 | -0.0057639 | 399.0182 | 0.0041712 | 425.5376 | 0.00010503 | 399.0182 | 0.039072 | 425.5376 | 0.00013841 | 399.0182 | 0.006381 | 398.3954 | 0.021992 | 647.5359 | 0.016974 | 398.3954 | -0.019617 | 646.7388 | 7.1499e-05 | 647.5359 | 0.0073395 | 398.3954 | 0.093218 | 399.0182 | 0.024516
|  | 426.3017 | 0.0010107 | 399.2357 | 0.23716 | 398.6128 | 0.82637 | 426.3017 | 0.0079509 | 399.2357 | 4.6691 | 398.6128 | 6.8167 | 398.6128 | #REF! | 425.6515 | 0.50738 | 399.2357 | 0 | 393.2 | -0.019431 | 399.2357 | 0 | 426.3017 | 0.029973 | 399.2357 | 0 | 393.2 | -0.0092122 | 399.2357 | 0 | 393.2 | -0.0025504 | 399.2357 | 0 | 425.6515 | 0.00012105 | 399.2357 | 0 | 425.6515 | 0.00012008 | 399.2357 | 0 | 398.6128 | -0.039503 | 647.6969 | 0.018517 | 398.6128 | -0.044216 | 646.9001 | 0.00032174 | 647.6969 | 0.0078969 | 398.6128 | 0.0049625 | 399.2357 | 0.015994
|  | 426.4145 | 0 | 399.4532 | 0.25882 | 398.8303 | 0.87182 | 426.4145 | 0 | 399.4532 | 4.4911 | 398.8303 | 6.8624 | 398.8303 | #REF! | 425.7654 | 0.51403 | 399.4532 | 0.084385 | 393.42 | 0.0026388 | 399.4532 | 0.034671 | 426.4145 | 0.029441 | 399.4532 | 0.011319 | 393.42 | -0.0030384 | 399.4532 | 0.011101 | 393.42 | -0.0034686 | 399.4532 | 0.0063051 | 425.7654 | 0.00010801 | 399.4532 | 0.052532 | 425.7654 | 9.5069e-05 | 399.4533 | 0.0076648 | 398.8303 | 0.018105 | 647.8579 | 0.024735 | 398.8303 | -0.012061 | 647.0614 | 7.1499e-05 | 647.8579 | 0.0075253 | 398.8303 | 0.038756 | 399.4532 | 0.025015
|  | 426.5273 | 0.0089723 | 399.6708 | 0.20729 | 399.0478 | 0.84524 | 426.5273 | 0.012896 | 399.6708 | 4.2532 | 399.0478 | 6.3595 | 399.0478 | #REF! | 425.8793 | 0.58071 | 399.6708 | 0 | 393.64 | -0.012714 | 399.6708 | 0 | 426.5273 | 0.029618 | 399.6708 | 0 | 393.64 | -0.0030384 | 399.6708 | 0 | 393.64 | -0.0089776 | 399.6708 | 0 | 425.8793 | 0.0001199 | 399.6708 | 0 | 425.8793 | 8.1708e-05 | 399.6708 | 0 | 399.0478 | -0.06516 | 648.0189 | 0.019561 | 399.0478 | -0.010366 | 647.2227 | 0.00010725 | 648.0189 | 0.0081292 | 399.0478 | 0.0079171 | 399.6708 | 0.015509
|  | 426.6401 | 0 | 399.8883 | 0.21772 | 399.2653 | 0.83905 | 426.6401 | 0 | 399.8883 | 4.1092 | 399.2653 | 6.499 | 399.2653 | #REF! | 425.9932 | 0.57024 | 399.8883 | 0.054503 | 393.86 | 0.0098357 | 399.8883 | 0.040455 | 426.6401 | 0.030462 | 399.8883 | 0.011397 | 393.86 | 0.0058149 | 399.8883 | 0.010091 | 393.86 | 0.016119 | 399.8883 | 0.0080576 | 425.9932 | 0.00010272 | 399.8883 | 0.027709 | 425.9932 | 0.00011511 | 399.8883 | 0.0099593 | 399.2653 | 0.021177 | 648.18 | 0.023872 | 399.2653 | 0.0083056 | 647.384 | 7.1499e-05 | 648.18 | 0.0076182 | 399.2653 | 0.026624 | 399.8883 | 0.022689
|  | 426.7529 | 0 | 400.1059 | 0.21942 | 399.4828 | 0.80215 | 426.7529 | 0.011081 | 400.1059 | 3.904 | 399.4828 | 5.9084 | 399.4828 | #REF! | 426.1071 | 0.60266 | 400.1059 | 0 | 394.07 | 0.0050378 | 400.1059 | 0 | 426.7529 | 0.031883 | 400.1059 | 0 | 394.07 | -0.0031549 | 400.1059 | 0 | 394.07 | -0.0085181 | 400.1059 | 0 | 426.1071 | 0.00012221 | 400.1059 | 0 | 426.1071 | 0.00012505 | 400.1059 | 0 | 399.4828 | -0.081043 | 648.341 | 0.015703 | 399.4828 | -0.026731 | 647.5454 | 0 | 648.341 | 0.0078505 | 399.4828 | 0.017558 | 400.1059 | 0.016865
|  | 426.8657 | 0 | 400.3235 | 0.25257 | 399.7003 | 0.82423 | 426.8657 | 0 | 400.3235 | 3.8377 | 399.7003 | 5.9081 | 399.7003 | #REF! | 426.221 | 0.59485 | 400.3235 | 0.049386 | 394.29 | -0.0088761 | 400.3235 | 0.029043 | 426.8657 | 0.03095 | 400.3235 | 0.0087856 | 394.29 | 0.0011552 | 400.3235 | 0.0076791 | 394.29 | 0.0090795 | 400.3235 | 0.0059597 | 426.221 | 0.00010619 | 400.3235 | 0.031495 | 426.221 | 0.0001701 | 400.3235 | 0.0071039 | 399.7003 | 0.042965 | 648.5021 | 0.020332 | 399.7003 | 0.025232 | 647.7067 | 7.1499e-05 | 648.5021 | 0.007293 | 399.7003 | 0.033328 | 400.3235 | 0.025816
|  | 426.9785 | 0.013994 | 400.5411 | 0.20646 | 399.9179 | 0.79465 | 426.9785 | 0.019678 | 400.5411 | 3.6893 | 399.9179 | 5.6545 | 399.9179 | #REF! | 426.3349 | 0.61647 | 400.5411 | 0 | 394.51 | -0.020391 | 400.5411 | 0 | 426.9785 | 0.026954 | 400.5411 | 0 | 394.51 | -0.0046693 | 400.5411 | 0 | 394.51 | 0.00035706 | 400.5411 | 0 | 426.3349 | 0.0001161 | 400.5411 | 0 | 426.3349 | 0.00014012 | 400.5411 | 0 | 399.9179 | -0.086948 | 648.6631 | 0.017019 | 399.9179 | 0.0095226 | 647.868 | 0.00010725 | 648.6631 | 0.007804 | 399.9179 | 0.0066402 | 400.5411 | 0.016174
|  | 427.0913 | 0 | 400.7587 | 0.23228 | 400.1354 | 0.82699 | 427.0913 | 0 | 400.7587 | 3.609 | 400.1354 | 5.6926 | 400.1354 | #REF! | 426.4489 | 0.6632 | 400.7587 | 0.056817 | 394.73 | 0.015593 | 400.7587 | 0.043658 | 427.0913 | 0.031705 | 400.7587 | 0.010969 | 394.73 | 0.00057274 | 400.7587 | 0.011201 | 394.73 | -0.011732 | 400.7587 | 0.012128 | 426.4489 | 0.00011065 | 400.7587 | 0.034258 | 426.4489 | 0.00013515 | 400.7587 | 0.0078688 | 400.1354 | 0.099369 | 648.8242 | 0.037806 | 400.1354 | 0.013409 | 648.0294 | 7.1499e-05 | 648.8242 | 0.0078969 | 400.1354 | 0.037989 | 400.7587 | 0.02454
|  | 427.2041 | 0.0020459 | 400.9763 | 0.19757 | 400.353 | 0.79145 | 427.2041 | 0.0069571 | 400.9763 | 3.4638 | 400.353 | 5.3337 | 400.353 | #REF! | 426.5628 | 0.72124 | 400.9764 | 0 | 394.95 | -0.011275 | 400.9764 | 0 | 427.2041 | 0.029085 | 400.9764 | 0 | 394.95 | -0.010028 | 400.9763 | 0 | 394.95 | -0.010967 | 400.9764 | 0 | 426.5628 | 0.00013757 | 400.9764 | 0 | 426.5628 | 7.6741e-05 | 400.9764 | 0 | 400.353 | -0.019703 | 648.9853 | 0.01829 | 400.353 | 0.010702 | 648.1907 | 0 | 648.9853 | 0.008315 | 400.353 | 0.0093218 | 400.9763 | 0.018147
|  | 427.3169 | 0 | 401.194 | 0.22342 | 400.5706 | 0.77487 | 427.3169 | 0 | 401.194 | 3.3696 | 400.5706 | 5.2183 | 400.5706 | #REF! | 426.6768 | 0.7678 | 401.194 | 0.062671 | 395.16 | 0.011755 | 401.194 | 0.021703 | 427.3169 | 0.031084 | 401.194 | 0.013529 | 395.16 | 0.0084939 | 401.194 | 0.012586 | 395.16 | 0.0012752 | 401.194 | 0.0023795 | 426.6768 | 0.0001308 | 401.194 | 0.025851 | 426.6768 | 8.6676e-05 | 401.194 | 0.01046 | 400.5706 | 0.028915 | 649.1464 | 0.024236 | 400.5706 | -0.0010608 | 648.3521 | 7.1499e-05 | 649.1464 | 0.0078505 | 400.5706 | 0.025539 | 401.194 | 0.025245
|  | 427.4297 | 0.010207 | 401.4117 | 0.1902 | 400.7882 | 0.67923 | 427.4297 | 0.012609 | 401.4117 | 3.1969 | 400.7882 | 4.8968 | 400.7882 | #REF! | 426.7907 | 0.78044 | 401.4117 | 0.0079622 | 395.38 | -0.020872 | 401.4117 | 0 | 427.4297 | 0.028597 | 401.4117 | 0 | 395.38 | -0.00047565 | 401.4117 | 0 | 395.38 | -0.0043867 | 401.4117 | 0 | 426.7907 | 0.00013575 | 401.4117 | 0 | 426.7907 | 8.6676e-05 | 401.4117 | 0 | 400.7882 | -0.0094806 | 649.3075 | 0.021286 | 400.7882 | -0.025391 | 648.5134 | 0 | 649.3075 | 0.0080827 | 400.7882 | 0.0055598 | 401.4117 | 0.016926
|  | 427.5425 | 0 | 401.6293 | 0.20129 | 401.0058 | 0.7202 | 427.5425 | 0 | 401.6293 | 3.1188 | 401.0058 | 4.7691 | 401.0058 | #REF! | 426.9047 | 0.78509 | 401.6293 | 0.07307 | 395.6 | 0.028548 | 401.6293 | 0.040844 | 427.5425 | 0.034014 | 401.6293 | 0.010762 | 395.6 | 0.0024366 | 401.6293 | 0.006836 | 395.6 | 0.0041827 | 401.6293 | 0.0069653 | 426.9047 | 0.00011957 | 401.6293 | 0.022247 | 426.9047 | 0.0001134 | 401.6293 | 0.0046381 | 401.0058 | 0.021177 | 649.4686 | 0.030544 | 401.0058 | 0.019628 | 648.6748 | 7.1499e-05 | 649.4686 | 0.0075718 | 401.0058 | 0.032754 | 401.6293 | 0.02557
|  | 427.6553 | 0.0026375 | 401.847 | 0.17354 | 401.2235 | 0.73574 | 427.6553 | 0.018532 | 401.847 | 2.9584 | 401.2235 | 4.5876 | 401.2235 | #REF! | 427.0186 | 0.77728 | 401.847 | 0.017371 | 395.82 | -0.027587 | 401.847 | 0.00073951 | 427.6553 | 0.038277 | 401.847 | 0 | 395.82 | -0.002456 | 401.847 | 0.0014474 | 395.82 | -0.0040807 | 401.847 | 0 | 427.0186 | 0.00012039 | 401.847 | 0 | 427.0186 | 0.00012179 | 401.847 | 0 | 401.2235 | -0.065568 | 649.6296 | 0.018018 | 401.2235 | 0.033553 | 648.8361 | 0.00032174 | 649.6296 | 0.0081292 | 401.2235 | 0.017367 | 401.847 | 0.020143
|  | 427.7681 | 0 | 402.0647 | 0.20184 | 401.4411 | 0.70359 | 427.7681 | 0 | 402.0647 | 2.9366 | 401.4411 | 4.5697 | 401.4411 | #REF! | 427.1326 | 0.77013 | 402.0647 | 0.057782 | 396.04 | 0.030466 | 402.0647 | 0.038823 | 427.7681 | 0.027709 | 402.0647 | 0.011047 | 396.04 | -0.00024269 | 402.0647 | 0.0079698 | 396.04 | 0.0041827 | 402.0647 | 0.0069429 | 427.1326 | 0.0001199 | 402.0647 | 0.028802 | 427.1326 | 0.00012008 | 402.0647 | 0.011109 | 401.4411 | 0.057423 | 649.7908 | 0.027458 | 401.4411 | 0.036943 | 648.9975 | 0 | 649.7908 | 0.0075253 | 401.4411 | 0.041629 | 402.0647 | 0.026822
|  | 427.8809 | 0 | 402.2824 | 0.18075 | 401.6588 | 0.67505 | 427.8809 | 0.0079509 | 402.2824 | 2.8394 | 401.6588 | 4.1405 | 401.6588 | #REF! | 427.2465 | 0.76148 | 402.2824 | 0 | 396.25 | -0.037183 | 402.2824 | 0 | 427.8809 | 0.034503 | 402.2824 | 0 | 396.25 | -0.0040868 | 402.2824 | 0.0011015 | 396.25 | 0.0021933 | 402.2824 | 0 | 427.2465 | 0.00010949 | 402.2824 | 0 | 427.2465 | 0.00013018 | 402.2824 | 0 | 401.6588 | -0.030137 | 649.9519 | 0.011709 | 401.6588 | -0.021405 | 649.1589 | 0 | 649.9519 | 0.0081292 | 401.6588 | 0.007534 | 402.2824 | 0.020266
|  | 427.9937 | 0 | 402.5002 | 0.1705 | 401.8765 | 0.6584 | 427.9937 | 0 | 402.5002 | 2.8199 | 401.8765 | 4.1577 | 401.8765 | #REF! | 427.3605 | 0.75583 | 402.5002 | 0.097616 | 396.47 | 0.010315 | 402.5002 | 0.027929 | 427.9937 | 0.03095 | 402.5002 | 0.012403 | 396.47 | 0.00045625 | 402.5002 | 0.0076299 | 396.47 | 0.01214 | 402.5002 | 0.0077524 | 427.3605 | 9.7273e-05 | 402.5002 | 0.01983 | 427.3605 | 0.000105 | 402.5002 | 0.0056255 | 401.8765 | 0.021992 | 650.113 | 0.018925 | 401.8765 | 0.015575 | 649.3203 | 0 | 650.113 | 0.0078969 | 401.8765 | 0.024198 | 402.5002 | 0.02801
|  | 428.1064 | 0.0098778 | 402.7179 | 0.17713 | 402.0942 | 0.66113 | 428.1064 | 0.011081 | 402.7179 | 2.6956 | 402.0942 | 3.84 | 402.0942 | #REF! | 427.4745 | 0.77462 | 402.7179 | 0 | 396.69 | 0.0098357 | 402.7179 | 0 | 428.1064 | 0.040675 | 402.7179 | 0 | 396.69 | -0.0052516 | 402.7179 | 0 | 396.69 | -0.0034686 | 402.7179 | 0 | 427.4745 | 0.00011065 | 402.7179 | 0 | 427.4745 | 9.6782e-05 | 402.7179 | 0 | 402.0942 | -0.065975 | 650.2741 | 0.018018 | 402.0942 | -0.025646 | 649.4817 | 0.00010725 | 650.2741 | 0.008315 | 402.0942 | 0.023624 | 402.7179 | 0.019414
|  | 428.2192 | 0 | 402.9357 | 0.20716 | 402.3119 | 0.64668 | 428.2192 | 0 | 402.9357 | 2.6667 | 402.3119 | 4.0035 | 402.3119 | #REF! | 427.5885 | 0.77611 | 402.9357 | 0.077086 | 396.91 | 0.02135 | 402.9357 | 0.036582 | 428.2192 | 0.032371 | 402.9357 | 0.0072356 | 396.91 | -0.0028054 | 402.9357 | 0.0081002 | 396.91 | 0.0024994 | 402.9357 | 0.0040957 | 427.5885 | 0.00012188 | 402.9357 | 0.014162 | 427.5885 | 6.5092e-05 | 402.9357 | 0.0030945 | 402.3119 | 0.01546 | 650.4352 | 0.023464 | 402.3119 | 0.023199 | 649.6431 | 7.1499e-05 | 650.4352 | 0.0082221 | 402.3119 | 0.036138 | 402.9357 | 0.027895
|  | 428.332 | 0 | 403.1534 | 0.15524 | 402.5296 | 0.65025 | 428.332 | 0.0074539 | 403.1534 | 2.5559 | 402.5296 | 3.6645 | 402.5296 | #REF! | 427.7025 | 0.80887 | 403.1534 | 0.010015 | 397.13 | -0.020391 | 403.1534 | 0 | 428.332 | 0.035124 | 403.1534 | 0.0069787 | 397.13 | 0.0047664 | 403.1534 | 0 | 397.13 | -0.00040807 | 403.1534 | 0 | 427.7025 | 0.00014038 | 403.1534 | 0 | 427.7025 | 7.8454e-05 | 403.1534 | 0 | 402.5296 | -0.041743 | 650.5964 | 0.016339 | 402.5296 | -0.019903 | 649.8045 | 0.00010725 | 650.5964 | 0.0086402 | 402.5296 | 0.019984 | 403.1534 | 0.023676
|  | 428.4448 | 0 | 403.3712 | 0.17656 | 402.7474 | 0.63828 | 428.4448 | 0 | 403.3712 | 2.5241 | 402.7474 | 3.7113 | 402.7474 | #REF! | 427.8164 | 0.80305 | 403.3712 | 0.095948 | 397.34 | 0.0064771 | 403.3712 | 0.030166 | 428.4448 | 0.033348 | 403.3712 | 0.010005 | 397.34 | -0.0001262 | 403.3712 | 0.011838 | 397.34 | 0.0043357 | 403.3712 | 0.0064851 | 427.8164 | 0.00011197 | 403.3712 | 0.024953 | 427.8164 | 7.5028e-05 | 403.3712 | 0.0044225 | 402.7474 | 0.040318 | 650.7575 | 0.033585 | 402.7474 | 0.01219 | 649.9659 | 0 | 650.7575 | 0.0085008 | 402.7474 | 0.04763 | 403.3712 | 0.028943
|  | 428.5577 | 0.01317 | 403.589 | 0.16162 | 402.9651 | 0.66699 | 428.5577 | 0.015093 | 403.589 | 2.4048 | 402.9651 | 3.4999 | 402.9651 | #REF! | 427.9304 | 0.83665 | 403.589 | 0 | 397.56 | 0.0055175 | 403.589 | 0 | 428.5577 | 0.038677 | 403.589 | 0.0027413 | 397.56 | -0.0085133 | 403.589 | 0.00090242 | 397.56 | 0.0011222 | 403.589 | 0 | 427.9304 | 0.00012221 | 403.589 | 0 | 427.9304 | 0.00010004 | 403.589 | 0 | 402.9651 | -0.033598 | 650.9187 | 0.017473 | 402.9651 | 0.016677 | 650.1273 | 0.00032174 | 650.9187 | 0.0081756 | 402.9651 | 0.026816 | 403.589 | 0.022921
|  | 428.6705 | 0 | 403.8068 | 0.16749 | 403.1829 | 0.65086 | 428.6705 | 0 | 403.8068 | 2.3844 | 403.1829 | 3.5965 | 403.1829 | #REF! | 428.0444 | 0.84297 | 403.8068 | 0.098466 | 397.78 | 0.0088761 | 403.8068 | 0.0426 | 428.6705 | 0.033481 | 403.8068 | 0.0097756 | 397.78 | 0.003019 | 403.8068 | 0.010207 | 397.78 | 0.00035706 | 403.8068 | 0.018128 | 428.0444 | 0.00010025 | 403.8068 | 0.028079 | 428.0444 | 0.00014012 | 403.8068 | 0.0095311 | 403.1829 | 0.049888 | 651.0798 | 0.026868 | 403.1829 | -0.010779 | 650.2887 | 0 | 651.0798 | 0.0075718 | 403.1829 | 0.043544 | 403.8068 | 0.031347
|  | 428.7833 | 0.00027119 | 404.0247 | 0.15202 | 403.4007 | 0.60837 | 428.7833 | 0.011941 | 404.0247 | 2.2837 | 403.4007 | 3.1799 | 403.4007 | #REF! | 428.1584 | 0.88836 | 404.0247 | 0 | 398 | -0.0083963 | 404.0247 | 0 | 428.7833 | 0.037167 | 404.0247 | 0 | 398 | 0.00033976 | 404.0247 | 0 | 398 | -0.0062227 | 404.0247 | 0 | 428.1584 | 0.00012105 | 404.0247 | 0 | 428.1584 | 0.00018688 | 404.0247 | 0 | 403.4007 | -0.043576 | 651.241 | 0.015567 | 403.4007 | -0.016877 | 650.4501 | 0.00010725 | 651.241 | 0.0079898 | 403.4007 | 0.025794 | 404.0247 | 0.023292
|  | 428.8961 | 0 | 404.2425 | 0.17485 | 403.6185 | 0.63185 | 428.8961 | 0 | 404.2425 | 2.2646 | 403.6185 | 3.2108 | 403.6185 | #REF! | 428.2724 | 0.90516 | 404.2425 | 0.10459 | 398.22 | -0.020391 | 404.2425 | 0.050205 | 428.8961 | 0.032371 | 404.2425 | 0.016142 | 398.22 | 0.0043004 | 404.2425 | 0.0086454 | 398.22 | 0.0066312 | 404.2425 | 0.011067 | 428.2724 | 0.00011081 | 404.2425 | 0.02905 | 428.2724 | 0.00018346 | 404.2425 | 0.0036361 | 403.6185 | 0.038282 | 651.4022 | 0.028865 | 403.6185 | 0.029977 | 650.6116 | 0 | 651.4022 | 0.0080363 | 403.6185 | 0.052227 | 404.2425 | 0.031819
|  | 429.0089 | 0.0063351 | 404.4604 | 0.16249 | 403.8363 | 0.60606 | 429.0089 | 0.013565 | 404.4604 | 2.1842 | 403.8363 | 3.0896 | 403.8363 | #REF! | 428.3865 | 0.94441 | 404.4603 | 0 | 398.44 | -0.026148 | 404.4603 | 0 | 429.0089 | 0.034769 | 404.4603 | 0.00039635 | 398.44 | -0.0094454 | 404.4604 | 0 | 398.44 | -0.018771 | 404.4603 | 0 | 428.3865 | 0.00015177 | 404.4603 | 0 | 428.3865 | 0.00011837 | 404.4604 | 0 | 403.8363 | -0.045816 | 651.5634 | 0.014024 | 403.8363 | -0.016134 | 650.773 | 0.00010725 | 651.5634 | 0.008315 | 403.8363 | 0.033137 | 404.4604 | 0.024506
|  | 429.1217 | 0 | 404.6782 | 0.18306 | 404.0541 | 0.62696 | 429.1217 | 0 | 404.6782 | 2.1617 | 404.0541 | 3.1932 | 404.0541 | #REF! | 428.5005 | 0.95638 | 404.6782 | 0.06448 | 398.65 | 0.0059973 | 404.6782 | 0.041244 | 429.1217 | 0.036146 | 404.6782 | 0.010546 | 398.65 | 0.011639 | 404.6782 | 0.007416 | 398.65 | 0.014589 | 404.6782 | 0.00576 | 428.5005 | 0.00014996 | 404.6782 | 0.019309 | 428.5005 | 7.8454e-05 | 404.6782 | 0.0022103 | 404.0541 | 0.063939 | 651.7245 | 0.028411 | 404.0541 | 0.0091836 | 650.9345 | 7.1499e-05 | 651.7245 | 0.0077111 | 404.0541 | 0.059442 | 404.6782 | 0.033597
|  | 429.2345 | 0.0014543 | 404.8961 | 0.15821 | 404.272 | 0.60304 | 429.2345 | 0.0091104 | 404.8961 | 2.0571 | 404.272 | 2.8921 | 404.272 | #REF! | 428.6145 | 0.9913 | 404.8961 | 0 | 398.87 | -0.0035984 | 404.8961 | 0 | 429.2345 | 0.034014 | 404.8961 | 0 | 398.87 | 0.0037179 | 404.8961 | 0 | 398.87 | 0.0083142 | 404.8961 | 0 | 428.6145 | 0.00015111 | 404.8961 | 0 | 428.6145 | 6.0125e-05 | 404.8961 | 0 | 404.272 | -0.045001 | 651.8857 | 0.022647 | 404.272 | 0.020771 | 651.0959 | 0.00010725 | 651.8857 | 0.0079898 | 404.272 | -0.0073425 | 404.8961 | 0.026625
|  | 429.3473 | 0 | 405.114 | 0.17196 | 404.4898 | 0.58089 | 429.3473 | 0 | 405.114 | 2.0598 | 404.4898 | 2.8903 | 404.4898 | #REF! | 428.7285 | 1.0069 | 405.114 | 0.09498 | 399.09 | 0.0088761 | 405.114 | 0.022731 | 429.3473 | 0.035391 | 405.114 | 0.011946 | 399.09 | -0.00199 | 405.114 | 0.0071093 | 399.09 | -0.0033155 | 405.114 | 0.0062178 | 428.7285 | 0.00012882 | 405.114 | 0.023956 | 428.7285 | 5.6699e-05 | 405.114 | 0.0041364 | 404.4898 | 0.024435 | 652.0469 | 0.020605 | 404.4898 | 0.00089052 | 651.2574 | 0 | 652.0469 | 0.0078969 | 404.4898 | 0.10675 | 405.114 | 0.036044
|  | 429.4601 | 0.010619 | 405.3319 | 0.14047 | 404.7077 | 0.5806 | 429.4601 | 0.013374 | 405.3319 | 1.9786 | 404.7077 | 2.6135 | 404.7077 | #REF! | 428.8426 | 1.0442 | 405.3319 | 0 | 399.31 | 0.0002399 | 405.3319 | 0 | 429.4601 | 0.032371 | 405.3319 | 0 | 399.31 | 0.002786 | 405.3319 | 0 | 399.31 | 0.0012752 | 405.3319 | 0 | 428.8426 | 0.00012485 | 405.3319 | 0 | 428.8426 | 6.8347e-05 | 405.3319 | 0 | 404.7077 | -0.038485 | 652.2081 | 0.014614 | 404.7077 | -0.017026 | 651.4188 | 0.00010725 | 652.2081 | 0.0082221 | 404.7077 | 0.032179 | 405.3319 | 0.029818
|  | 429.5729 | 0 | 405.5498 | 0.1841 | 404.9256 | 0.58325 | 429.5729 | 0 | 405.5498 | 1.9566 | 404.9256 | 2.7126 | 404.9256 | #REF! | 428.9566 | 1.0572 | 405.5498 | 0.062189 | 399.53 | -0.019911 | 405.5498 | 0.03148 | 429.5729 | 0.036634 | 405.5498 | 0.016832 | 399.53 | 0.0056981 | 405.5498 | 0.0074706 | 399.53 | 0.0035706 | 405.5498 | 0.006602 | 428.9566 | 0.00012683 | 405.5498 | 0.033278 | 428.9566 | 0.00010004 | 405.5498 | 0.0038908 | 404.9256 | 0.015608 | 652.3693 | 0.016202 | 404.9256 | 0.030253 | 651.5803 | 0.00028599 | 652.3693 | 0.0079898 | 404.9256 | 0.071573 | 405.5498 | 0.037566
|  | 429.6857 | 0.0073704 | 405.7678 | 0.1223 | 405.1435 | 0.55898 | 429.6857 | 0.0053006 | 405.7678 | 1.901 | 405.1435 | 2.5685 | 405.1435 | #REF! | 429.0707 | 1.0881 | 405.7678 | 0.016091 | 399.74 | -0.024228 | 405.7678 | 0 | 429.6857 | 0.039165 | 405.7678 | 0 | 399.74 | -0.0063001 | 405.7678 | 0 | 399.74 | 0.0017343 | 405.7678 | 0 | 429.0707 | 0.00012502 | 405.7678 | 0 | 429.0707 | 0.0001468 | 405.7678 | 0 | 405.1435 | -0.041336 | 652.5306 | 0.014523 | 405.1435 | 0.0028189 | 651.7418 | 0.00010725 | 652.5306 | 0.0081292 | 405.1435 | 0.040479 | 405.7678 | 0.032013
|  | 429.7985 | 0 | 405.9857 | 0.16789 | 405.3614 | 0.57059 | 429.7985 | 0 | 405.9857 | 1.9146 | 405.3614 | 2.543 | 405.3614 | #REF! | 429.1847 | 1.0996 | 405.9857 | 0.065287 | 399.96 | -0.020872 | 405.9857 | 0.029455 | 429.7985 | 0.033126 | 405.9857 | 0.0090843 | 399.96 | 0.0018541 | 405.9857 | 0.010393 | 399.96 | -0.0014792 | 405.9857 | 0.0013914 | 429.1847 | 0.00011874 | 405.9857 | 0.018501 | 429.1847 | 0.00016187 | 405.9857 | 0.011002 | 405.3614 | 0.0281 | 652.6918 | 0.019289 | 405.3614 | 0.017473 | 651.9032 | 7.1499e-05 | 652.6918 | 0.0074324 | 405.3614 | 0.076553 | 405.9857 | 0.04062
|  | 429.9113 | 0.0039686 | 406.2037 | 0.14132 | 405.5794 | 0.54084 | 429.9113 | 0.010317 | 406.2037 | 1.7936 | 405.5794 | 2.383 | 405.5794 | #REF! | 429.2987 | 1.14 | 406.2037 | 0.0059917 | 400.18 | 0.02375 | 406.2037 | 0 | 429.9113 | 0.031483 | 406.2037 | 0 | 400.18 | -0.0035044 | 406.2037 | 0 | 400.18 | -0.0019383 | 406.2037 | 0 | 429.2987 | 0.0001341 | 406.2037 | 0 | 429.2987 | 0.00015006 | 406.2037 | 0 | 405.5794 | -0.048056 | 652.853 | 0.018109 | 405.5794 | -0.017131 | 652.0647 | 0.00032174 | 652.853 | 0.0075253 | 405.5794 | 0.05095 | 406.2037 | 0.032659
|  | 430.0241 | 0 | 406.4217 | 0.14771 | 405.7973 | 0.56605 | 430.0241 | 0 | 406.4217 | 1.8114 | 405.7973 | 2.504 | 405.7973 | #REF! | 429.4128 | 1.1563 | 406.4217 | 0.079609 | 400.4 | -0.0083963 | 406.4217 | 0.036052 | 430.0241 | 0.038011 | 406.4217 | 0.0093146 | 400.4 | -0.00199 | 406.4217 | 0.0095144 | 400.4 | 0.0012752 | 406.4217 | 0.0060999 | 429.4128 | 0.00014005 | 406.4217 | 0.008214 | 429.4128 | 0.00012505 | 406.4217 | 0.005575 | 405.7973 | 0.0056988 | 653.0142 | 0.022738 | 405.7973 | -0.0073305 | 652.2262 | 0 | 653.0142 | 0.0071072 | 405.7973 | 0.069849 | 406.4217 | 0.041978
|  | 430.1369 | 0.0093016 | 406.6397 | 0.15732 | 406.0153 | 0.53098 | 430.1369 | 0.010412 | 406.6397 | 1.7147 | 406.0153 | 2.2419 | 406.0153 | #REF! | 429.5269 | 1.181 | 406.6397 | 0.0020486 | 400.62 | -0.0002399 | 406.6397 | 0 | 430.1369 | 0.033748 | 406.6397 | 0 | 400.62 | -0.0051353 | 406.6397 | 0 | 400.62 | -0.010202 | 406.6397 | 0 | 429.5269 | 0.00015342 | 406.6397 | 0 | 429.5269 | 0.00010004 | 406.6397 | 0 | 406.0153 | -0.03482 | 653.1755 | 0.014296 | 406.0153 | -0.03428 | 652.3877 | 0.00010725 | 653.1755 | 0.007804 | 406.0153 | 0.052291 | 406.6397 | 0.035521
|  | 430.2497 | 0 | 406.8577 | 0.18775 | 406.2333 | 0.55854 | 430.2497 | 0 | 406.8577 | 1.7538 | 406.2333 | 2.4592 | 406.2333 | #REF! | 429.6409 | 1.1842 | 406.8577 | 0.10013 | 400.84 | 0.0093559 | 406.8577 | 0.047776 | 430.2497 | 0.044094 | 406.8577 | 0.015667 | 400.84 | -0.00094161 | 406.8577 | 0.007642 | 400.84 | 0.00096913 | 406.8577 | 0.0095942 | 429.6409 | 0.00012386 | 406.8577 | 0.031156 | 429.6409 | 7.1773e-05 | 406.8577 | 0.0089698 | 406.2333 | 0.035635 | 653.3367 | 0.018653 | 406.2333 | 0.023004 | 652.5492 | 0 | 653.3367 | 0.0077111 | 406.2333 | 0.071318 | 406.8577 | 0.045572
|  | 430.3625 | 0.010783 | 407.0757 | 0.12496 | 406.4513 | 0.55796 | 430.3625 | 0.017099 | 407.0757 | 1.6697 | 406.4513 | 2.1341 | 406.4513 | #REF! | 429.755 | 1.2126 | 407.0757 | 0 | 401.05 | -0.031426 | 407.0757 | 0 | 430.3625 | 0.037522 | 407.0757 | 0 | 401.05 | -0.0012911 | 407.0757 | 0 | 401.05 | -0.0036216 | 407.0757 | 0 | 429.755 | 0.00013195 | 407.0757 | 0 | 429.755 | 7.8454e-05 | 407.0757 | 0 | 406.4513 | -0.015032 | 653.498 | 0.014841 | 406.4513 | -0.0010785 | 652.7107 | 0.00032174 | 653.498 | 0.0084544 | 406.4513 | 0.047567 | 407.0757 | 0.03993
|  | 430.4753 | 0 | 407.2938 | 0.12798 | 406.6693 | 0.54884 | 430.4753 | 0 | 407.2938 | 1.6318 | 406.6693 | 2.1676 | 406.6693 | #REF! | 429.8691 | 1.2288 | 407.2938 | 0.11095 | 401.27 | -0.0016793 | 407.2938 | 0.032846 | 430.4753 | 0.029219 | 407.2938 | 0.016 | 401.27 | -0.0033879 | 407.2938 | 0.0090608 | 401.27 | 0.0054069 | 407.2938 | 0.0062574 | 429.8691 | 0.00011726 | 407.2938 | 0.021122 | 429.8691 | 0.00012505 | 407.2938 | 0.0075133 | 406.6693 | 0.048259 | 653.6593 | 0.022647 | 406.6693 | 0.017123 | 652.8722 | 7.1499e-05 | 653.6593 | 0.0082685 | 406.6693 | 0.08198 | 407.2938 | 0.047977
|  | 430.5881 | 0.003525 | 407.5118 | 0.11548 | 406.8873 | 0.54297 | 430.5881 | 0.0048037 | 407.5118 | 1.5945 | 406.8873 | 2.047 | 406.8873 | #REF! | 429.9832 | 1.2622 | 407.5118 | 0 | 401.49 | -0.011275 | 407.5118 | 0 | 430.5881 | 0.048624 | 407.5118 | 0 | 401.49 | 0.0015046 | 407.5118 | 0.0013334 | 401.49 | -0.00056109 | 407.5118 | 0 | 429.9832 | 0.00012733 | 407.5118 | 0 | 429.9832 | 0.00016342 | 407.5118 | 0 | 406.8873 | -0.050703 | 653.8205 | 0.018018 | 406.8873 | -0.016856 | 653.0338 | 0.00032174 | 653.8205 | 0.0085473 | 406.8873 | 0.070105 | 407.5118 | 0.042081
|  | 430.701 | 0 | 407.7299 | 0.14684 | 407.1053 | 0.50664 | 430.701 | 0 | 407.7299 | 1.5504 | 407.1053 | 2.0587 | 407.1053 | #REF! | 430.0972 | 1.2782 | 407.7299 | 0.10591 | 401.71 | 0.025668 | 407.7299 | 0.040022 | 430.701 | 0.033615 | 407.7299 | 0.012357 | 401.71 | -9.7074e-06 | 407.7299 | 0.0095062 | 401.71 | -0.005917 | 407.7299 | 0.0073491 | 430.0972 | 0.00011263 | 407.7299 | 0.031908 | 430.0972 | 0.00014509 | 407.7299 | 0.0040044 | 407.1053 | 0.035838 | 653.9818 | 0.018744 | 407.1053 | 0.0069606 | 653.1953 | 0.00028599 | 653.9818 | 0.0079434 | 407.1053 | 0.083321 | 407.7299 | 0.050911
|  | 430.8138 | 0.0020459 | 407.948 | 0.11739 | 407.3234 | 0.49955 | 430.8138 | 0.01624 | 407.948 | 1.5346 | 407.3234 | 1.8268 | 407.3234 | #REF! | 430.2113 | 1.3184 | 407.948 | 0.031531 | 401.93 | -0.02135 | 407.948 | 0 | 430.8138 | 0.038277 | 407.948 | 0 | 401.93 | -0.012474 | 407.948 | 0 | 401.93 | -0.0020913 | 407.948 | 0 | 430.2113 | 0.00012006 | 407.948 | 0 | 430.2113 | 9.8495e-05 | 407.948 | 0 | 407.3234 | -0.043169 | 654.1431 | 0.013479 | 407.3234 | 0.00072388 | 653.3568 | 0.00010725 | 654.1431 | 0.0084079 | 407.3234 | 0.070871 | 407.948 | 0.045907
|  | 430.9266 | 0 | 408.166 | 0.13369 | 407.5415 | 0.51901 | 430.9266 | 0 | 408.166 | 1.4854 | 407.5415 | 1.9941 | 407.5415 | #REF! | 430.3254 | 1.3404 | 408.166 | 0.096921 | 402.15 | 0.012714 | 408.166 | 0.042459 | 430.9266 | 0.033615 | 408.166 | 0.012171 | 402.15 | -0.0050185 | 408.166 | 0.0088385 | 402.15 | 0.0011222 | 408.166 | 0 | 430.3254 | 0.00014005 | 408.166 | 0.027821 | 430.3254 | 8.1708e-05 | 408.166 | 0.0076617 | 407.5415 | 0.023824 | 654.3044 | 0.021694 | 407.5415 | 0.010506 | 653.5184 | 0.00050049 | 654.3044 | 0.0076647 | 407.5415 | 0.097623 | 408.166 | 0.05335
|  | 431.0394 | 0.0081099 | 408.3842 | 0.14367 | 407.7595 | 0.49558 | 431.0394 | 0.0071227 | 408.3842 | 1.4408 | 407.7595 | 1.723 | 407.7595 | #REF! | 430.4395 | 1.3814 | 408.3842 | 0.0163 | 402.36 | -0.012714 | 408.3842 | 0 | 431.0394 | 0.04738 | 408.3842 | 0 | 402.36 | -0.0086301 | 408.3842 | 0 | 402.36 | -0.0054579 | 408.3842 | 0 | 430.4395 | 0.00015986 | 408.3842 | 0 | 430.4395 | 7.8454e-05 | 408.3842 | 0 | 407.7595 | -0.042151 | 654.4657 | 0.0236 | 407.7595 | 0.01747 | 653.6799 | 0.00032174 | 654.4657 | 0.0079434 | 407.7595 | 0.073233 | 408.3842 | 0.049319
|  | 431.1522 | 0 | 408.6023 | 0.14045 | 407.9776 | 0.46552 | 431.1522 | 0 | 408.6023 | 1.4322 | 407.9776 | 1.7613 | 407.9776 | #REF! | 430.5536 | 1.3946 | 408.6023 | 0.082434 | 402.58 | -0.00071969 | 408.6023 | 0.023043 | 431.1522 | 0.049645 | 408.6023 | 0.012268 | 402.58 | -0.0073485 | 408.6023 | 0.0098598 | 402.58 | 0.0014282 | 408.6023 | 0.0021607 | 430.5536 | 0.00015375 | 408.6023 | 0.027137 | 430.5536 | 0.00010004 | 408.6023 | 0.0078763 | 407.9776 | 0.036245 | 654.627 | 0.023555 | 407.9776 | 0.00094501 | 653.8415 | 7.1499e-05 | 654.627 | 0.007293 | 407.9776 | 0.094941 | 408.6023 | 0.057786
|  | 431.265 | 0.0083961 | 408.8204 | 0.13696 | 408.1958 | 0.48255 | 431.265 | 0.0062945 | 408.8204 | 1.3854 | 408.1958 | 1.6427 | 408.1958 | #REF! | 430.6677 | 1.4258 | 408.8204 | 0.01168 | 402.8 | -0.04294 | 408.8204 | 0 | 431.265 | 0.033615 | 408.8204 | 0 | 402.8 | -0.00094161 | 408.8204 | 0 | 402.8 | -0.0013262 | 408.8204 | 0 | 430.6677 | 9.3805e-05 | 408.8204 | 0 | 430.6677 | 6.5092e-05 | 408.8204 | 0 | 408.1958 | -0.040318 | 654.7883 | 0.017564 | 408.1958 | -0.009646 | 654.003 | 0.00032174 | 654.7883 | 0.0076647 | 408.1958 | 0.086961 | 408.8204 | 0.054404
|  | 431.3778 | 0 | 409.0386 | 0.12495 | 408.4139 | 0.49589 | 431.3778 | 0 | 409.0386 | 1.3189 | 408.4139 | 1.5425 | 408.4139 | #REF! | 430.7819 | 1.4571 | 409.0386 | 0.055224 | 403.02 | 0.024228 | 409.0386 | 0.0012436 | 431.3778 | 0.036013 | 409.0386 | 0 | 403.02 | 0.0031355 | 409.0386 | 0.0008053 | 403.02 | 0.006172 | 409.0386 | 0 | 430.7819 | 0.00022989 | 409.0386 | 0 | 430.7819 | 0.00028195 | 409.0386 | 0 | 408.4139 | -0.047852 | 654.9496 | 0.019062 | 408.4139 | -0.017805 | 654.1646 | 0 | 654.9496 | 0.0078505 | 408.4139 | 0.096218 | 409.0386 | 0.059935
|  | 431.4907 | 0.007814 | 409.2567 | 0.14523 | 408.632 | 0.50306 | 431.4907 | 0.01175 | 409.2567 | 1.3183 | 408.632 | 1.6174 | 408.632 | #REF! | 430.896 | 1.4988 | 409.2567 | 0.11639 | 403.24 | -0.012714 | 409.2567 | 0.031373 | 431.4907 | 0.038544 | 409.2567 | 0.0082443 | 403.24 | 0.0036014 | 409.2567 | 0.0083603 | 403.24 | 0.0047948 | 409.2567 | 0.0037017 | 430.896 | 0.00019339 | 409.2567 | 0.019303 | 430.896 | 0.00023348 | 409.2567 | 0.0048215 | 408.632 | 0.020566 | 655.1109 | 0.016611 | 408.632 | -0.0089398 | 654.3261 | 0.0007506 | 655.1109 | 0.0077576 | 408.632 | 0.12731 | 409.2567 | 0.067271
|  | 431.6035 | 0 | 409.4749 | 0.12941 | 408.8502 | 0.47434 | 431.6035 | 0 | 409.4749 | 1.2113 | 408.8502 | 1.445 | 408.8502 | #REF! | 431.0101 | 1.5394 | 409.4749 | 0.016707 | 403.46 | -0.0055175 | 409.4749 | 0.0070311 | 431.6035 | 0.038544 | 409.4749 | 0 | 403.46 | -0.002223 | 409.4749 | 0 | 403.46 | -0.0022444 | 409.4749 | 0 | 431.0101 | 0.00039537 | 409.4749 | 0 | 431.0101 | 0.00041693 | 409.4749 | 0 | 408.8502 | -0.022806 | 655.2722 | 0.018925 | 408.8502 | -0.0095799 | 654.4877 | 0 | 655.2722 | 0.0085473 | 408.8502 | 0.10497 | 409.4749 | 0.063784
|  | 431.7163 | 0.007814 | 409.6931 | 0.12947 | 409.0684 | 0.47791 | 431.7163 | 0.011272 | 409.6931 | 1.244 | 409.0684 | 1.5649 | 409.0684 | #REF! | 431.1242 | 1.5624 | 409.6931 | 0.11852 | 403.68 | 0.056854 | 409.6931 | 0.043296 | 431.7163 | 0.043828 | 409.6931 | 0.016372 | 403.68 | 0.0011552 | 409.6931 | 0.0079651 | 403.68 | 5.1009e-05 | 409.6931 | 0.0080215 | 431.1242 | 0.00020611 | 409.6931 | 0.021283 | 431.1242 | 0.00018688 | 409.6931 | 0.0077811 | 409.0684 | 0.014049 | 655.4336 | 0.021558 | 409.0684 | 0.026014 | 654.6493 | 0.0007506 | 655.4336 | 0.0077111 | 409.0684 | 0.136 | 409.6931 | 0.072787
|  | 431.8291 | 0 | 409.9113 | 0.13182 | 409.2866 | 0.47383 | 431.8291 | 0 | 409.9113 | 1.1688 | 409.2866 | 1.3211 | 409.2866 | #REF! | 431.2384 | 1.6029 | 409.9113 | 0.061196 | 403.89 | -0.039103 | 409.9113 | 0 | 431.8291 | 0.038766 | 409.9113 | 0 | 403.89 | -0.0018735 | 409.9113 | 0 | 403.89 | 0.00096913 | 409.9113 | 0 | 431.2384 | 0.00041684 | 409.9113 | 0 | 431.2384 | 0.00039038 | 409.9113 | 0 | 409.2865 | -0.068011 | 655.5949 | 0.014841 | 409.2866 | -0.021206 | 654.8109 | 0 | 655.5949 | 0.0084544 | 409.2865 | 0.12042 | 409.9113 | 0.069102
|  | 431.9419 | 0.0094662 | 410.1295 | 0.12934 | 409.5048 | 0.4786 | 431.9419 | 0.014425 | 410.1295 | 1.1621 | 409.5048 | 1.4489 | 409.5048 | #REF! | 431.3525 | 1.6252 | 410.1295 | 0.14034 | 404.11 | 0.035744 | 410.1295 | 0.031584 | 431.9419 | 0.046625 | 410.1295 | 0.010301 | 404.11 | -0.0067659 | 410.1295 | 0.010255 | 404.11 | -0.0022444 | 410.1295 | 0.010267 | 431.3525 | 0.00021502 | 410.1295 | 0.016994 | 431.3525 | 0.00020675 | 410.1295 | 0.0096901 | 409.5048 | 0.024639 | 655.7563 | 0.020741 | 409.5048 | 0.020537 | 654.9725 | 0.0007506 | 655.7563 | 0.0079898 | 409.5048 | 0.14021 | 410.1295 | 0.077865
|  | 432.0547 | 0 | 410.3478 | 0.10661 | 409.723 | 0.46296 | 432.0547 | 0 | 410.3478 | 1.1096 | 409.723 | 1.2139 | 409.723 | #REF! | 431.4666 | 1.6663 | 410.3478 | 0.056127 | 404.33 | 0.0088761 | 410.3478 | 0 | 432.0547 | 0.039565 | 410.3478 | 0 | 404.33 | -0.0044363 | 410.3478 | 0 | 404.33 | -0.010202 | 410.3478 | 0 | 431.4666 | 0.0004137 | 410.3478 | 0 | 431.4666 | 0.000407 | 410.3478 | 0 | 409.723 | -0.046834 | 655.9176 | 0.01947 | 409.723 | 0.011193 | 655.1341 | 0 | 655.9176 | 0.008826 | 409.723 | 0.13076 | 410.3478 | 0.076556
|  | 432.1676 | 0.0054477 | 410.566 | 0.14552 | 409.9412 | 0.45349 | 432.1676 | 0.0064601 | 410.566 | 1.1187 | 409.9412 | 1.3841 | 409.9412 | #REF! | 431.5808 | 1.6869 | 410.566 | 0.11982 | 404.55 | -0.016073 | 410.566 | 0.025571 | 432.1676 | 0.046359 | 410.566 | 0.010212 | 404.55 | 0.00068922 | 410.566 | 0.0088012 | 404.55 | -0.0023974 | 410.566 | 0.0087469 | 431.5808 | 0.00020297 | 410.566 | 0.014617 | 431.5808 | 0.0002035 | 410.566 | 0.006276 | 409.9412 | 0.01801 | 656.079 | 0.021876 | 409.9412 | 0.016075 | 655.2957 | 0.0007506 | 656.079 | 0.0081756 | 409.9412 | 0.15426 | 410.566 | 0.084843
|  | 432.2804 | 0 | 410.7843 | 0.10677 | 410.1595 | 0.45158 | 432.2804 | 0 | 410.7843 | 1.0554 | 410.1595 | 1.1763 | 410.1595 | #REF! | 431.6949 | 1.7323 | 410.7843 | 0.045856 | 404.77 | -0.014154 | 410.7843 | 0 | 432.2804 | 0.048135 | 410.7843 | 0 | 404.77 | -0.00199 | 410.7843 | 0 | 404.77 | -0.0017853 | 410.7843 | 0 | 431.6949 | 0.0004099 | 410.7843 | 0 | 431.6949 | 0.00034687 | 410.7843 | 0 | 410.1595 | -0.041743 | 656.2403 | 0.012027 | 410.1595 | -0.031125 | 655.4573 | 0 | 656.2403 | 0.008315 | 410.1595 | 0.10535 | 410.7843 | 0.082608
|  | 432.3932 | 0.003377 | 411.0026 | 0.13341 | 410.3777 | 0.47472 | 432.3932 | 0.0094417 | 411.0026 | 1.074 | 410.3777 | 1.324 | 410.3777 | #REF! | 431.8091 | 1.7506 | 411.0026 | 0.15347 | 404.99 | 0.0050378 | 411.0026 | 0.036618 | 432.3932 | 0.042584 | 411.0026 | 0.012869 | 404.99 | 0.0056981 | 411.0026 | 0.0086129 | 404.99 | -0.0065293 | 411.0026 | 0.0098049 | 431.8091 | 0.00020726 | 411.0026 | 0.01784 | 431.8091 | 0.00014337 | 411.0026 | 0.0073644 | 410.3777 | 0.040725 | 656.4017 | 0.017337 | 410.3777 | 0.01012 | 655.6189 | 0.00053624 | 656.4017 | 0.0079434 | 410.3777 | 0.18541 | 411.0026 | 0.09272
|  | 432.506 | 0 | 411.2209 | 0.096087 | 410.596 | 0.44628 | 432.506 | 0 | 411.2209 | 1.0064 | 410.596 | 1.126 | 410.596 | #REF! | 431.9232 | 1.7884 | 411.2208 | 0.077542 | 405.21 | -0.037183 | 411.2208 | 0 | 432.506 | 0.045737 | 411.2208 | 0 | 405.21 | -0.0047858 | 411.2209 | 0 | 405.21 | 0.0037236 | 411.2208 | 0 | 431.9232 | 0.00043368 | 411.2208 | 0 | 431.9232 | 0.00035698 | 411.2209 | 0 | 410.596 | -0.02077 | 656.5631 | 0.031769 | 410.596 | 0.0052642 | 655.7805 | 0 | 656.5631 | 0.0086866 | 410.596 | 0.15528 | 411.2209 | 0.090079
|  | 432.6189 | 0.0083961 | 411.4391 | 0.1393 | 410.8143 | 0.44011 | 432.6189 | 0.021398 | 411.4391 | 0.99726 | 410.8143 | 1.2241 | 410.8143 | #REF! | 432.0374 | 1.8 | 411.4392 | 0.13251 | 405.42 | -0.015113 | 411.4392 | 0.03166 | 432.6189 | 0.045204 | 411.4392 | 0.0089716 | 405.42 | -0.0045528 | 411.4391 | 0.0052566 | 405.42 | 0.0020403 | 411.4392 | 0.001714 | 432.0374 | 0.00023038 | 411.4392 | 0.016471 | 432.0374 | 0.00021343 | 411.4391 | 0.004572 | 410.8143 | 0.0097232 | 656.7245 | 0.019062 | 410.8143 | 0.018111 | 655.9421 | 0.00053624 | 656.7245 | 0.0081756 | 410.8143 | 0.18624 | 411.4391 | 0.1003
|  | 432.7317 | 0 | 411.6575 | 0.093337 | 411.0326 | 0.45084 | 432.7317 | 0 | 411.6575 | 0.93473 | 411.0326 | 0.98706 | 411.0326 | #REF! | 432.1516 | 1.8428 | 411.6575 | 0.094842 | 405.64 | -0.0002399 | 411.6575 | 0 | 432.7317 | 0.052886 | 411.6575 | 0 | 405.64 | 0.0095423 | 411.6575 | 0 | 405.64 | -0.0092835 | 411.6575 | 0 | 432.1516 | 0.00043946 | 411.6575 | 0 | 432.1516 | 0.00035698 | 411.6575 | 0 | 411.0326 | -0.051925 | 656.8859 | 0.016429 | 411.0326 | -0.031636 | 656.1037 | 0 | 656.8859 | 0.0085473 | 411.0326 | 0.15936 | 411.6575 | 0.096243
|  | 432.8445 | 0.0045602 | 411.8758 | 0.10924 | 411.2509 | 0.47243 | 432.8445 | 0.013087 | 411.8758 | 0.90859 | 411.2509 | 1.1745 | 411.2509 | #REF! | 432.2657 | 1.8665 | 411.8758 | 0.15715 | 405.86 | 0.012235 | 411.8758 | 0.043778 | 432.8445 | 0.040808 | 411.8758 | 0.010964 | 405.86 | 0.0016211 | 411.8758 | 0.011029 | 405.86 | 0.0089266 | 411.8758 | 0.010337 | 432.2657 | 0.00021304 | 411.8758 | 0.033976 | 432.2657 | 0.00014337 | 411.8758 | 0.0065827 | 411.2509 | 0.029322 | 657.0472 | 0.022284 | 411.2509 | 0.017603 | 656.2654 | 0.00053624 | 657.0472 | 0.0075253 | 411.2509 | 0.19895 | 411.8758 | 0.10827
|  | 432.9573 | 0 | 412.0941 | 0.090218 | 411.4693 | 0.42771 | 432.9573 | 0 | 412.0941 | 0.85982 | 411.4693 | 1.0168 | 411.4693 | #REF! | 432.3799 | 1.9192 | 412.0942 | 0.088241 | 406.08 | -0.015593 | 412.0942 | 0.0037394 | 432.9573 | 0.050133 | 412.0942 | 0 | 406.08 | -0.0028054 | 412.0941 | 0 | 406.08 | -0.0045398 | 412.0942 | 0 | 432.3799 | 0.00040131 | 412.0942 | 0 | 432.3799 | 0.00030696 | 412.0942 | 0 | 411.4692 | -0.032987 | 657.2087 | 0.013389 | 411.4693 | -0.0034455 | 656.427 | 0 | 657.2087 | 0.0080827 | 411.4692 | 0.19333 | 412.0941 | 0.10719
|  | 433.0701 | 0.003377 | 412.3125 | 0.11931 | 411.6876 | 0.43008 | 433.0701 | 0.021493 | 412.3125 | 0.8832 | 411.6876 | 1.1372 | 411.6876 | #REF! | 432.4941 | 1.949 | 412.3125 | 0.16195 | 406.3 | 0.0055175 | 412.3125 | 0.03267 | 433.0701 | 0.0504 | 412.3125 | 0.011227 | 406.3 | -0.0038538 | 412.3125 | 0.0071292 | 406.3 | -0.00086717 | 412.3125 | 0.0037524 | 432.4941 | 0.00019273 | 412.3125 | 0.017183 | 432.4941 | 0.00016342 | 412.3125 | 0.0079322 | 411.6876 | -0.002074 | 657.3701 | 0.024009 | 411.6876 | 0.037492 | 656.5887 | 0.00053624 | 657.3701 | 0.007293 | 411.6876 | 0.21727 | 412.3125 | 0.11606
|  | 433.183 | 0 | 412.5309 | 0.10382 | 411.906 | 0.43031 | 433.183 | 0 | 412.5309 | 0.83498 | 411.906 | 0.90975 | 411.906 | #REF! | 432.6083 | 2.0024 | 412.5309 | 0.086303 | 406.52 | -0.011755 | 412.5309 | 0.00091212 | 433.183 | 0.04183 | 412.5309 | 0 | 406.52 | -0.006999 | 412.5309 | 0.0011537 | 406.52 | -0.0011732 | 412.5309 | 0 | 432.6083 | 0.00039487 | 412.5309 | 0 | 432.6083 | 0.00038696 | 412.5309 | 0 | 411.906 | -0.044594 | 657.5315 | 0.016429 | 411.906 | -0.010224 | 656.7503 | 0 | 657.5315 | 0.0080363 | 411.906 | 0.2047 | 412.5309 | 0.11563
|  | 433.2958 | 0.019179 | 412.7493 | 0.1197 | 412.1244 | 0.42339 | 433.2958 | 0.015093 | 412.7493 | 0.81735 | 412.1244 | 1.0669 | 412.1244 | #REF! | 432.7225 | 2.0268 | 412.7493 | 0.1778 | 406.74 | 0.014634 | 412.7493 | 0.025326 | 433.2958 | 0.051021 | 412.7493 | 0.0095921 | 406.74 | -0.0064164 | 412.7493 | 0.0049313 | 406.74 | -0.0017853 | 412.7493 | 8.626e-05 | 432.7225 | 0.00020264 | 412.7493 | 0.016339 | 432.7225 | 0.00022354 | 412.7493 | 0.011134 | 412.1243 | 0.04378 | 657.6929 | 0.020015 | 412.1244 | 0.011193 | 656.912 | 0.0007506 | 657.6929 | 0.0075253 | 412.1243 | 0.22832 | 412.7493 | 0.12534
|  | 433.4086 | 0 | 412.9677 | 0.077283 | 412.3427 | 0.43859 | 433.4086 | 0 | 412.9677 | 0.78868 | 412.3427 | 0.82311 | 412.3427 | #REF! | 432.8367 | 2.0722 | 412.9677 | 0.12129 | 406.95 | -0.0011995 | 412.9677 | 0.0058238 | 433.4086 | 0.038544 | 412.9677 | 0.0020082 | 406.95 | 0.00045625 | 412.9677 | 0.00030227 | 406.95 | 0.0081613 | 412.9677 | 0 | 432.8367 | 0.00038133 | 412.9677 | 0 | 432.8367 | 0.00044708 | 412.9677 | 0 | 412.3428 | -0.017414 | 657.8543 | 0.020605 | 412.3427 | 0.0018277 | 657.0737 | 0 | 657.8543 | 0.0081292 | 412.3428 | 0.2151 | 412.9677 | 0.127
|  | 433.5215 | 0.0081099 | 413.1861 | 0.12605 | 412.5612 | 0.424 | 433.5215 | 0.018246 | 413.1861 | 0.76498 | 412.5612 | 0.95865 | 412.5612 | #REF! | 432.9509 | 2.0975 | 413.1861 | 0.18999 | 407.17 | -0.029987 | 413.1861 | 0.041238 | 433.5215 | 0.051643 | 413.1861 | 0.012312 | 407.17 | 0.0073291 | 413.1861 | 0.0069001 | 407.17 | 0.00051009 | 413.1861 | 0.01097 | 432.9509 | 0.00017919 | 413.1861 | 0.021643 | 432.9509 | 0.0002268 | 413.1861 | 0.010821 | 412.5612 | 0.020224 | 658.0158 | 0.018653 | 412.5612 | -0.046377 | 657.2353 | 0.00032174 | 658.0158 | 0.0074789 | 412.5612 | 0.24307 | 413.1861 | 0.13664
|  | 433.6343 | 0 | 413.4045 | 0.098824 | 412.7796 | 0.40207 | 433.6343 | 0 | 413.4045 | 0.72817 | 412.7796 | 0.77178 | 412.7796 | #REF! | 433.0651 | 2.1457 | 413.4045 | 0.11426 | 407.39 | -0.019431 | 413.4045 | 0.0079901 | 433.6343 | 0.043828 | 413.4045 | 0 | 407.39 | 0.0044169 | 413.4045 | 0 | 407.39 | -0.0017853 | 413.4045 | 0 | 433.0651 | 0.00039867 | 413.4045 | 0 | 433.0651 | 0.0004404 | 413.4045 | 0 | 412.7796 | -0.029526 | 658.1772 | 0.016929 | 412.7796 | -0.012534 | 657.397 | 0 | 658.1772 | 0.0081292 | 412.7796 | 0.23311 | 413.4045 | 0.13546
|  | 433.7471 | 0 | 413.623 | 0.10585 | 412.998 | 0.41305 | 433.7471 | 0.024359 | 413.623 | 0.70739 | 412.998 | 0.95296 | 412.998 | #REF! | 433.1793 | 2.1667 | 413.623 | 0.21753 | 407.61 | 0.025189 | 413.623 | 0.027048 | 433.7471 | 0.04587 | 413.623 | 0.0017659 | 407.61 | 0.0039509 | 413.623 | 0.0051324 | 407.61 | -0.0017853 | 413.623 | 0.0060987 | 433.1793 | 0.00021948 | 413.623 | 0.030468 | 433.1793 | 0.00021686 | 413.623 | 0.0075486 | 412.998 | 0.022399 | 658.3387 | 0.018653 | 412.998 | 0.0025157 | 657.5587 | 0.0007506 | 658.3387 | 0.0077576 | 412.998 | 0.25794 | 413.623 | 0.14717
|  | 433.8599 | 0 | 413.8414 | 0.10313 | 413.2165 | 0.40927 | 433.8599 | 0 | 413.8414 | 0.6862 | 413.2165 | 0.78543 | 413.2165 | #REF! | 433.2935 | 2.2109 | 413.8414 | 0.16713 | 407.83 | -0.050617 | 413.8414 | 0.013141 | 433.8599 | 0.044449 | 413.8414 | 0 | 407.83 | -0.0063001 | 413.8414 | 0.00261 | 407.83 | -0.0091305 | 413.8414 | 0 | 433.2935 | 0.00041172 | 413.8414 | 0 | 433.2935 | 0.00034191 | 413.8414 | 0 | 413.2165 | -0.022602 | 658.5001 | 0.012617 | 413.2165 | -0.024107 | 657.7204 | 0 | 658.5001 | 0.0086866 | 413.2165 | 0.24588 | 413.8414 | 0.14934
|  | 433.9728 | 0.003525 | 414.0599 | 0.12667 | 413.435 | 0.42204 | 433.9728 | 0.0059632 | 414.0599 | 0.674 | 413.435 | 0.90141 | 413.435 | #REF! | 433.4077 | 2.2377 | 414.0599 | 0.255 | 408.05 | -0.0040782 | 414.0599 | 0.040334 | 433.9728 | 0.05191 | 414.0599 | 0.0071344 | 408.05 | 0.0074455 | 414.0599 | 0.0079262 | 408.05 | 0.0021933 | 414.0599 | 0.0068911 | 433.4077 | 0.00019223 | 414.0599 | 0.030287 | 433.4077 | 0.00012847 | 414.0599 | 0.010353 | 413.435 | 0.029526 | 658.6616 | 0.021376 | 413.435 | 0.016375 | 657.8821 | 0.0007506 | 658.6616 | 0.0081292 | 413.435 | 0.27448 | 414.0599 | 0.16225
|  | 434.0856 | 0 | 414.2784 | 0.085436 | 413.6534 | 0.37302 | 434.0856 | 0 | 414.2784 | 0.64278 | 413.6534 | 0.6858 | 413.6534 | #REF! | 433.522 | 2.2884 | 414.2784 | 0.1771 | 408.27 | -0.0016793 | 414.2784 | 0 | 434.0856 | 0.054174 | 414.2784 | 0 | 408.27 | -0.0050185 | 414.2784 | 0 | 408.27 | -0.00040807 | 414.2784 | 0 | 433.522 | 0.0003995 | 414.2784 | 0 | 433.522 | 0.00032186 | 414.2784 | 0 | 413.6534 | -0.028304 | 658.823 | 0.019243 | 413.6534 | -0.007484 | 658.0438 | 0 | 658.823 | 0.0089653 | 413.6534 | 0.26739 | 414.2784 | 0.1616
|  | 434.1984 | 0 | 414.4969 | 0.0836 | 413.8719 | 0.3958 | 434.1984 | 0.019201 | 414.4969 | 0.64578 | 413.8719 | 0.86666 | 413.8719 | #REF! | 433.6362 | 2.318 | 414.4969 | 0.27496 | 408.49 | 0.029987 | 414.4969 | 0.033667 | 434.1984 | 0.049245 | 414.4969 | 0.012039 | 408.49 | -0.0052516 | 414.4969 | 0.0058953 | 408.49 | 0.0047948 | 414.4969 | 0.0052243 | 433.6362 | 0.00020792 | 414.4969 | 0.023857 | 433.6362 | 0.00019357 | 414.4969 | 0.0046844 | 413.8719 | 0.019631 | 658.9845 | 0.020968 | 413.8719 | -0.00013618 | 658.2055 | 0.00053624 | 658.9845 | 0.0081292 | 413.8719 | 0.30047 | 414.4969 | 0.17588
|  | 434.3113 | 0 | 414.7154 | 0.084146 | 414.0904 | 0.40435 | 434.3113 | 0 | 414.7154 | 0.59286 | 414.0904 | 0.73196 | 414.0904 | #REF! | 433.7504 | 2.3717 | 414.7154 | 0.17875 | 408.71 | -0.033825 | 414.7154 | 0.010105 | 434.3113 | 0.052398 | 414.7154 | 4.5159e-05 | 408.71 | -0.0010581 | 414.7154 | 0.00012881 | 408.71 | -0.0095893 | 414.7154 | 0 | 433.7504 | 0.00041221 | 414.7154 | 0 | 433.7504 | 0.00043543 | 414.7154 | 0 | 414.0904 | -0.036653 | 659.146 | 0.019606 | 414.0904 | -0.0060427 | 658.3672 | 0 | 659.146 | 0.0087331 | 414.0904 | 0.296 | 414.7154 | 0.17886
|  | 434.4241 | 0.005004 | 414.9339 | 0.1051 | 414.309 | 0.4115 | 434.4241 | 0.016431 | 414.9339 | 0.609 | 414.309 | 0.80031 | 414.309 | #REF! | 433.8647 | 2.4117 | 414.9339 | 0.26903 | 408.92 | 0.014154 | 414.9339 | 0.035787 | 434.4241 | 0.054041 | 414.9339 | 0.011124 | 408.92 | -0.0046693 | 414.9339 | 0.0069037 | 408.92 | -0.0049988 | 414.9339 | 0.0048507 | 433.8647 | 0.00020495 | 414.9339 | 0.025013 | 433.8647 | 0.00024187 | 414.9339 | 0.008596 | 414.309 | 0.019712 | 659.3075 | 0.019062 | 414.309 | 0.022525 | 658.5289 | 0.0007506 | 659.3075 | 0.0080827 | 414.309 | 0.32645 | 414.9339 | 0.19334
|  | 434.5369 | 0.0016295 | 415.1525 | 0.075956 | 414.5275 | 0.39818 | 434.5369 | 0 | 415.1525 | 0.52726 | 414.5275 | 0.60245 | 414.5275 | #REF! | 433.9789 | 2.4692 | 415.1525 | 0.20496 | 409.14 | -0.024709 | 415.1525 | 0.010973 | 434.5369 | 0.049112 | 415.1525 | 0 | 409.14 | -0.0094454 | 415.1525 | 0.00095945 | 409.14 | -0.00010202 | 415.1525 | 0 | 433.9789 | 0.00040825 | 415.1525 | 0 | 433.9789 | 0.00046541 | 415.1525 | 0 | 414.5275 | -0.021788 | 659.469 | 0.012435 | 414.5275 | -0.014947 | 658.6906 | 0 | 659.469 | 0.0085937 | 414.5275 | 0.32288 | 415.1525 | 0.19316
|  | 434.6498 | 0 | 415.371 | 0.10356 | 414.7461 | 0.39179 | 434.6498 | 0.01175 | 415.371 | 0.58013 | 414.7461 | 0.69415 | 414.7461 | #REF! | 434.0932 | 2.4991 | 415.371 | 0.30473 | 409.36 | 0.022789 | 415.371 | 0.036635 | 434.6498 | 0.049645 | 415.371 | 0.0099372 | 409.36 | 0.0040674 | 415.371 | 0.005372 | 409.36 | -0.0036216 | 415.371 | 0.0072154 | 434.0932 | 0.00020379 | 415.371 | 0.011639 | 434.0932 | 0.00022354 | 415.371 | 0.0090248 | 414.7461 | 0.023824 | 659.6305 | 0.016929 | 414.7461 | 0.010836 | 658.8524 | 0.00053624 | 659.6305 | 0.007804 | 414.7461 | 0.34567 | 415.371 | 0.20889
|  | 434.7626 | 0 | 415.5896 | 0.093051 | 414.9647 | 0.37413 | 434.7626 | 0 | 415.5896 | 0.52625 | 414.9647 | 0.56584 | 414.9647 | #REF! | 434.2074 | 2.5479 | 415.5896 | 0.24662 | 409.58 | -0.036703 | 415.5896 | 0.0059373 | 434.7626 | 0.046092 | 415.5896 | 0 | 409.58 | -0.0058343 | 415.5896 | 0 | 409.58 | 0.0057129 | 415.5896 | 0 | 434.2074 | 0.0004094 | 415.5896 | 0 | 434.2074 | 0.00039706 | 415.5896 | 0 | 414.9647 | -0.023824 | 659.792 | 0.014614 | 414.9647 | -0.021168 | 659.0141 | 0 | 659.792 | 0.0082685 | 414.9647 | 0.35116 | 415.5896 | 0.21492
|  | 434.8754 | 0.012512 | 415.8082 | 0.10223 | 415.1832 | 0.40301 | 434.8754 | 0.010412 | 415.8082 | 0.54502 | 415.1832 | 0.69985 | 415.1832 | #REF! | 434.3217 | 2.5735 | 415.8082 | 0.351 | 409.8 | 0.017512 | 415.8082 | 0.047463 | 434.8754 | 0.049645 | 415.8082 | 0.011153 | 409.8 | 0.0018541 | 415.8082 | 0.0084293 | 409.8 | 0.0078554 | 415.8082 | 0.0061888 | 434.3217 | 0.00020561 | 415.8082 | 0.022807 | 434.3217 | 0.00017352 | 415.8082 | 0.0072919 | 415.1832 | 0.019551 | 659.9535 | 0.020832 | 415.1832 | 0.0096923 | 659.1758 | 0.0007506 | 659.9535 | 0.0075253 | 415.1832 | 0.39075 | 415.8082 | 0.22824
|  | 434.9883 | 0 | 416.0268 | 0.076208 | 415.4018 | 0.38475 | 434.9883 | 0 | 416.0268 | 0.4974 | 415.4018 | 0.60336 | 415.4018 | #REF! | 434.4359 | 2.632 | 416.0268 | 0.2705 | 410.02 | 0.0069569 | 416.0268 | 0.013474 | 434.9883 | 0.051288 | 416.0268 | 0 | 410.02 | -0.0014076 | 416.0268 | 0 | 410.02 | 0.0023464 | 416.0268 | 0 | 434.4359 | 0.0003995 | 416.0268 | 0 | 434.4359 | 0.00037702 | 416.0268 | 0 | 415.4018 | -0.033802 | 660.115 | 0.018653 | 415.4018 | -0.019796 | 659.3376 | 0 | 660.115 | 0.008315 | 415.4018 | 0.36808 | 416.0268 | 0.22979
|  | 435.1011 | 0.0021939 | 416.2454 | 0.101 | 415.6205 | 0.39359 | 435.1011 | 0.0077853 | 416.2454 | 0.50562 | 415.6205 | 0.70034 | 415.6205 | #REF! | 434.5502 | 2.6698 | 416.2454 | 0.34648 | 410.24 | -0.0088761 | 416.2454 | 0.045106 | 435.1011 | 0.049112 | 416.2454 | 0.0076632 | 410.24 | 0.0043004 | 416.2454 | 0.0085328 | 410.24 | 0.0052539 | 416.2454 | 0.004232 | 434.5502 | 0.00019603 | 416.2454 | 0.016842 | 434.5502 | 0.0002035 | 416.2454 | 0.011188 | 415.6205 | 0.019921 | 660.2766 | 0.019379 | 415.6205 | 0.002715 | 659.4993 | 0.0007506 | 660.2766 | 0.0074789 | 415.6205 | 0.41871 | 416.2454 | 0.24774
|  | 435.214 | 0 | 416.464 | 0.070037 | 415.8391 | 0.37746 | 435.214 | 0 | 416.464 | 0.43737 | 415.8391 | 0.49547 | 415.8391 | #REF! | 434.6645 | 2.7396 | 416.464 | 0.30921 | 410.46 | -0.02375 | 416.464 | 0 | 435.214 | 0.048002 | 416.464 | 0 | 410.46 | -0.00094161 | 416.464 | 0 | 410.46 | -0.0017853 | 416.464 | 0 | 434.6645 | 0.00039603 | 416.464 | 0 | 434.6645 | 0.000407 | 416.464 | 0 | 415.8391 | -0.023417 | 660.4381 | 0.018018 | 415.8391 | -0.0049606 | 659.6611 | 0 | 660.4381 | 0.0085937 | 415.8391 | 0.42312 | 416.464 | 0.25341
|  | 435.3268 | 0.0036729 | 416.6827 | 0.085394 | 416.0577 | 0.41038 | 435.3268 | 0.011463 | 416.6827 | 0.47085 | 416.0577 | 0.67767 | 416.0577 | #REF! | 434.7788 | 2.7882 | 416.6827 | 0.38257 | 410.68 | 0.02375 | 416.6827 | 0.052834 | 435.3268 | 0.053686 | 416.6827 | 0.014225 | 410.68 | 0.0074455 | 416.6827 | 0.0086507 | 410.68 | -0.0010202 | 416.6827 | 0.012878 | 434.7788 | 0.00020214 | 416.6827 | 0.020213 | 434.7788 | 0.0002035 | 416.6827 | 0.0097344 | 416.0577 | 0.040114 | 660.5996 | 0.031361 | 416.0577 | 0.0065641 | 659.8229 | 0.0007506 | 660.5996 | 0.0079898 | 416.0577 | 0.4537 | 416.6827 | 0.27148
|  | 435.4396 | 0 | 416.9013 | 0.089277 | 416.2764 | 0.36937 | 435.4396 | 0 | 416.9013 | 0.42624 | 416.2764 | 0.58423 | 416.2764 | #REF! | 434.893 | 2.8562 | 416.9013 | 0.31699 | 410.89 | -0.013674 | 416.9013 | 0.0095033 | 435.4396 | 0.063366 | 416.9013 | 3.9777e-06 | 410.89 | -0.0052516 | 416.9013 | 0 | 410.89 | -0.00040807 | 416.9013 | 0 | 434.893 | 0.00042641 | 416.9013 | 0 | 434.893 | 0.00041693 | 416.9013 | 0 | 416.2764 | -0.041132 | 660.7612 | 0.017564 | 416.2764 | -0.0034014 | 659.9846 | 0 | 660.7612 | 0.0085937 | 416.2764 | 0.41622 | 416.9013 | 0.27759
|  | 435.5525 | 0.0041166 | 417.12 | 0.10181 | 416.4951 | 0.39482 | 435.5525 | 0.015093 | 417.12 | 0.45348 | 416.4951 | 0.66966 | 416.4951 | #REF! | 435.0073 | 2.8921 | 417.12 | 0.4473 | 411.11 | -0.017512 | 417.12 | 0.054415 | 435.5525 | 0.060347 | 417.12 | 0.0084139 | 411.11 | -0.00047565 | 417.12 | 0.0059822 | 411.11 | 0.00051009 | 417.12 | 0.0075149 | 435.0073 | 0.00022642 | 417.12 | 0.01124 | 435.0073 | 0.00021343 | 417.12 | 0.0083438 | 416.4951 | 0.018323 | 660.9227 | 0.017882 | 416.4951 | -0.014299 | 660.1464 | 0.0007506 | 660.9227 | 0.0078505 | 416.4951 | 0.52183 | 417.12 | 0.29728
|  | 435.6653 | 0 | 417.3387 | 0.061181 | 416.7138 | 0.38077 | 435.6653 | 0 | 417.3387 | 0.39567 | 416.7138 | 0.51646 | 416.7138 | #REF! | 435.1216 | 2.9426 | 417.3387 | 0.35826 | 411.33 | -0.026628 | 417.3387 | 0.022903 | 435.6653 | 0.04849 | 417.3387 | 0 | 411.33 | -0.0058343 | 417.3387 | 0 | 411.33 | -0.0045398 | 417.3387 | 0 | 435.1216 | 0.00044409 | 417.3387 | 0 | 435.1216 | 0.00039706 | 417.3387 | 0 | 416.7138 | -0.032784 | 661.0843 | 0.021603 | 416.7138 | -0.022998 | 660.3082 | 0 | 661.0843 | 0.0084544 | 416.7138 | 0.49348 | 417.3387 | 0.30513
|  | 435.7782 | 0.0038207 | 417.5574 | 0.081764 | 416.9325 | 0.39864 | 435.7782 | 0.015093 | 417.5574 | 0.4172 | 416.9325 | 0.68261 | 416.9325 | #REF! | 435.2359 | 2.9708 | 417.5574 | 0.51192 | 411.55 | -0.0083963 | 417.5574 | 0.04966 | 435.7782 | 0.052265 | 417.5574 | 0.012259 | 411.55 | 0.0026695 | 417.5574 | 0.0077395 | 411.55 | 0.0029585 | 417.5574 | 0.005279 | 435.2359 | 0.00021915 | 417.5574 | 0.022417 | 435.2359 | 0.00018346 | 417.5574 | 0.0092339 | 416.9325 | 0.041947 | 661.2458 | 0.017564 | 416.9325 | 0.023399 | 660.47 | 0.00053624 | 661.2458 | 0.0081292 | 416.9325 | 0.5346 | 417.5574 | 0.32444
|  | 435.891 | 0 | 417.7761 | 0.073663 | 417.1512 | 0.34626 | 435.891 | 0 | 417.7761 | 0.37637 | 417.1512 | 0.45657 | 417.1512 | #REF! | 435.3502 | 3.0343 | 417.7761 | 0.41493 | 411.77 | -0.0098357 | 417.7761 | 0.015946 | 435.891 | 0.054174 | 417.7761 | 0 | 411.77 | -0.00094161 | 417.7761 | 0 | 411.77 | 0.0041827 | 417.7761 | 0 | 435.3502 | 0.00042988 | 417.7761 | 0 | 435.3502 | 0.00037702 | 417.7761 | 0 | 417.1512 | -0.041132 | 661.4074 | 0.019606 | 417.1512 | -0.00073633 | 660.6318 | 0 | 661.4074 | 0.0087795 | 417.1512 | 0.53064 | 417.7761 | 0.33054
|  | 436.0038 | 0.0048561 | 417.9948 | 0.098923 | 417.3699 | 0.3865 | 436.0038 | 0.021398 | 417.9948 | 0.37469 | 417.3699 | 0.51958 | 417.3699 | #REF! | 435.4645 | 3.079 | 417.9948 | 0.51817 | 411.99 | 0.017992 | 417.9948 | 0.054519 | 436.0038 | 0.057061 | 417.9948 | 0.010748 | 411.99 | 0.0010387 | 417.9948 | 0.0049077 | 411.99 | 0.0034176 | 417.9948 | 0.002755 | 435.4645 | 0.00021337 | 417.9948 | 0.022602 | 435.4645 | 0.00019357 | 417.9948 | 0.0058324 | 417.3699 | 0.024842 | 661.569 | 0.019969 | 417.3699 | 0.0099631 | 660.7935 | 0.0007506 | 661.569 | 0.0081292 | 417.3699 | 0.55828 | 417.9948 | 0.34609
|  | 436.1167 | 0 | 418.2135 | 0.086763 | 417.5887 | 0.37399 | 436.1167 | 0 | 418.2135 | 0.36295 | 417.5887 | 0.48782 | 417.5887 | #REF! | 435.5788 | 3.1547 | 418.2135 | 0.44508 | 412.21 | -0.018472 | 418.2135 | 0.017953 | 436.1167 | 0.050267 | 418.2135 | 0 | 412.21 | -0.0059506 | 418.2135 | 0 | 412.21 | -0.007141 | 418.2135 | 0 | 435.5788 | 0.00040709 | 418.2135 | 0 | 435.5788 | 0.00037702 | 418.2135 | 0 | 417.5887 | -0.036449 | 661.7306 | 0.019788 | 417.5887 | 0.002227 | 660.9554 | 0 | 661.7306 | 0.0084544 | 417.5887 | 0.56518 | 418.2135 | 0.35699
|  | 436.2295 | 0.011524 | 418.4323 | 0.094363 | 417.8074 | 0.4304 | 436.2295 | 0.0086135 | 418.4323 | 0.35078 | 417.8074 | 0.55793 | 417.8074 | #REF! | 435.6931 | 3.2004 | 418.4323 | 0.57296 | 412.43 | -0.0088761 | 418.4323 | 0.075371 | 436.2295 | 0.054663 | 418.4323 | 0.016475 | 412.43 | -0.0036209 | 418.4323 | 0.01141 | 412.43 | 0.0047948 | 418.4323 | 0.013803 | 435.6931 | 0.0001962 | 418.4323 | 0.031643 | 435.6931 | 0.00018346 | 418.4323 | 0.011226 | 417.8074 | 0.059052 | 661.8922 | 0.020106 | 417.8074 | 0.012787 | 661.1172 | 0.00032174 | 661.8922 | 0.0077576 | 417.8074 | 0.60917 | 418.4323 | 0.37847
|  | 436.3424 | 0 | 418.6511 | 0.073531 | 418.0262 | 0.37008 | 436.3424 | 0 | 418.6511 | 0.30983 | 418.0262 | 0.45959 | 418.0262 | #REF! | 435.8075 | 3.2747 | 418.6511 | 0.51498 | 412.65 | -0.041023 | 418.6511 | 0.017506 | 436.3424 | 0.053641 | 418.6511 | 0 | 412.65 | -0.0068827 | 418.6511 | 0 | 412.65 | -0.010049 | 418.6511 | 0 | 435.8075 | 0.00038678 | 418.6511 | 0 | 435.8075 | 0.00043698 | 418.6511 | 0 | 418.0262 | -0.034413 | 662.0537 | 0.022511 | 418.0262 | 0.0068601 | 661.279 | 0 | 662.0537 | 0.008315 | 418.0262 | 0.59768 | 418.6511 | 0.38299
|  | 436.4552 | 0.0047082 | 418.8698 | 0.089207 | 418.245 | 0.37656 | 436.4552 | 0.0096482 | 418.8698 | 0.33936 | 418.245 | 0.52843 | 418.245 | #REF! | 435.9218 | 3.3205 | 418.8698 | 0.59876 | 412.87 | -0.027587 | 418.8698 | 0.057703 | 436.4552 | 0.058704 | 418.8698 | 0.0054741 | 412.87 | 0.0029025 | 418.8698 | 0.0036284 | 412.87 | 0.0023464 | 418.8698 | 0.0050764 | 435.9218 | 0.0001919 | 418.8698 | 0.025094 | 435.9218 | 0.00025352 | 418.8698 | 0.0075879 | 418.245 | 0.014949 | 662.2153 | 0.019652 | 418.245 | -0.0021896 | 661.4408 | 0.0007506 | 662.2153 | 0.007804 | 418.245 | 0.64799 | 418.8698 | 0.40662
|  | 436.5681 | 0 | 419.0886 | 0.050272 | 418.4638 | 0.3551 | 436.5681 | 0 | 419.0886 | 0.289 | 418.4638 | 0.36456 | 418.4638 | #REF! | 436.0361 | 3.3888 | 419.0886 | 0.55323 | 413.08 | -0.025668 | 419.0886 | 0.013272 | 436.5681 | 0.05746 | 419.0886 | 0 | 413.08 | -0.015037 | 419.0886 | 0 | 413.08 | -0.0074475 | 419.0886 | 0 | 436.0361 | 0.00039223 | 419.0886 | 0 | 436.0361 | 0.00043698 | 419.0886 | 0 | 418.4638 | -0.052332 | 662.3769 | 0.017292 | 418.4638 | -0.042209 | 661.6026 | 0 | 662.3769 | 0.0084079 | 418.4638 | 0.66402 | 419.0886 | 0.41677
|  | 436.6809 | 0.0060393 | 419.3074 | 0.090752 | 418.6826 | 0.36942 | 436.6809 | 0.0043067 | 419.3074 | 0.31876 | 418.6826 | 0.55881 | 418.6826 | #REF! | 436.1504 | 3.4322 | 419.3074 | 0.70507 | 413.3 | 0.0079165 | 419.3074 | 0.076733 | 436.6809 | 0.064121 | 419.3074 | 0.016836 | 413.3 | 0.00057274 | 419.3074 | 0.011187 | 413.3 | 0.00066312 | 419.3074 | 0.013173 | 436.1504 | 0.00020495 | 419.3074 | 0.010008 | 436.1504 | 0.00018346 | 419.3074 | 0.0079544 | 418.6826 | 0.028508 | 662.5386 | 0.014614 | 418.6826 | 0.020556 | 661.7645 | 0.00053624 | 662.5386 | 0.0080827 | 418.6826 | 0.70513 | 419.3074 | 0.44217
|  | 436.7938 | 0 | 419.5262 | 0.053962 | 418.9015 | 0.35208 | 436.7938 | 0 | 419.5262 | 0.27017 | 418.9015 | 0.35008 | 418.9015 | #REF! | 436.2648 | 3.5077 | 419.5263 | 0.63814 | 413.52 | -0.0064771 | 419.5263 | 0.022569 | 436.7938 | 0.048357 | 419.5263 | 0 | 413.52 | -0.0035044 | 419.5262 | 0 | 413.52 | -0.0020913 | 419.5263 | 0 | 436.2648 | 0.00040907 | 419.5263 | 0 | 436.2648 | 0.000327 | 419.5263 | 0 | 418.9015 | -0.037264 | 662.7002 | 0.02242 | 418.9015 | -0.018139 | 661.9263 | 0 | 662.7002 | 0.0085008 | 418.9015 | 0.70175 | 419.5262 | 0.45151
|  | 436.9066 | 0.0055956 | 419.7451 | 0.08412 | 419.1203 | 0.36781 | 436.9066 | 0.017195 | 419.7451 | 0.30101 | 419.1203 | 0.48237 | 419.1203 | #REF! | 436.3791 | 3.5609 | 419.7451 | 0.72979 | 413.74 | 0.015593 | 419.7451 | 0.068512 | 436.9066 | 0.06008 | 419.7451 | 0.0125 | 413.74 | -0.00047565 | 419.7451 | 0.0077852 | 413.74 | -0.0014792 | 419.7451 | 0.0018284 | 436.3791 | 0.00020908 | 419.7451 | 0.012931 | 436.3791 | 0.00014337 | 419.7451 | 0.012603 | 419.1203 | 0.027489 | 662.8618 | 0.01357 | 419.1203 | 0.0072155 | 662.0881 | 0.00053624 | 662.8618 | 0.0077111 | 419.1203 | 0.73591 | 419.7451 | 0.474
|  | 437.0195 | 0 | 419.9639 | 0.047763 | 419.3392 | 0.34972 | 437.0195 | 0 | 419.9639 | 0.26696 | 419.3392 | 0.37954 | 419.3392 | #REF! | 436.4935 | 3.6346 | 419.9639 | 0.67139 | 413.96 | -0.020872 | 419.9639 | 0.011254 | 437.0195 | 0.044716 | 419.9639 | 0 | 413.96 | -0.0065332 | 419.9639 | 0 | 413.96 | -0.00025504 | 419.9639 | 0 | 436.4935 | 0.00039636 | 419.9639 | 0 | 436.4935 | 0.00035698 | 419.9639 | 0 | 419.3392 | -0.02586 | 663.0234 | 0.024099 | 419.3392 | -0.0092718 | 662.25 | 0 | 663.0234 | 0.0079898 | 419.3392 | 0.74734 | 419.9639 | 0.48663
|  | 437.1323 | 0.0081099 | 420.1828 | 0.087461 | 419.5581 | 0.37667 | 437.1323 | 0.0061289 | 420.1828 | 0.26981 | 419.5581 | 0.45409 | 419.5581 | #REF! | 436.6078 | 3.6912 | 420.1828 | 0.80611 | 414.18 | 0.0098357 | 420.1828 | 0.083371 | 437.1323 | 0.056439 | 420.1828 | 0.017696 | 414.18 | -0.001524 | 420.1828 | 0.011381 | 414.18 | -0.0043867 | 420.1828 | 0.005818 | 436.6078 | 0.0001919 | 420.1828 | 0.016724 | 436.6078 | 0.00021343 | 420.1828 | 0.0084552 | 419.5581 | 0.043983 | 663.1851 | 0.024417 | 419.5581 | 0.0052883 | 662.4118 | 0.0009651 | 663.1851 | 0.0077576 | 419.5581 | 0.79867 | 420.1828 | 0.51431
|  | 437.2452 | 0 | 420.4017 | 0.053716 | 419.777 | 0.35359 | 437.2452 | 0 | 420.4017 | 0.22849 | 419.777 | 0.37647 | 419.777 | #REF! | 436.7222 | 3.7758 | 420.4017 | 0.74628 | 414.4 | -0.0093559 | 420.4017 | 0.031944 | 437.2452 | 0.052531 | 420.4017 | 0 | 414.4 | -0.0052516 | 420.4017 | 0 | 414.4 | 0.0014282 | 420.4017 | 0 | 436.7222 | 0.00038843 | 420.4017 | 0 | 436.7222 | 0.000407 | 420.4017 | 0 | 419.777 | -0.048463 | 663.3467 | 0.015159 | 419.777 | -0.02643 | 662.5737 | 0 | 663.3467 | 0.0084544 | 419.777 | 0.79835 | 420.4017 | 0.5241
|  | 437.358 | 0.0029334 | 420.6206 | 0.079288 | 419.9959 | 0.36309 | 437.358 | 0.0066257 | 420.6206 | 0.26856 | 419.9959 | 0.4119 | 419.9959 | #REF! | 436.8365 | 3.8407 | 420.6206 | 0.87698 | 414.62 | 0.022789 | 420.6206 | 0.080206 | 437.358 | 0.051021 | 420.6206 | 0.0086961 | 414.62 | -0.0052516 | 420.6206 | 0.0094606 | 414.62 | -0.011579 | 420.6206 | 0.0018739 | 436.8365 | 0.00019834 | 420.6206 | 0.022831 | 436.8365 | 0.00021018 | 420.6206 | 0.011165 | 419.9959 | 0.011015 | 663.5084 | 0.015975 | 419.9959 | 0.015827 | 662.7356 | 0.0007506 | 663.5084 | 0.0079434 | 419.9959 | 0.8403 | 420.6206 | 0.55003
|  | 437.4709 | 0 | 420.8395 | 0.056233 | 420.2148 | 0.3507 | 437.4709 | 0 | 420.8395 | 0.20412 | 420.2148 | 0.2736 | 420.2148 | #REF! | 436.9509 | 3.9235 | 420.8395 | 0.80738 | 414.84 | -0.016073 | 420.8395 | 0.028335 | 437.4709 | 0.048135 | 420.8395 | 0 | 414.84 | -0.0088628 | 420.8395 | 0 | 414.84 | -0.013721 | 420.8395 | 0 | 436.9509 | 0.00041948 | 420.8395 | 0 | 436.9509 | 0.00036366 | 420.8395 | 0 | 420.2148 | -0.034006 | 663.67 | 0.019289 | 420.2148 | -0.015051 | 662.8975 | 0 | 663.67 | 0.0085008 | 420.2148 | 0.85524 | 420.8395 | 0.56527
|  | 437.5838 | 0.012265 | 421.0584 | 0.065286 | 420.4338 | 0.32333 | 437.5838 | 0.013087 | 421.0584 | 0.24774 | 420.4338 | 0.43376 | 420.4338 | #REF! | 437.0653 | 3.9789 | 421.0584 | 0.90409 | 415.06 | -0.037664 | 421.0584 | 0.074499 | 437.5838 | 0.059725 | 421.0584 | 0.014284 | 415.06 | 0.0024366 | 421.0584 | 0.0073967 | 415.06 | -0.0048458 | 421.0584 | 0.0082235 | 437.0653 | 0.00022345 | 421.0584 | 0.038454 | 437.0653 | 0.0001701 | 421.0584 | 0.0078187 | 420.4337 | 0.016264 | 663.8317 | 0.019788 | 420.4338 | -0.00017715 | 663.0593 | 0.00053624 | 663.8317 | 0.0077111 | 420.4337 | 0.89751 | 421.0584 | 0.59583
|  | 437.6966 | 0 | 421.2773 | 0.066552 | 420.6527 | 0.34446 | 437.6966 | 0 | 421.2773 | 0.20503 | 420.6527 | 0.31249 | 420.6527 | #REF! | 437.1796 | 4.0583 | 421.2773 | 0.86874 | 415.28 | 0.011755 | 421.2773 | 0.043278 | 437.6966 | 0.055062 | 421.2773 | 0 | 415.28 | -0.0036209 | 421.2773 | 0 | 415.28 | -0.00607 | 421.2773 | 0 | 437.1796 | 0.00043797 | 421.2773 | 0 | 437.1796 | 0.00034687 | 421.2773 | 0 | 420.6527 | -0.035838 | 663.9934 | 0.018199 | 420.6527 | -0.0089046 | 663.2212 | 0 | 663.9934 | 0.0083614 | 420.6527 | 0.89374 | 421.2773 | 0.60888
|  | 437.8095 | 0.0041166 | 421.4963 | 0.068551 | 420.8717 | 0.33928 | 437.8095 | 0.018723 | 421.4963 | 0.23696 | 420.8717 | 0.3609 | 420.8717 | #REF! | 437.294 | 4.1037 | 421.4963 | 0.96995 | 415.5 | 0.042462 | 421.4963 | 0.077451 | 437.8095 | 0.061501 | 421.4963 | 0.010182 | 415.5 | -0.0037373 | 421.4963 | 0.0086768 | 415.5 | 0.00051009 | 421.4963 | 0.001875 | 437.294 | 0.00021998 | 421.4963 | 0.014292 | 437.294 | 0.00019357 | 421.4963 | 0.0056087 | 420.8717 | 0.025453 | 664.155 | 0.026732 | 420.8717 | -0.0064642 | 663.3831 | 0.0007506 | 664.155 | 0.0076182 | 420.8717 | 0.94878 | 421.4963 | 0.64218
|  | 437.9223 | 0 | 421.7152 | 0.053087 | 421.0907 | 0.31922 | 437.9223 | 0 | 421.7152 | 0.18794 | 421.0907 | 0.28745 | 421.0907 | #REF! | 437.4084 | 4.1812 | 421.7152 | 0.94352 | 415.72 | 0.030946 | 421.7152 | 0.040338 | 437.9223 | 0.058704 | 421.7152 | 0 | 415.72 | 0.0023201 | 421.7152 | 0 | 415.72 | -0.0036216 | 421.7152 | 0 | 437.4084 | 0.00043054 | 421.7152 | 0 | 437.4084 | 0.00035698 | 421.7152 | 0 | 421.0907 | -0.030748 | 664.3167 | 0.019879 | 421.0907 | -0.011267 | 663.545 | 0 | 664.3167 | 0.0085008 | 421.0907 | 0.96384 | 421.7152 | 0.66
|  | 438.0352 | 0.007814 | 421.9342 | 0.071164 | 421.3097 | 0.35409 | 438.0352 | 0.01089 | 421.9342 | 0.21255 | 421.3097 | 0.4313 | 421.3097 | #REF! | 437.5228 | 4.2336 | 421.9342 | 1.039 | 415.93 | -0.019431 | 421.9342 | 0.085603 | 438.0352 | 0.055418 | 421.9342 | 0.013399 | 415.93 | -0.0038538 | 421.9342 | 0.009068 | 415.93 | -0.0031625 | 421.9342 | 0.0083321 | 437.5228 | 0.00021618 | 421.9342 | 0.03843 | 437.5228 | 0.00016684 | 421.9342 | 0.0099697 | 421.3097 | 0.02301 | 664.4784 | 0.024009 | 421.3097 | -0.009766 | 663.7069 | 0.00053624 | 664.4784 | 0.0078505 | 421.3097 | 1.0113 | 421.9342 | 0.69177
|  | 438.1481 | 0 | 422.1532 | 0.054349 | 421.5287 | 0.33323 | 438.1481 | 0 | 422.1532 | 0.20941 | 421.5287 | 0.2339 | 421.5287 | #REF! | 437.6372 | 4.3262 | 422.1532 | 0.98182 | 416.15 | 0.0074367 | 422.1532 | 0.060813 | 438.1481 | 0.056794 | 422.1532 | 0 | 416.15 | 0.00033976 | 422.1532 | 0 | 416.15 | -0.0063763 | 422.1532 | 0 | 437.6372 | 0.00041799 | 422.1532 | 0 | 437.6372 | 0.00036024 | 422.1532 | 0 | 421.5287 | -0.01351 | 664.6401 | 0.01652 | 421.5287 | -0.018343 | 663.8688 | 0 | 664.6401 | 0.0084079 | 421.5287 | 1.0355 | 422.1532 | 0.70821
|  | 438.2609 | 0.00041907 | 422.3722 | 0.078156 | 421.7477 | 0.3576 | 438.2609 | 0.0079509 | 422.3722 | 0.20763 | 421.7477 | 0.3657 | 421.7477 | #REF! | 437.7516 | 4.3963 | 422.3722 | 1.1325 | 416.37 | -0.0079165 | 422.3722 | 0.09394 | 438.2609 | 0.054041 | 422.3722 | 0.021406 | 416.37 | -0.0072322 | 422.3722 | 0.0079526 | 416.37 | -0.0063763 | 422.3722 | 0.0099264 | 437.7516 | 0.00020842 | 422.3722 | 0.035398 | 437.7516 | 0.00020024 | 422.3722 | 0.0081522 | 421.7477 | 0.053757 | 664.8018 | 0.014432 | 421.7477 | 0.016543 | 664.0307 | 0.00053624 | 664.8018 | 0.0077111 | 421.7477 | 1.086 | 422.3722 | 0.74403
|  | 438.3738 | 0 | 422.5912 | 0.043511 | 421.9667 | 0.33754 | 438.3738 | 0 | 422.5912 | 0.20047 | 421.9667 | 0.26156 | 421.9667 | #REF! | 437.866 | 4.4992 | 422.5912 | 1.0726 | 416.59 | -0.037664 | 422.5912 | 0.051194 | 438.3738 | 0.054174 | 422.5912 | 0 | 416.59 | -0.0075817 | 422.5912 | 0 | 416.59 | -0.0092835 | 422.5912 | 0 | 437.866 | 0.00043484 | 422.5912 | 0 | 437.866 | 0.0004303 | 422.5912 | 0 | 421.9667 | -0.027897 | 664.9635 | 0.018971 | 421.9667 | -0.013202 | 664.1926 | 0 | 664.9635 | 0.0082221 | 421.9667 | 1.1129 | 422.5912 | 0.76705
|  | 438.4866 | 0.010289 | 422.8102 | 0.064548 | 422.1858 | 0.34304 | 438.4866 | 0.01175 | 422.8102 | 0.16954 | 422.1858 | 0.39212 | 422.1858 | #REF! | 437.9804 | 4.5749 | 422.8102 | 1.1839 | 416.81 | 0.0079165 | 422.8102 | 0.10519 | 438.4866 | 0.063899 | 422.8102 | 0.011936 | 416.81 | 0.0024366 | 422.8102 | 0.0068634 | 416.81 | 0.0069371 | 422.8102 | 0.0094949 | 437.9804 | 0.00023022 | 422.8102 | 0.025687 | 437.9804 | 0.0002369 | 422.8102 | 0.0025676 | 422.1858 | 0.038078 | 665.1252 | 0.018744 | 422.1858 | 0.029105 | 664.3546 | 0.00053624 | 665.1252 | 0.0078969 | 422.1858 | 1.1763 | 422.8102 | 0.80077
|  | 438.5995 | 0 | 423.0293 | 0.054894 | 422.4049 | 0.3525 | 438.5995 | 0 | 423.0293 | 0.15098 | 422.4049 | 0.26481 | 422.4049 | #REF! | 438.0948 | 4.6673 | 423.0293 | 1.1699 | 417.03 | -0.011755 | 423.0293 | 0.058865 | 438.5995 | 0.052664 | 423.0293 | 0 | 417.03 | -0.0038538 | 423.0293 | 0.0014847 | 417.03 | -0.010049 | 423.0293 | 0 | 438.0948 | 0.00044177 | 423.0293 | 0 | 438.0948 | 0.00038696 | 423.0293 | 0 | 422.4049 | -0.034006 | 665.287 | 0.021059 | 422.4049 | -0.016202 | 664.5165 | 0 | 665.287 | 0.0086866 | 422.4049 | 1.1475 | 423.0293 | 0.82211
|  | 438.7124 | 0.0054477 | 423.2484 | 0.058956 | 422.624 | 0.34967 | 438.7124 | 0.0087791 | 423.2484 | 0.17463 | 422.624 | 0.32896 | 422.624 | #REF! | 438.2092 | 4.7279 | 423.2483 | 1.3044 | 417.25 | 0.010795 | 423.2483 | 0.093983 | 438.7124 | 0.053908 | 423.2483 | 0.011537 | 417.25 | -0.002689 | 423.2484 | 0.0065072 | 417.25 | 0.0051009 | 423.2483 | 0.0060482 | 438.2092 | 0.00021535 | 423.2483 | 0.031977 | 438.2092 | 0.00015348 | 423.2484 | 0.010984 | 422.6239 | 0.023417 | 665.4487 | 0.022511 | 422.624 | 0.0017385 | 664.6784 | 0.0007506 | 665.4487 | 0.0081292 | 422.6239 | 1.2862 | 423.2484 | 0.85918
|  | 438.8252 | 0 | 423.4674 | 0.051261 | 422.8431 | 0.32228 | 438.8252 | 0 | 423.4674 | 0.15427 | 422.8431 | 0.22533 | 422.8431 | #REF! | 438.3236 | 4.8123 | 423.4674 | 1.2974 | 417.47 | 0.0088761 | 423.4674 | 0.071878 | 438.8252 | 0.055418 | 423.4674 | 0 | 417.47 | -0.0094454 | 423.4674 | 0 | 417.47 | 0.0055599 | 423.4674 | 0 | 438.3236 | 0.00040181 | 423.4674 | 0 | 438.3236 | 0.00032529 | 423.4674 | 0 | 422.8431 | -0.032173 | 665.6104 | 0.0177 | 422.8431 | -0.0021943 | 664.8404 | 0 | 665.6104 | 0.0084079 | 422.8431 | 1.2512 | 423.4674 | 0.88729
|  | 438.9381 | 0.012841 | 423.6865 | 0.055155 | 423.0622 | 0.32159 | 438.9381 | 0.015762 | 423.6865 | 0.18855 | 423.0622 | 0.31768 | 423.0622 | #REF! | 438.4381 | 4.8815 | 423.6865 | 1.4145 | 417.69 | -0.0011995 | 423.6865 | 0.087236 | 438.9381 | 0.053153 | 423.6865 | 0.0063035 | 417.69 | -0.0061837 | 423.6865 | 0.0050817 | 417.69 | 0.0034176 | 423.6865 | 0.0008929 | 438.4381 | 0.00018992 | 423.6865 | 0.027266 | 438.4381 | 0.00017181 | 423.6865 | 0.0090779 | 423.0622 | 0.030544 | 665.7722 | 0.023691 | 423.0622 | -0.0006931 | 665.0023 | 0.0007506 | 665.7722 | 0.0075253 | 423.0622 | 1.3091 | 423.6865 | 0.92746
|  | 439.051 | 0 | 423.9056 | 0.050806 | 423.2813 | 0.34155 | 439.051 | 0.0033205 | 423.9056 | 0.14312 | 423.2813 | 0.21781 | 423.2813 | #REF! | 438.5525 | 4.9896 | 423.9056 | 1.428 | 417.91 | -0.002159 | 423.9056 | 0.08668 | 439.051 | 0.056705 | 423.9056 | 0 | 417.91 | -0.00082513 | 423.9056 | 0 | 417.91 | 0.0015813 | 423.9056 | 0 | 438.5525 | 0.00041452 | 423.9056 | 0 | 438.5525 | 0.00039535 | 423.9056 | 0 | 423.2813 | -0.010611 | 665.9339 | 0.016656 | 423.2813 | -0.024149 | 665.1643 | 0 | 665.9339 | 0.0080827 | 423.2813 | 1.3486 | 423.9056 | 0.95482
|  | 439.1639 | 0.0093016 | 424.1247 | 0.037936 | 423.5004 | 0.34246 | 439.1639 | 0.015762 | 424.1247 | 0.13867 | 423.5004 | 0.3 | 423.5004 | #REF! | 438.6669 | 5.0706 | 424.1247 | 1.5816 | 418.13 | -0.0040782 | 424.1247 | 0.11555 | 439.1639 | 0.057682 | 424.1247 | 0.014462 | 418.13 | 0.0016211 | 424.1247 | 0.0055597 | 418.13 | 0.0038766 | 424.1247 | 0.011242 | 438.6669 | 0.00022807 | 424.1247 | 0.016652 | 438.6669 | 0.00022354 | 424.1247 | 0.0063975 | 423.5004 | 0.018481 | 666.0957 | 0.016429 | 423.5004 | 0.036049 | 665.3262 | 0.0007506 | 666.0957 | 0.0074789 | 423.5004 | 1.4293 | 424.1247 | 0.99312
|  | 439.2767 | 0 | 424.3438 | 0.045923 | 423.7196 | 0.33293 | 439.2767 | 0 | 424.3438 | 0.12002 | 423.7196 | 0.20708 | 423.7196 | #REF! | 438.7814 | 5.1682 | 424.3438 | 1.5222 | 418.35 | -0.043421 | 424.3438 | 0.085108 | 439.2767 | 0.05191 | 424.3438 | 0 | 418.35 | -0.0023395 | 424.3438 | 0 | 418.35 | -0.0091305 | 424.3438 | 0 | 438.7814 | 0.00045135 | 424.3438 | 0 | 438.7814 | 0.00041693 | 424.3438 | 0 | 423.7196 | -0.033598 | 666.2574 | 0.020196 | 423.7196 | -0.003643 | 665.4882 | 0 | 666.2574 | 0.0082221 | 423.7196 | 1.4642 | 424.3438 | 1.0217
|  | 439.3896 | 0.021731 | 424.563 | 0.056905 | 423.9388 | 0.34298 | 439.3896 | 0.015762 | 424.563 | 0.15181 | 423.9388 | 0.32745 | 423.9388 | #REF! | 438.8958 | 5.2282 | 424.563 | 1.7088 | 418.57 | -0.0055175 | 424.563 | 0.1266 | 439.3896 | 0.065764 | 424.563 | 0.013163 | 418.57 | -0.0018735 | 424.563 | 0.0097535 | 418.57 | 0.0029585 | 424.563 | 0.0065529 | 438.8958 | 0.00022642 | 424.563 | 0.023895 | 438.8958 | 0.00021018 | 424.563 | 0.0078123 | 423.9388 | 0.0030715 | 666.4192 | 0.020922 | 423.9388 | 0.037836 | 665.6502 | 0.00053624 | 666.4192 | 0.0078505 | 423.9388 | 1.5313 | 424.563 | 1.0652
|  | 439.5025 | 0 | 424.7821 | 0.029413 | 424.158 | 0.3138 | 439.5025 | 0 | 424.7821 | 0.13949 | 424.158 | 0.1724 | 424.158 | #REF! | 439.0103 | 5.3101 | 424.7821 | 1.7241 | 418.79 | -0.019431 | 424.7821 | 0.087136 | 439.5025 | 0.060835 | 424.7821 | 0 | 418.79 | 0.0044169 | 424.7821 | 0 | 418.79 | -0.0177 | 424.7821 | 0 | 439.0103 | 0.00042377 | 424.7821 | 0 | 439.0103 | 0.00041368 | 424.7821 | 0 | 424.158 | -0.04378 | 666.581 | 0.025052 | 424.158 | -0.010456 | 665.8121 | 0 | 666.581 | 0.0087795 | 424.158 | 1.5946 | 424.7821 | 1.0952
|  | 439.6153 | 0.0076661 | 425.0013 | 0.056394 | 424.3772 | 0.33461 | 439.6153 | 0.014042 | 425.0013 | 0.13537 | 424.3772 | 0.33251 | 424.3772 | #REF! | 439.1247 | 5.3615 | 425.0013 | 1.8911 | 419.01 | -0.0002399 | 425.0013 | 0.14435 | 439.6153 | 0.057593 | 425.0013 | 0.010825 | 419.01 | -9.7074e-06 | 425.0013 | 0.0097532 | 419.01 | -0.0046928 | 425.0013 | 0.0079477 | 439.1247 | 0.00020033 | 425.0013 | 0.014621 | 439.1247 | 0.00022012 | 425.0013 | 0.0077347 | 424.3772 | 0.024842 | 666.7427 | 0.01652 | 424.3772 | 0.0065565 | 665.9741 | 0.0007506 | 666.7427 | 0.0082685 | 424.3772 | 1.6966 | 425.0013 | 1.142
|  | 439.7282 | 0 | 425.2205 | 0.038689 | 424.5964 | 0.3434 | 439.7282 | 0 | 425.2205 | 0.1188 | 424.5964 | 0.19318 | 424.5964 | #REF! | 439.2392 | 5.4391 | 425.2205 | 1.917 | 419.23 | 0.0011995 | 425.2205 | 0.11651 | 439.7282 | 0.056927 | 425.2205 | 0 | 419.23 | -0.0025725 | 425.2205 | 0 | 419.23 | -0.0057639 | 425.2205 | 0 | 439.2392 | 0.00041997 | 425.2205 | 0 | 439.2392 | 0.00041693 | 425.2205 | 0 | 424.5964 | -0.028915 | 666.9045 | 0.013071 | 424.5964 | -0.015197 | 666.1361 | 0 | 666.9045 | 0.0085937 | 424.5964 | 1.7338 | 425.2205 | 1.1731
|  | 439.8411 | 0.019179 | 425.4397 | 0.048976 | 424.8156 | 0.31606 | 439.8411 | 0.011941 | 425.4397 | 0.14057 | 424.8156 | 0.32139 | 424.8156 | #REF! | 439.3536 | 5.4815 | 425.4397 | 2.0338 | 419.45 | 0.013194 | 425.4397 | 0.17076 | 439.8411 | 0.06008 | 425.4397 | 0.0092688 | 419.45 | -0.0040868 | 425.4397 | 0.0074631 | 419.45 | -0.0046928 | 425.4397 | 0.014189 | 439.3536 | 0.00022345 | 425.4397 | 0.023516 | 439.3536 | 0.00021343 | 425.4397 | 0.0071291 | 424.8156 | 0.014381 | 667.0663 | 0.016929 | 424.8156 | 0.025191 | 666.2981 | 0.0009651 | 667.0663 | 0.0077576 | 424.8156 | 1.7887 | 425.4397 | 1.2239
|  | 439.954 | 0 | 425.6589 | 0.021998 | 425.0349 | 0.32771 | 439.954 | 0 | 425.6589 | 0.10524 | 425.0349 | 0.17585 | 425.0349 | #REF! | 439.4681 | 5.5622 | 425.6589 | 2.0347 | 419.67 | 0.015593 | 425.6589 | 0.12883 | 439.954 | 0.060347 | 425.6589 | 0 | 419.67 | -0.011309 | 425.6589 | 0 | 419.67 | -0.0077534 | 425.6589 | 0 | 439.4681 | 0.00043137 | 425.6589 | 0 | 439.4681 | 0.000407 | 425.6589 | 0 | 425.0349 | -0.037874 | 667.2281 | 0.019606 | 425.0349 | -0.018525 | 666.4601 | 0 | 667.2281 | 0.0082685 | 425.0349 | 1.8402 | 425.6589 | 1.2537
|  | 440.0668 | 0.0072224 | 425.8781 | 0.0519 | 425.2541 | 0.35288 | 440.0668 | 0.0099348 | 425.8781 | 0.15522 | 425.2541 | 0.33793 | 425.2541 | #REF! | 439.5826 | 5.6257 | 425.8781 | 2.2259 | 419.89 | 0.018472 | 425.8781 | 0.17117 | 440.0668 | 0.061723 | 425.8781 | 0.0072402 | 419.89 | 0.00080569 | 425.8781 | 0.007585 | 419.89 | 0.013517 | 425.8781 | 0.0093305 | 439.5826 | 0.00021139 | 425.8781 | 0.025132 | 439.5826 | 0.00019357 | 425.8781 | 0.0087148 | 425.2541 | 0.027286 | 667.3899 | 0.021649 | 425.2541 | 0.012248 | 666.6221 | 0.0007506 | 667.3899 | 0.0078505 | 425.2541 | 1.879 | 425.8781 | 1.3069
|  | 440.1797 | 0 | 426.0973 | 0.032358 | 425.4734 | 0.31697 | 440.1797 | 0 | 426.0973 | 0.1203 | 425.4734 | 0.15154 | 425.4734 | #REF! | 439.697 | 5.7276 | 426.0973 | 2.2267 | 420.1 | -0.017992 | 426.0973 | 0.12656 | 440.1797 | 0.059725 | 426.0973 | 0 | 420.1 | -0.0060669 | 426.0973 | 0 | 420.1 | -0.0023974 | 426.0973 | 0 | 439.697 | 0.00044342 | 426.0973 | 0 | 439.697 | 0.00039706 | 426.0973 | 0 | 425.4734 | -0.040318 | 667.5517 | 0.0177 | 425.4734 | -0.010159 | 666.7841 | 0 | 667.5517 | 0.0081756 | 425.4734 | 1.9099 | 426.0973 | 1.3418
|  | 440.2926 | 0.0073704 | 426.3166 | 0.0597 | 425.6927 | 0.27806 | 440.2926 | 0.013087 | 426.3166 | 0.12082 | 425.6927 | 0.31627 | 425.6927 | #REF! | 439.8115 | 5.7933 | 426.3166 | 2.3848 | 420.32 | -0.0064771 | 426.3166 | 0.16988 | 440.2926 | 0.071048 | 426.3166 | 0.0060535 | 420.32 | -0.0044363 | 426.3166 | 0.0027987 | 420.32 | 0.0015813 | 426.3166 | 0.0021583 | 439.8115 | 0.00023451 | 426.3166 | 0.013868 | 439.8115 | 0.0002035 | 426.3166 | 0.0093 | 425.6927 | 0.0066472 | 667.7135 | 0.027049 | 425.6927 | 0.0060634 | 666.9461 | 0.00053624 | 667.7135 | 0.0076647 | 425.6927 | 1.9683 | 426.3166 | 1.3899
|  | 440.4055 | 0 | 426.5359 | 0.055944 | 425.912 | 0.31175 | 440.4055 | 0 | 426.5359 | 0.12117 | 425.912 | 0.13222 | 425.912 | #REF! | 439.926 | 5.8999 | 426.5358 | 2.3862 | 420.54 | -0.011275 | 426.5358 | 0.13573 | 440.4055 | 0.059725 | 426.5358 | 0 | 420.54 | 0.00080569 | 426.5359 | 0 | 420.54 | -0.0054579 | 426.5358 | 0 | 439.926 | 0.00044062 | 426.5358 | 0 | 439.926 | 0.00038028 | 426.5359 | 0 | 425.912 | -0.027897 | 667.8753 | 0.018426 | 425.912 | -0.013708 | 667.1081 | 7.1499e-05 | 667.8753 | 0.0086866 | 425.912 | 2.0162 | 426.5359 | 1.4342
|  | 440.5184 | 0.0098778 | 426.7551 | 0.072098 | 426.1313 | 0.34508 | 440.5184 | 0.016048 | 426.7551 | 0.10948 | 426.1313 | 0.26103 | 426.1313 | #REF! | 440.0405 | 5.9774 | 426.7551 | 2.6006 | 420.76 | 0.0002399 | 426.7551 | 0.18423 | 440.5184 | 0.064743 | 426.7551 | 0.012103 | 420.76 | 0.0013882 | 426.7551 | 0.0088499 | 420.76 | 0.0073959 | 426.7551 | 0.004801 | 440.0405 | 0.00020726 | 426.7551 | 0.0206 | 440.0405 | 0.00017678 | 426.7551 | 0.0074444 | 426.1313 | 0.015287 | 668.0372 | 0.019016 | 426.1313 | 0.011072 | 667.2702 | 0.0007506 | 668.0372 | 0.008315 | 426.1313 | 2.1246 | 426.7551 | 1.4843
|  | 440.6313 | 0 | 426.9744 | 0.039575 | 426.3506 | 0.32348 | 440.6313 | 0 | 426.9744 | 0.097156 | 426.3506 | 0.23144 | 426.3506 | #REF! | 440.155 | 6.1028 | 426.9744 | 2.6251 | 420.98 | 0.0031186 | 426.9744 | 0.15375 | 440.6313 | 0.062123 | 426.9744 | 0 | 420.98 | 0.0053486 | 426.9744 | 0 | 420.98 | -0.0010202 | 426.9744 | 0 | 440.155 | 0.00038364 | 426.9744 | 0 | 440.155 | 0.00031022 | 426.9744 | 0 | 426.3506 | -0.028508 | 668.199 | 0.017564 | 426.3506 | -0.0033637 | 667.4322 | 0 | 668.199 | 0.0089189 | 426.3506 | 2.1653 | 426.9744 | 1.5281
|  | 440.7441 | 0.0048561 | 427.1937 | 0.07489 | 426.57 | 0.33281 | 440.7441 | 0.019392 | 427.1937 | 0.11563 | 426.57 | 0.29952 | 426.57 | #REF! | 440.2695 | 6.2144 | 427.1937 | 2.8257 | 421.2 | -0.0031186 | 427.1937 | 0.22668 | 440.7441 | 0.070071 | 427.1937 | 0.009324 | 421.2 | -0.0050185 | 427.1937 | 0.0083895 | 421.2 | 0.00051009 | 427.1937 | 0.0041661 | 440.2695 | 0.00017638 | 427.1937 | 0.035436 | 440.2695 | 0.00013344 | 427.1937 | 0.0041457 | 426.57 | 0.039096 | 668.3608 | 0.014387 | 426.57 | -0.0092112 | 667.5942 | 0.0007506 | 668.3608 | 0.007804 | 426.57 | 2.2564 | 427.1937 | 1.5862
|  | 440.857 | 0 | 427.413 | 0.0087873 | 426.7894 | 0.30306 | 440.857 | 0 | 427.413 | 0.060744 | 426.7894 | 0.16428 | 426.7894 | #REF! | 440.384 | 6.381 | 427.413 | 2.8377 | 421.42 | -0.0026388 | 427.413 | 0.16186 | 440.857 | 0.065275 | 427.413 | 0 | 421.42 | -0.0033879 | 427.413 | 0 | 421.42 | -0.0083652 | 427.413 | 0 | 440.384 | 0.0003957 | 427.413 | 0 | 440.384 | 0.00030696 | 427.413 | 0 | 426.7894 | -0.065771 | 668.5227 | 0.016929 | 426.7894 | -0.0067994 | 667.7563 | 0 | 668.5227 | 0.0085008 | 426.7894 | 2.282 | 427.413 | 1.6269
|  | 440.9699 | 0.011936 | 427.6324 | 0.045531 | 427.0087 | 0.32425 | 440.9699 | 0.016431 | 427.6324 | 0.11594 | 427.0087 | 0.23309 | 427.0087 | #REF! | 440.4985 | 6.525 | 427.6324 | 3.1138 | 421.64 | 0.0026388 | 427.6324 | 0.22554 | 440.9699 | 0.059458 | 427.6324 | 0.013332 | 421.64 | -0.00082513 | 427.6324 | 0.0067334 | 421.64 | 0.010151 | 427.6324 | 0.0056289 | 440.4985 | 0.00021948 | 427.6324 | 0.034577 | 440.4985 | 0.00017678 | 427.6324 | 0.010989 | 427.0087 | 0.044187 | 668.6845 | 0.019561 | 427.0087 | -0.015494 | 667.9183 | 0.0007506 | 668.6845 | 0.0078969 | 427.0087 | 2.3447 | 427.6324 | 1.68
|  | 441.0828 | 0 | 427.8517 | 0.04575 | 427.2281 | 0.33836 | 441.0828 | 0 | 427.8517 | 0.09613 | 427.2281 | 0.13022 | 427.2281 | #REF! | 440.613 | 6.6775 | 427.8517 | 3.1396 | 421.86 | -0.0079165 | 427.8517 | 0.20481 | 441.0828 | 0.059858 | 427.8517 | 0 | 421.86 | -0.0049022 | 427.8517 | 0.002848 | 421.86 | -0.0034686 | 427.8517 | 0 | 440.613 | 0.00044227 | 427.8517 | 0 | 440.613 | 0.0003837 | 427.8517 | 0 | 427.2281 | -0.026471 | 668.8464 | 0.019243 | 427.2281 | 0.0099709 | 668.0804 | 0 | 668.8464 | 0.0084079 | 427.2281 | 2.3898 | 427.8517 | 1.7276
|  | 441.1957 | 0.0021939 | 428.0711 | 0.076153 | 427.4475 | 0.31676 | 441.1957 | 0.0099348 | 428.0711 | 0.1071 | 427.4475 | 0.2599 | 427.4475 | #REF! | 440.7275 | 6.7921 | 428.0711 | 3.319 | 422.08 | 0.010315 | 428.0711 | 0.2483 | 441.1957 | 0.065009 | 428.0711 | 0.0084906 | 422.08 | 0.0032519 | 428.0711 | 0.0070611 | 422.08 | 0.0018873 | 428.0711 | 0.0048751 | 440.7275 | 0.00022873 | 428.0711 | 0.046578 | 440.7275 | 0.00021018 | 428.0711 | 0.0068661 | 427.4475 | 0.022602 | 669.0083 | 0.032087 | 427.4475 | 0.044079 | 668.2424 | 0.00053624 | 669.0083 | 0.0076182 | 427.4475 | 2.4261 | 428.0711 | 1.7851
|  | 441.3086 | 0 | 428.2904 | 0.043946 | 427.6669 | 0.2936 | 441.3086 | 0 | 428.2904 | 0.07424 | 427.6669 | 0.14206 | 427.6669 | #REF! | 440.8421 | 6.9233 | 428.2905 | 3.295 | 422.3 | -0.012235 | 428.2905 | 0.21776 | 441.3086 | 0.065498 | 428.2905 | 0 | 422.3 | 0.0022036 | 428.2904 | 0 | 422.3 | 0.007243 | 428.2905 | 0 | 440.8421 | 0.00043764 | 428.2905 | 0 | 440.8421 | 0.00041025 | 428.2904 | 0 | 427.6669 | -0.038282 | 669.1701 | 0.017791 | 427.6669 | 0.004045 | 668.4045 | 0 | 669.1701 | 0.0076647 | 427.6669 | 2.4207 | 428.2904 | 1.8343
|  | 441.4214 | 0.005004 | 428.5098 | 0.043975 | 427.8864 | 0.31237 | 441.4214 | 0.012418 | 428.5098 | 0.1102 | 427.8864 | 0.24547 | 427.8864 | #REF! | 440.9566 | 7.017 | 428.5098 | 3.5338 | 422.52 | -0.012235 | 428.5098 | 0.25971 | 441.4214 | 0.061723 | 428.5098 | 0.0099822 | 422.52 | -0.0059506 | 428.5098 | 0.0077672 | 422.52 | 0.0018873 | 428.5098 | 0.0015944 | 440.9566 | 0.00021535 | 428.5098 | 0.021123 | 440.9566 | 0.0002035 | 428.5098 | 0.0061094 | 427.8864 | 0.012751 | 669.332 | 0.020832 | 427.8864 | 0.011502 | 668.5666 | 0.0011796 | 669.332 | 0.0070608 | 427.8864 | 2.5107 | 428.5098 | 1.8937
|  | 441.5343 | 0 | 428.7292 | 0.061754 | 428.1058 | 0.29212 | 441.5343 | 0 | 428.7292 | 0.12089 | 428.1058 | 0.13345 | 428.1058 | #REF! | 441.0711 | 7.1482 | 428.7292 | 3.5781 | 422.74 | -0.033346 | 428.7292 | 0.2132 | 441.5343 | 0.063632 | 428.7292 | 0 | 422.74 | -0.002456 | 428.7292 | 0 | 422.74 | 0.0044887 | 428.7292 | 0 | 441.0711 | 0.00043252 | 428.7292 | 0 | 441.0711 | 0.00037702 | 428.7292 | 0 | 428.1058 | -0.033191 | 669.4939 | 0.017609 | 428.1058 | -0.021842 | 668.7287 | 0 | 669.4939 | 0.0081292 | 428.1058 | 2.5381 | 428.7292 | 1.9425
|  | 441.6472 | 0.0085608 | 428.9487 | 0.055433 | 428.3253 | 0.31533 | 441.6472 | 0.0059632 | 428.9487 | 0.10502 | 428.3253 | 0.25356 | 428.3253 | #REF! | 441.1857 | 7.2591 | 428.9487 | 3.7984 | 422.96 | 0.002159 | 428.9487 | 0.29149 | 441.6472 | 0.074068 | 428.9487 | 0.014689 | 422.96 | 0.002553 | 428.9487 | 0.0088291 | 422.96 | 0.0023464 | 428.9487 | 0.0096081 | 441.1857 | 0.00022345 | 428.9487 | 0.036156 | 441.1857 | 0.00017352 | 428.9487 | 0.007233 | 428.3253 | 0.027489 | 669.6558 | 0.021876 | 428.3253 | 0.012922 | 668.8907 | 0.0009651 | 669.6558 | 0.0079898 | 428.3253 | 2.6312 | 428.9487 | 2.0099
|  | 441.7601 | 0 | 429.1681 | 0.046126 | 428.5448 | 0.30884 | 441.7601 | 0 | 429.1681 | 0.10143 | 428.5448 | 0.095356 | 428.5448 | #REF! | 441.3002 | 7.4084 | 429.1681 | 3.7851 | 423.18 | -0.0088761 | 429.1681 | 0.24037 | 441.7601 | 0.066918 | 429.1681 | 0 | 423.18 | 0.0068633 | 429.1681 | 0 | 423.18 | 0.0026524 | 429.1681 | 0 | 441.3002 | 0.0004284 | 429.1681 | 0 | 441.3002 | 0.00036692 | 429.1681 | 0 | 428.5448 | -0.033395 | 669.8177 | 0.022012 | 428.5448 | 0.0019937 | 669.0528 | 0 | 669.8177 | 0.0087795 | 428.5448 | 2.5985 | 429.1681 | 2.0611
|  | 441.873 | 0.0039686 | 429.3875 | 0.052946 | 428.7643 | 0.31228 | 441.873 | 0.0092761 | 429.3875 | 0.091829 | 428.7643 | 0.22717 | 428.7643 | #REF! | 441.4147 | 7.5067 | 429.3875 | 4.0155 | 423.4 | -0.002159 | 429.3875 | 0.30034 | 441.873 | 0.067052 | 429.3875 | 0.01369 | 423.4 | 0.002786 | 429.3875 | 0.0069013 | 423.4 | 0.01719 | 429.3875 | 0.0051663 | 441.4147 | 0.00020561 | 429.3875 | 0.01231 | 441.4147 | 0.00019853 | 429.3875 | 0.009955 | 428.7643 | 0.0067173 | 669.9796 | 0.012526 | 428.7643 | 0.018089 | 669.2149 | 0.0009651 | 669.9796 | 0.0079898 | 428.7643 | 2.779 | 429.3875 | 2.1232
|  | 441.9859 | 0 | 429.607 | 0.076755 | 428.9838 | 0.30247 | 441.9859 | 0 | 429.607 | 0.07922 | 428.9838 | 0.12671 | 428.9838 | #REF! | 441.5293 | 7.6249 | 429.607 | 4.1736 | 423.62 | -0.024228 | 429.607 | 0.27524 | 441.9859 | 0.071315 | 429.607 | 0 | 423.62 | -0.0086301 | 429.607 | 0 | 423.62 | -0.0019383 | 429.607 | 0 | 441.5293 | 0.00042146 | 429.607 | 0 | 441.5293 | 0.00035201 | 429.607 | 0 | 428.9838 | -0.033191 | 670.1415 | 0.017155 | 428.9838 | 0.013422 | 669.377 | 0 | 670.1415 | 0.0086402 | 428.9838 | 2.8661 | 429.607 | 2.1781
|  | 442.0988 | 0.0070745 | 429.8264 | 0.046907 | 429.2033 | 0.31647 | 442.0988 | 0.012801 | 429.8264 | 0.091624 | 429.2033 | 0.28374 | 429.2033 | #REF! | 441.6438 | 7.7257 | 429.8265 | 4.4216 | 423.84 | -0.0083963 | 429.8265 | 0.31664 | 442.0988 | 0.063499 | 429.8265 | 0.014117 | 423.84 | 0.0041839 | 429.8264 | 0.0069995 | 423.84 | 0.0026524 | 429.8265 | 0.0045217 | 441.6438 | 0.00021767 | 429.8265 | 0.020832 | 441.6438 | 0.00015845 | 429.8265 | 0.0086946 | 429.2033 | 0.0097325 | 670.3034 | 0.019152 | 429.2033 | 0.0084801 | 669.5391 | 0.00053624 | 670.3034 | 0.0078969 | 429.2033 | 2.9664 | 429.8264 | 2.2465
|  | 442.2117 | 0 | 430.0459 | 0.031815 | 429.4228 | 0.30241 | 442.2117 | 0 | 430.0459 | 0.065294 | 429.4228 | 0.16606 | 429.4228 | #REF! | 441.7584 | 7.8905 | 430.0459 | 4.4451 | 424.06 | -0.016073 | 430.0459 | 0.29535 | 442.2117 | 0.060968 | 430.0459 | 0 | 424.06 | -0.0028054 | 430.0459 | 0 | 424.06 | 0.00081613 | 430.0459 | 0 | 441.7584 | 0.00044227 | 430.0459 | 0 | 441.7584 | 0.00036692 | 430.0459 | 0 | 429.4228 | -0.017922 | 670.4653 | 0.016293 | 429.4228 | -0.012861 | 669.7012 | 0 | 670.4653 | 0.008826 | 429.4228 | 3.0255 | 430.0459 | 2.3011
|  | 442.3246 | 0.0044124 | 430.2654 | 0.057175 | 429.6424 | 0.29315 | 442.3246 | 0.010412 | 430.2654 | 0.10662 | 429.6424 | 0.23283 | 429.6424 | #REF! | 441.873 | 8.0432 | 430.2654 | 4.6485 | 424.28 | 0.031905 | 430.2654 | 0.35071 | 442.3246 | 0.063766 | 430.2654 | 0.013646 | 424.28 | 0.00045625 | 430.2654 | 0.006957 | 424.28 | -0.0062227 | 430.2654 | 0.012529 | 441.873 | 0.00022691 | 430.2654 | 0.028906 | 441.873 | 0.00021343 | 430.2654 | 0.0038617 | 429.6424 | 0.029933 | 670.6272 | 0.019016 | 429.6424 | -0.0028566 | 669.8634 | 0.00053624 | 670.6272 | 0.0082685 | 429.6424 | 3.1371 | 430.2654 | 2.3715
|  | 442.4375 | 0 | 430.485 | 0.022066 | 429.8619 | 0.29353 | 442.4375 | 0 | 430.485 | 0.080177 | 429.8619 | 0.05527 | 429.8619 | #REF! | 441.9875 | 8.2244 | 430.4849 | 4.6936 | 424.5 | 0.0050378 | 430.4849 | 0.31868 | 442.4375 | 0.074823 | 430.4849 | 0 | 424.5 | 0.00022327 | 430.485 | 0 | 424.5 | -0.00010202 | 430.4849 | 0 | 441.9875 | 0.00042906 | 430.4849 | 0 | 441.9875 | 0.00038696 | 430.485 | 0 | 429.8619 | -0.024028 | 670.7892 | 0.019697 | 429.8619 | -0.031156 | 670.0255 | 0 | 670.7892 | 0.0090118 | 429.8619 | 3.1832 | 430.485 | 2.4222
|  | 442.5504 | 0.0029334 | 430.7045 | 0.061053 | 430.0815 | 0.27726 | 442.5504 | 0.0041411 | 430.7045 | 0.066313 | 430.0815 | 0.24518 | 430.0815 | #REF! | 442.1021 | 8.3606 | 430.7045 | 4.9632 | 424.72 | 0.041981 | 430.7045 | 0.36786 | 442.5504 | 0.067407 | 430.7045 | 0.016204 | 424.72 | 0.0038344 | 430.7045 | 0.0066052 | 424.72 | -0.0030095 | 430.7045 | 0.0080431 | 442.1021 | 0.00020578 | 430.7045 | 0.019408 | 442.1021 | 0.00017352 | 430.7045 | 0.0031891 | 430.0815 | 0.034413 | 670.9511 | 0.017246 | 430.0815 | -0.0024012 | 670.1876 | 0.0007506 | 670.9511 | 0.0081292 | 430.0815 | 3.332 | 430.7045 | 2.4972
|  | 442.6633 | 0 | 430.924 | 0.044796 | 430.3011 | 0.29705 | 442.6633 | 0 | 430.924 | 0.061613 | 430.3011 | 0.066288 | 430.3011 | #REF! | 442.2167 | 8.5048 | 430.924 | 5.0231 | 424.94 | 0.015113 | 430.924 | 0.33421 | 442.6633 | 0.074201 | 430.924 | 0 | 424.94 | 0.0039509 | 430.924 | 0 | 424.94 | 0.0026524 | 430.924 | 0 | 442.2167 | 0.00038182 | 430.924 | 0 | 442.2167 | 0.00035698 | 430.924 | 0 | 430.3011 | -0.032987 | 671.1131 | 0.017882 | 430.3011 | -0.024053 | 670.3497 | 0 | 671.1131 | 0.008826 | 430.3011 | 3.4118 | 430.924 | 2.5467
|  | 442.7762 | 0.0024896 | 431.1436 | 0.057985 | 430.5207 | 0.30256 | 442.7762 | 0.011272 | 431.1436 | 0.088962 | 430.5207 | 0.24665 | 430.5207 | #REF! | 442.3313 | 8.5873 | 431.1436 | 5.2725 | 425.16 | 0.011755 | 431.1436 | 0.39795 | 442.7762 | 0.067052 | 431.1436 | 0.017071 | 425.16 | -0.0010581 | 431.1436 | 0.005449 | 425.16 | -0.0013262 | 431.1436 | 0.0063289 | 442.3313 | 0.00017803 | 431.1436 | 0.021726 | 442.3313 | 0.00018346 | 431.1436 | 0.0081668 | 430.5207 | 0.015071 | 671.275 | 0.014432 | 430.5207 | 0.0010863 | 670.5119 | 0.0007506 | 671.275 | 0.0079898 | 430.5207 | 3.5213 | 431.1436 | 2.622
|  | 442.8891 | 0 | 431.3631 | 0.047202 | 430.7404 | 0.29246 | 442.8891 | 0 | 431.3631 | 0.083383 | 430.7404 | 0.1353 | 430.7404 | #REF! | 442.4458 | 8.6879 | 431.3631 | 5.4152 | 425.38 | -0.017032 | 431.3631 | 0.37428 | 442.8891 | 0.074823 | 431.3631 | 0 | 425.38 | -0.0030384 | 431.3631 | 0 | 425.38 | 0.0031115 | 431.3631 | 0 | 442.4458 | 0.00038909 | 431.3631 | 0 | 442.4458 | 0.00034687 | 431.3631 | 0 | 430.7403 | -0.041947 | 671.437 | 0.019561 | 430.7404 | 0.00027605 | 670.674 | 0 | 671.437 | 0.0084544 | 430.7403 | 3.602 | 431.3631 | 2.6805
|  | 443.002 | 0.0024896 | 431.5827 | 0.042337 | 430.96 | 0.32393 | 443.002 | 0.013278 | 431.5827 | 0.10537 | 430.96 | 0.21288 | 430.96 | #REF! | 442.5604 | 8.7777 | 431.5827 | 5.8134 | 425.6 | 0.004558 | 431.5827 | 0.43621 | 443.002 | 0.071448 | 431.5827 | 0.013626 | 425.6 | 0.0049991 | 431.5827 | 0.0083034 | 425.6 | -0.0013262 | 431.5827 | 0.0063625 | 442.5604 | 0.00021304 | 431.5827 | 0.009063 | 442.5604 | 0.00016342 | 431.5827 | 0.0067613 | 430.96 | 0.022195 | 671.5989 | 0.016838 | 430.96 | 0.0075985 | 670.8362 | 0.00053624 | 671.5989 | 0.0078505 | 430.96 | 3.7747 | 431.5827 | 2.7591
|  | 443.1149 | 0 | 431.8023 | 0.034632 | 431.1796 | 0.30856 | 443.1149 | 0 | 431.8023 | 0.05097 | 431.1796 | 0.10937 | 431.1796 | #REF! | 442.675 | 8.9382 | 431.8023 | 6.0452 | 425.82 | -0.015113 | 431.8023 | 0.42058 | 443.1149 | 0.076865 | 431.8023 | 0 | 425.82 | -0.0029219 | 431.8023 | 0 | 425.82 | 0.00035706 | 431.8023 | 0 | 442.675 | 0.00043418 | 431.8023 | 0 | 442.675 | 0.00041693 | 431.8023 | 0 | 431.1796 | -0.024435 | 671.7609 | 0.013343 | 431.1796 | -0.0023661 | 670.9983 | 0 | 671.7609 | 0.0090118 | 431.1796 | 3.9086 | 431.8023 | 2.8423
|  | 443.2278 | 0.011195 | 432.0219 | 0.062915 | 431.3993 | 0.33289 | 443.2278 | 0.0044724 | 432.0219 | 0.081715 | 431.3993 | 0.17925 | 431.3993 | #REF! | 442.7896 | 9.0993 | 432.0219 | 6.3428 | 426.04 | -0.011275 | 432.0219 | 0.48521 | 443.2278 | 0.067807 | 432.0219 | 0.01274 | 426.04 | 0.0060475 | 432.0219 | 0.0095668 | 426.04 | 0.0043357 | 432.0219 | 0.010567 | 442.7896 | 0.0002218 | 432.0219 | 0.032992 | 442.7896 | 0.00025352 | 432.0219 | 0.0085314 | 431.3993 | 0.027082 | 671.9229 | 0.025869 | 431.3993 | 0.010092 | 671.1605 | 0.0007506 | 671.9229 | 0.0084079 | 431.3993 | 4.0505 | 432.0219 | 2.9384
|  | 443.3407 | 0 | 432.2415 | 0.049976 | 431.619 | 0.30772 | 443.3407 | 0 | 432.2415 | 0.043868 | 431.619 | 0.079648 | 431.619 | #REF! | 442.9042 | 9.308 | 432.2415 | 6.5092 | 426.26 | -0.0059973 | 432.2415 | 0.46733 | 443.3407 | 0.079752 | 432.2415 | 0 | 426.26 | -0.0023395 | 432.2415 | 0 | 426.26 | -0.0017853 | 432.2415 | 0 | 442.9042 | 0.00044409 | 432.2415 | 0 | 442.9042 | 0.000407 | 432.2415 | 0 | 431.619 | -0.022195 | 672.0848 | 0.017564 | 431.619 | 0.00047754 | 671.3227 | 0 | 672.0848 | 0.0089189 | 431.619 | 4.1143 | 432.2415 | 3.0132
|  | 443.4536 | 0.0098778 | 432.4612 | 0.046092 | 431.8387 | 0.32777 | 443.4536 | 0.005135 | 432.4612 | 0.083752 | 431.8387 | 0.20011 | 431.8387 | #REF! | 443.0188 | 9.4745 | 432.4612 | 6.7435 | 426.48 | -0.033346 | 432.4612 | 0.52634 | 443.4536 | 0.072558 | 432.4612 | 0.011208 | 426.48 | -0.0068827 | 432.4612 | 0.0090538 | 426.48 | 0.0015813 | 432.4612 | 0.0036191 | 443.0188 | 0.00022378 | 432.4612 | 0.0087269 | 443.0188 | 0.00015348 | 432.4611 | 0.0070304 | 431.8387 | 0.014201 | 672.2468 | 0.019788 | 431.8387 | 0.021503 | 671.4848 | 0.00053624 | 672.2468 | 0.0081756 | 431.8387 | 4.1538 | 432.4612 | 3.0807
|  | 443.5666 | 0 | 432.6808 | 0.038989 | 432.0584 | 0.29989 | 443.5666 | 0 | 432.6808 | 0.055332 | 432.0584 | 0.073695 | 432.0584 | #REF! | 443.1334 | 9.634 | 432.6808 | 6.809 | 426.7 | -0.02375 | 432.6808 | 0.51115 | 443.5666 | 0.074467 | 432.6808 | 0 | 426.7 | -0.005368 | 432.6808 | 0 | 426.7 | -0.0043867 | 432.6808 | 0 | 443.1334 | 0.00044838 | 432.6808 | 0 | 443.1334 | 0.00033694 | 432.6808 | 0 | 432.0584 | -0.011515 | 672.4088 | 0.016656 | 432.0584 | 0.009103 | 671.647 | 0 | 672.4088 | 0.008826 | 432.0584 | 4.1578 | 432.6808 | 3.119
|  | 443.6795 | 0.010207 | 432.9005 | 0.050562 | 432.2781 | 0.28119 | 443.6795 | 0.0062945 | 432.9005 | 0.078215 | 432.2781 | 0.23043 | 432.2781 | #REF! | 443.2481 | 9.724 | 432.9005 | 7.143 | 426.92 | 0.0016793 | 432.9005 | 0.55573 | 443.6795 | 0.078641 | 432.9005 | 0.010739 | 426.92 | -0.0044363 | 432.9005 | 0.0077 | 426.92 | -0.0066822 | 432.9005 | 0.0029538 | 443.2481 | 0.00022559 | 432.9005 | 0.01512 | 443.2481 | 0.00018346 | 432.9005 | 0.0091678 | 432.2781 | 0.0086405 | 672.5708 | 0.017246 | 432.2781 | -0.0092805 | 671.8092 | 0.0007506 | 672.5708 | 0.0081292 | 432.2781 | 4.226 | 432.9005 | 3.166
|  | 443.7924 | 0 | 433.1201 | 0.040274 | 432.4979 | 0.27638 | 443.7924 | 0 | 433.1201 | 0.067268 | 432.4979 | 0.12637 | 432.4979 | #REF! | 443.3627 | 9.8345 | 433.1202 | 7.2635 | 427.14 | 0.0083963 | 433.1202 | 0.53915 | 443.7924 | 0.069938 | 433.1202 | 0 | 427.14 | -0.0089791 | 433.1201 | 0 | 427.14 | -0.0048458 | 433.1202 | 0 | 443.3627 | 0.00042675 | 433.1202 | 0 | 443.3627 | 0.00035698 | 433.1202 | 0 | 432.4979 | -0.045816 | 672.7328 | 0.017882 | 432.4979 | -0.023291 | 671.9714 | 0 | 672.7328 | 0.008826 | 432.4979 | 4.2758 | 433.1201 | 3.2151
|  | 443.9053 | 0.0048561 | 433.3398 | 0.073494 | 432.7176 | 0.30029 | 443.9053 | 0.016431 | 433.3398 | 0.067898 | 432.7176 | 0.2393 | 432.7176 | #REF! | 443.4773 | 9.9541 | 433.3398 | 7.6189 | 427.36 | 0.019431 | 433.3398 | 0.59395 | 443.9053 | 0.077354 | 433.3398 | 0.0092355 | 427.36 | 0.0015046 | 433.3398 | 0.0076361 | 427.36 | 0.0051009 | 433.3398 | 0.0057894 | 443.4773 | 0.00020346 | 433.3398 | 0.011957 | 443.4773 | 0.00017352 | 433.3398 | 0.010143 | 432.7176 | 0.047648 | 672.8948 | 0.019879 | 432.7176 | 0.0016737 | 672.1336 | 0.0007506 | 672.8948 | 0.0085008 | 432.7176 | 4.378 | 433.3398 | 3.2928
|  | 444.0182 | 0 | 433.5595 | 0.019243 | 432.9374 | 0.30458 | 444.0182 | 0 | 433.5595 | 0.04957 | 432.9374 | 0.11058 | 432.9374 | #REF! | 443.5919 | 10.1289 | 433.5595 | 7.8002 | 427.58 | -0.0002399 | 433.5595 | 0.58899 | 444.0182 | 0.068917 | 433.5595 | 0.0010019 | 427.58 | -0.0072322 | 433.5595 | 0 | 427.58 | -0.007141 | 433.5595 | 0 | 443.5919 | 0.00042295 | 433.5595 | 0 | 443.5919 | 0.00034019 | 433.5595 | 0 | 432.9374 | -0.0281 | 673.0569 | 0.021149 | 432.9374 | -0.0045651 | 672.2958 | 0 | 673.0569 | 0.0089653 | 432.9374 | 4.4963 | 433.5595 | 3.3662
|  | 444.1311 | 0.0075183 | 433.7793 | 0.076972 | 433.1572 | 0.29777 | 444.1311 | 0.023977 | 433.7793 | 0.063084 | 433.1572 | 0.19431 | 433.1572 | #REF! | 443.7066 | 10.2902 | 433.7793 | 8.2297 | 427.8 | 0.025668 | 433.7793 | 0.64931 | 444.1311 | 0.074068 | 433.7793 | 0.012275 | 427.8 | 0.0076786 | 433.7793 | 0.0034945 | 427.8 | -0.0023974 | 433.7793 | 0.003495 | 443.7066 | 0.00022295 | 433.7793 | 0.00077089 | 443.7066 | 0.00016684 | 433.7793 | 0.0099997 | 433.1572 | 0.006129 | 673.2189 | 0.023056 | 433.1572 | 0.0091636 | 672.458 | 0.00053624 | 673.2189 | 0.0079898 | 433.1572 | 4.6214 | 433.7793 | 3.4601
|  | 444.244 | 0 | 433.999 | 0.056119 | 433.377 | 0.28708 | 444.244 | 0 | 433.999 | 0.043735 | 433.377 | 0.052261 | 433.377 | #REF! | 443.8212 | 10.4522 | 433.999 | 8.4312 | 428.02 | -0.031905 | 433.999 | 0.64478 | 444.244 | 0.069938 | 433.999 | 0 | 428.02 | -0.0073485 | 433.999 | 0 | 428.02 | -0.0017853 | 433.999 | 0 | 443.8212 | 0.00043054 | 433.999 | 0 | 443.8212 | 0.00036024 | 433.999 | 0 | 433.377 | -0.049074 | 673.3809 | 0.014841 | 433.377 | 0.0092787 | 672.6202 | 0 | 673.3809 | 0.0085937 | 433.377 | 4.7014 | 433.999 | 3.5346
|  | 444.3569 | 0.0094662 | 434.2188 | 0.061884 | 433.5968 | 0.30405 | 444.3569 | 0.0061289 | 434.2188 | 0.062108 | 433.5968 | 0.20459 | 433.5968 | #REF! | 443.9359 | 10.5561 | 434.2187 | 8.8379 | 428.24 | -0.017512 | 434.2187 | 0.70898 | 444.3569 | 0.070693 | 434.2187 | 0.0053126 | 428.24 | -0.0092122 | 434.2188 | 0.0049411 | 428.24 | 0.00051009 | 434.2187 | 0.0039506 | 443.9359 | 0.00021106 | 434.2187 | 0.016937 | 443.9359 | 0.00019357 | 434.2188 | 0.0073131 | 433.5968 | 0.023621 | 673.543 | 0.022012 | 433.5968 | 0.022295 | 672.7824 | 0.0007506 | 673.543 | 0.0081756 | 433.5968 | 4.8204 | 434.2188 | 3.6214
|  | 444.4699 | 0 | 434.4385 | 0.035355 | 433.8166 | 0.29599 | 444.4699 | 0 | 434.4385 | 0.054518 | 433.8166 | 0.085984 | 433.8166 | #REF! | 444.0505 | 10.6719 | 434.4385 | 9.0969 | 428.46 | 0.019911 | 434.4385 | 0.71064 | 444.4699 | 0.069938 | 434.4385 | 0.0055325 | 428.46 | -0.00082513 | 434.4385 | 0 | 428.46 | -0.0010202 | 434.4385 | 0 | 444.0505 | 0.00040759 | 434.4385 | 0 | 444.0505 | 0.000407 | 434.4385 | 0 | 433.8166 | -0.0281 | 673.705 | 0.015885 | 433.8166 | -0.016144 | 672.9447 | 0 | 673.705 | 0.0087795 | 433.8166 | 4.89 | 434.4385 | 3.6813
|  | 444.5828 | 0.0044124 | 434.6583 | 0.065117 | 434.0364 | 0.30278 | 444.5828 | 0.0074539 | 434.6583 | 0.076513 | 434.0364 | 0.21023 | 434.0364 | #REF! | 444.1652 | 10.7583 | 434.6583 | 9.3892 | 428.68 | 0.019431 | 434.6583 | 0.7694 | 444.5828 | 0.082771 | 434.6583 | 0.0091338 | 428.68 | -0.0028054 | 434.6583 | 0.0061899 | 428.68 | 0.0011222 | 434.6583 | 0.0084928 | 444.1652 | 0.00020181 | 434.6583 | 0.020113 | 444.1652 | 0.00021343 | 434.6583 | 0.00764 | 434.0364 | 0.038078 | 673.867 | 0.020196 | 434.0364 | 0.0017597 | 673.1069 | 0.0007506 | 673.867 | 0.0079898 | 434.0364 | 5.0106 | 434.6583 | 3.7583
|  | 444.6957 | 0 | 434.8781 | 0.044566 | 434.2563 | 0.27869 | 444.6957 | 0 | 434.8781 | 0.06025 | 434.2563 | 0.065402 | 434.2563 | #REF! | 444.2798 | 10.8975 | 434.8781 | 9.4093 | 428.9 | 0.029987 | 434.8781 | 0.7669 | 444.6957 | 0.069538 | 434.8781 | 0 | 428.9 | -0.002456 | 434.8781 | 0 | 428.9 | -0.0014792 | 434.8781 | 0 | 444.2798 | 0.00041485 | 434.8781 | 0 | 444.2798 | 0.00033694 | 434.878 | 0 | 434.2563 | -0.027693 | 674.0291 | 0.030499 | 434.2563 | -0.022434 | 673.2691 | 0 | 674.0291 | 0.0085473 | 434.2563 | 5.0337 | 434.8781 | 3.8091
|  | 444.8086 | 0.0073704 | 435.0978 | 0.061009 | 434.4761 | 0.30444 | 444.8086 | 0.011272 | 435.0978 | 0.091971 | 434.4761 | 0.23662 | 434.4761 | #REF! | 444.3945 | 11.0341 | 435.0978 | 9.6124 | 429.12 | 0.010795 | 435.0978 | 0.78609 | 444.8086 | 0.06905 | 435.0978 | 0.013393 | 429.12 | -0.0073485 | 435.0978 | 0.006513 | 429.12 | -0.0046928 | 435.0978 | 0.0081562 | 444.3945 | 0.00021684 | 435.0978 | 0.02236 | 444.3945 | 0.0001235 | 435.0978 | 0.0054583 | 434.4762 | 0.041947 | 674.1912 | 0.024281 | 434.4761 | 0.0082052 | 673.4314 | 0.00053624 | 674.1912 | 0.0079434 | 434.4762 | 5.09 | 435.0978 | 3.8854
|  | 444.9216 | 0 | 435.3177 | 0.046357 | 434.696 | 0.28484 | 444.9216 | 0 | 435.3177 | 0.061428 | 434.696 | 0.034103 | 434.696 | #REF! | 444.5091 | 11.216 | 435.3177 | 9.7663 | 429.34 | -0.020872 | 435.3177 | 0.79157 | 444.9216 | 0.078863 | 435.3177 | 0.0037802 | 429.34 | -0.0051353 | 435.3177 | 0 | 429.34 | -0.0019383 | 435.3177 | 0 | 444.5091 | 0.00042443 | 435.3177 | 0 | 444.5091 | 0.00034687 | 435.3177 | 0 | 434.696 | -0.024435 | 674.3532 | 0.021876 | 434.696 | -0.0068627 | 673.5936 | 0 | 674.3532 | 0.0085008 | 434.696 | 5.0724 | 435.3177 | 3.9427
|  | 445.0345 | 0.0016023 | 435.5375 | 0.069991 | 434.9159 | 0.30248 | 445.0345 | 0.0089448 | 435.5375 | 0.07019 | 434.9159 | 0.19446 | 434.9159 | #REF! | 444.6238 | 11.3765 | 435.5375 | 10.1332 | 429.56 | 0.013194 | 435.5375 | 0.85344 | 445.0345 | 0.07913 | 435.5375 | 0.014852 | 429.56 | 0.00010678 | 435.5375 | 0.007819 | 429.56 | 0.00020403 | 435.5375 | 0.0087017 | 444.6238 | 0.00021255 | 435.5375 | 0.021032 | 444.6238 | 0.00022354 | 435.5375 | 0.0050156 | 434.9159 | 0.018971 | 674.5153 | 0.018199 | 434.9159 | 0.0096766 | 673.7559 | 0.0007506 | 674.5153 | 0.0081292 | 434.9159 | 5.2669 | 435.5375 | 4.0129
|  | 445.1474 | 0 | 435.7573 | 0.022755 | 435.1358 | 0.2799 | 445.1474 | 0 | 435.7573 | 0.047987 | 435.1358 | 0.076894 | 435.1358 | #REF! | 444.7385 | 11.5511 | 435.7573 | 10.4785 | 429.78 | -0.0093559 | 435.7573 | 0.87675 | 445.1474 | 0.080151 | 435.7573 | 0.0056044 | 429.78 | -0.01061 | 435.7573 | 0.00044634 | 429.78 | -0.01418 | 435.7573 | 0 | 444.7385 | 0.0004279 | 435.7573 | 0 | 444.7385 | 0.00043698 | 435.7573 | 0 | 435.1358 | -0.012053 | 674.6774 | 0.013979 | 435.1358 | -0.019228 | 673.9181 | 0 | 674.6774 | 0.0089189 | 435.1358 | 5.3684 | 435.7573 | 4.0743
|  | 445.2603 | 0.0081099 | 435.9772 | 0.072126 | 435.3558 | 0.29388 | 445.2603 | 0.016431 | 435.9772 | 0.072053 | 435.3558 | 0.16216 | 435.3558 | #REF! | 444.8532 | 11.679 | 435.9772 | 10.8942 | 430 | -0.018952 | 435.9772 | 0.93033 | 445.2603 | 0.083171 | 435.9772 | 0.0072073 | 430 | -0.0063001 | 435.9772 | 0.0051921 | 430 | 0.0041827 | 435.9772 | 0.0018908 | 444.8532 | 0.00021998 | 435.9772 | 0.014739 | 444.8532 | 0.00021343 | 435.9772 | 0.0014659 | 435.3558 | 0.015337 | 674.8395 | 0.019788 | 435.3558 | 0.012144 | 674.0804 | 0.0007506 | 674.8395 | 0.008315 | 435.3558 | 5.5422 | 435.9772 | 4.1432
|  | 445.3733 | 0 | 436.1971 | 0.053928 | 435.5757 | 0.27956 | 445.3733 | 0 | 436.1971 | 0.061074 | 435.5757 | 0.066809 | 435.5757 | #REF! | 444.9679 | 11.8215 | 436.197 | 11.1321 | 430.22 | 0.0059973 | 436.197 | 0.92414 | 445.3733 | 0.077487 | 436.197 | 0 | 430.22 | -0.0038538 | 436.1971 | 0 | 430.22 | -0.0076005 | 436.197 | 0 | 444.9679 | 0.00045399 | 436.197 | 0 | 444.9679 | 0.00042704 | 436.197 | 0 | 435.5757 | -0.040114 | 675.0015 | 0.015658 | 435.5757 | -0.0057231 | 674.2427 | 0 | 675.0015 | 0.0086866 | 435.5757 | 5.5974 | 436.1971 | 4.2004
|  | 445.4862 | 0.0072224 | 436.4169 | 0.073335 | 435.7957 | 0.30626 | 445.4862 | 0.015093 | 436.4169 | 0.078561 | 435.7957 | 0.15838 | 435.7957 | #REF! | 445.0826 | 11.9334 | 436.4169 | 11.4999 | 430.44 | 0.012235 | 436.4169 | 1.0138 | 445.4862 | 0.074601 | 436.4169 | 0.015305 | 430.44 | -0.006999 | 436.4169 | 0.0079069 | 430.44 | 0.0043357 | 436.4169 | 0.0041959 | 445.0826 | 0.00023914 | 436.4169 | 0.02107 | 445.0826 | 0.00021343 | 436.4169 | 0.0048128 | 435.7957 | 0.017794 | 675.1636 | 0.021376 | 435.7957 | 0.029432 | 674.4049 | 0.00053624 | 675.1636 | 0.0079434 | 435.7957 | 5.6844 | 436.4169 | 4.2661
|  | 445.5991 | 0 | 436.6368 | 0.037416 | 436.0156 | 0.28011 | 445.5991 | 0 | 436.6368 | 0.048972 | 436.0156 | 0.023885 | 436.0156 | #REF! | 445.1972 | 12.099 | 436.6368 | 11.7908 | 430.66 | 0.0035984 | 436.6368 | 1.015 | 445.5991 | 0.075977 | 436.6368 | 0.002388 | 430.66 | -0.011425 | 436.6368 | 0.00015657 | 430.66 | -0.0062227 | 436.6368 | 0 | 445.1972 | 0.00046787 | 436.6368 | 0 | 445.1972 | 0.00043698 | 436.6368 | 0 | 436.0156 | -0.034006 | 675.3257 | 0.018109 | 436.0156 | -0.0019408 | 674.5672 | 0 | 675.3257 | 0.0082685 | 436.0156 | 5.7572 | 436.6368 | 4.3273
|  | 445.712 | 0.0067788 | 436.8567 | 0.059484 | 436.2356 | 0.28796 | 445.712 | 0.0097437 | 436.8567 | 0.067981 | 436.2356 | 0.18894 | 436.2356 | #REF! | 445.312 | 12.2525 | 436.8567 | 12.2087 | 430.88 | -0.014634 | 436.8567 | 1.0883 | 445.712 | 0.073579 | 436.8567 | 0.010656 | 430.88 | -0.00082513 | 436.8567 | 0.0067611 | 430.88 | 0.0041827 | 436.8567 | 0.0048304 | 445.312 | 0.00023269 | 436.8567 | 0.019424 | 445.312 | 0.00022354 | 436.8567 | 0.0039469 | 436.2356 | 0.019926 | 675.4879 | 0.02065 | 436.2356 | 0.003564 | 674.7295 | 0.0007506 | 675.4879 | 0.0075253 | 436.2356 | 5.8354 | 436.8567 | 4.3888
|  | 445.825 | 0 | 437.0767 | 0.049754 | 436.4556 | 0.27896 | 445.825 | 0 | 437.0767 | 0.037401 | 436.4556 | 0.049102 | 436.4556 | #REF! | 445.4266 | 12.4288 | 437.0767 | 12.4123 | 431.1 | 0.002159 | 437.0767 | 1.091 | 445.825 | 0.076865 | 437.0767 | 0.0035389 | 431.1 | -0.001757 | 437.0767 | 0 | 431.1 | 0.00035706 | 437.0767 | 0 | 445.4266 | 0.00044062 | 437.0767 | 0 | 445.4266 | 0.00037702 | 437.0767 | 0 | 436.4556 | -0.011487 | 675.65 | 0.01947 | 436.4556 | -0.026571 | 674.8918 | 0 | 675.65 | 0.0082221 | 436.4556 | 5.7887 | 437.0767 | 4.4453
|  | 445.9379 | 0.0073704 | 437.2966 | 0.058043 | 436.6756 | 0.28831 | 445.9379 | 0.013087 | 437.2966 | 0.082645 | 436.6756 | 0.1607 | 436.6756 | #REF! | 445.5414 | 12.5497 | 437.2966 | 12.853 | 431.32 | 0.02375 | 437.2966 | 1.171 | 445.9379 | 0.071581 | 437.2966 | 0.013754 | 431.32 | -0.0031549 | 437.2966 | 0.0063499 | 431.32 | 0.0066312 | 437.2966 | 0.004534 | 445.5414 | 0.00021023 | 437.2966 | 0.016168 | 445.5414 | 0.00015348 | 437.2966 | 0.0081457 | 436.6756 | 0.027693 | 675.8121 | 0.015885 | 436.6756 | 0.0073781 | 675.0541 | 0.00053624 | 675.8121 | 0.0074789 | 436.6756 | 5.8449 | 437.2966 | 4.5087
|  | 446.0509 | 0 | 437.5165 | 0.040988 | 436.8956 | 0.28439 | 446.0509 | 0 | 437.5165 | 0.055803 | 436.8956 | 0.066198 | 436.8956 | #REF! | 445.6561 | 12.6856 | 437.5165 | 13.1539 | 431.54 | -0.02375 | 437.5165 | 1.1826 | 446.0509 | 0.074467 | 437.5165 | 0.0027202 | 431.54 | -0.0040868 | 437.5165 | 0.00029381 | 431.54 | -0.0094364 | 437.5165 | 0 | 445.6561 | 0.00042262 | 437.5165 | 0 | 445.6561 | 0.00036692 | 437.5165 | 0 | 436.8956 | -0.016723 | 675.9742 | 0.017609 | 436.8956 | -0.0058178 | 675.2164 | 0 | 675.9742 | 0.0081292 | 436.8956 | 5.911 | 437.5165 | 4.5656
|  | 446.1638 | 0.014487 | 437.7365 | 0.051258 | 437.1157 | 0.28702 | 446.1638 | 0.0057976 | 437.7365 | 0.047062 | 437.1157 | 0.15961 | 437.1157 | #REF! | 445.7708 | 12.8001 | 437.7365 | 13.4884 | 431.76 | 0.013194 | 437.7365 | 1.2507 | 446.1638 | 0.09627 | 437.7365 | 0.016465 | 431.76 | 0.0045333 | 437.7365 | 0.0041025 | 431.76 | 0.0028055 | 437.7365 | 0.0031772 | 445.7708 | 0.00021651 | 437.7365 | 0.023014 | 445.7708 | 0.00021343 | 437.7365 | 0.0070846 | 437.1157 | 0.016058 | 676.1364 | 0.020287 | 437.1157 | 0.0041842 | 675.3787 | 0.00053624 | 676.1364 | 0.0076647 | 437.1157 | 5.9699 | 437.7365 | 4.6239
|  | 446.2767 | 0 | 437.9565 | 0.043731 | 437.3357 | 0.27324 | 446.2767 | 0 | 437.9565 | 0.047584 | 437.3357 | 0.076645 | 437.3357 | #REF! | 445.8855 | 12.9475 | 437.9565 | 13.6115 | 431.98 | 0.045821 | 437.9565 | 1.2448 | 446.2767 | 0.07762 | 437.9565 | 0.0034865 | 431.98 | -0.0054848 | 437.9565 | 0 | 431.98 | -0.0031625 | 437.9565 | 0 | 445.8855 | 0.00041915 | 437.9565 | 0 | 445.8855 | 0.00046712 | 437.9565 | 0 | 437.3357 | -0.021381 | 676.2985 | 0.0177 | 437.3357 | -0.012957 | 675.541 | 0 | 676.2985 | 0.0085473 | 437.3357 | 5.9647 | 437.9565 | 4.6602
|  | 446.3897 | 0.0039686 | 438.1765 | 0.051306 | 437.5558 | 0.28869 | 446.3897 | 0.014616 | 438.1765 | 0.086064 | 437.5558 | 0.21465 | 437.5558 | #REF! | 446.0002 | 13.0785 | 438.1765 | 14.1972 | 432.2 | 0.0050378 | 438.1765 | 1.323 | 446.3897 | 0.083792 | 438.1765 | 0.012598 | 432.2 | -0.00059213 | 438.1765 | 0.0061127 | 432.2 | 0.0040296 | 438.1765 | 0.0081186 | 446.0002 | 0.00020677 | 438.1765 | 0.021944 | 446.0002 | 0.00025352 | 438.1764 | 0.0027325 | 437.5558 | 0.011247 | 676.4606 | 0.01829 | 437.5558 | 0.014868 | 675.7033 | 0.0007506 | 676.4606 | 0.0080363 | 437.5558 | 6.0676 | 438.1765 | 4.7252
|  | 446.5026 | 0 | 438.3965 | 0.044783 | 437.7759 | 0.26538 | 446.5026 | 0 | 438.3965 | 0.038764 | 437.7759 | 0.061074 | 437.7759 | #REF! | 446.115 | 13.2483 | 438.3965 | 14.4881 | 432.42 | 0.016553 | 438.3965 | 1.3443 | 446.5026 | 0.076466 | 438.3965 | 0.0028332 | 432.42 | -0.001524 | 438.3965 | 0 | 432.42 | -0.0011732 | 438.3965 | 0 | 446.115 | 0.00039537 | 438.3965 | 0 | 446.115 | 0.00042704 | 438.3965 | 0 | 437.7759 | -0.021381 | 676.6228 | 0.023464 | 437.7759 | -0.0081474 | 675.8656 | 0 | 676.6228 | 0.008315 | 437.7759 | 6.1308 | 438.3965 | 4.765
|  | 446.6155 | 0.0045602 | 438.6165 | 0.059846 | 437.996 | 0.2878 | 446.6155 | 0.0038098 | 438.6165 | 0.065251 | 437.996 | 0.18883 | 437.996 | #REF! | 446.2297 | 13.407 | 438.6165 | 15.0333 | 432.64 | 0.020872 | 438.6165 | 1.441 | 446.6155 | 0.084192 | 438.6165 | 0.02166 | 432.64 | 0.0048828 | 438.6165 | 0.0098739 | 432.64 | -0.0010202 | 438.6165 | 0.011834 | 446.2297 | 0.00019157 | 438.6165 | 0.020328 | 446.2297 | 0.00017352 | 438.6165 | 0.013964 | 437.996 | 0.028304 | 676.785 | 0.013888 | 437.996 | 0.029831 | 676.028 | 0.00053624 | 676.785 | 0.0078969 | 437.996 | 6.2508 | 438.6165 | 4.8095
|  | 446.7285 | 0 | 438.8365 | 0.050721 | 438.2161 | 0.27655 | 446.7285 | 0 | 438.8365 | 0.047564 | 438.2161 | 0.014802 | 438.2161 | #REF! | 446.3444 | 13.5761 | 438.8365 | 15.4312 | 432.87 | 0.046779 | 438.8365 | 1.4825 | 446.7285 | 0.080373 | 438.8365 | 0.0038258 | 432.87 | 0.0016211 | 438.8365 | 0.00052911 | 432.87 | -0.0034686 | 438.8365 | 0 | 446.3444 | 0.00041981 | 438.8365 | 0 | 446.3444 | 0.00036024 | 438.8365 | 0 | 438.2161 | -0.026064 | 676.9471 | 0.021921 | 438.2161 | -0.0087236 | 676.1903 | 0 | 676.9471 | 0.0084079 | 438.2161 | 6.3208 | 438.8365 | 4.852
|  | 446.8414 | 0.0032291 | 439.0565 | 0.072219 | 438.4362 | 0.2847 | 446.8414 | 0.00099385 | 439.0565 | 0.055189 | 438.4362 | 0.12504 | 438.4362 | #REF! | 446.4592 | 13.6895 | 439.0566 | 15.9426 | 433.09 | 0.020391 | 439.0566 | 1.5685 | 446.8414 | 0.0873 | 439.0566 | 0.014436 | 433.09 | 0.00022327 | 439.0565 | 0.0059352 | 433.09 | -0.0079064 | 439.0566 | 0.0071632 | 446.4592 | 0.00023071 | 439.0566 | 0.020586 | 446.4592 | 0.00018688 | 439.0566 | 0.0072295 | 438.4362 | 0.0076487 | 677.1093 | 0.024326 | 438.4362 | 0.018876 | 676.3527 | 0.00053624 | 677.1093 | 0.0081756 | 438.4362 | 6.3844 | 439.0565 | 4.9068
|  | 446.9544 | 0 | 439.2766 | 0.045731 | 438.6564 | 0.2639 | 446.9544 | 0 | 439.2766 | 0.051106 | 438.6564 | 0.10312 | 438.6564 | #REF! | 446.5739 | 13.8008 | 439.2766 | 16.2561 | 433.31 | 0.0083963 | 439.2766 | 1.5829 | 446.9544 | 0.081128 | 439.2766 | 0 | 433.31 | -0.0072322 | 439.2766 | 0 | 433.31 | -0.0036216 | 439.2766 | 0 | 446.5739 | 0.00045763 | 439.2766 | 0 | 446.5739 | 0.0004303 | 439.2766 | 0 | 438.6564 | -0.020107 | 677.2715 | 0.018335 | 438.6564 | 0.005325 | 676.515 | 0 | 677.2715 | 0.0087795 | 438.6564 | 6.3107 | 439.2766 | 4.9413
|  | 447.0673 | 0.013417 | 439.4967 | 0.047226 | 438.8765 | 0.28862 | 447.0673 | 0.020347 | 439.4967 | 0.07544 | 438.8765 | 0.17723 | 438.8765 | #REF! | 446.6887 | 13.8802 | 439.4967 | 16.7474 | 433.53 | 0.040062 | 439.4967 | 1.6972 | 447.0673 | 0.084547 | 439.4967 | 0.018471 | 433.53 | 0.0018541 | 439.4967 | 0.0083498 | 433.53 | 0.007243 | 439.4967 | 0.0055518 | 446.6887 | 0.00022989 | 439.4967 | 0.018242 | 446.6887 | 0.00024358 | 439.4967 | 0.0048068 | 438.8765 | 0.031562 | 677.4336 | 0.019016 | 438.8765 | 0.018022 | 676.6774 | 0.00053624 | 677.4336 | 0.0082685 | 438.8765 | 6.3848 | 439.4967 | 4.99
|  | 447.1803 | 0 | 439.7168 | 0.037676 | 439.0967 | 0.26167 | 447.1803 | 0 | 439.7168 | 0.026379 | 439.0967 | 0.11517 | 439.0967 | #REF! | 446.8034 | 13.9923 | 439.7168 | 16.9241 | 433.75 | 0.062613 | 439.7168 | 1.7019 | 447.1803 | 0.07722 | 439.7168 | 0.0046051 | 433.75 | -0.001757 | 439.7168 | 0 | 433.75 | -0.0011732 | 439.7168 | 0 | 446.8034 | 0.00045284 | 439.7168 | 0 | 446.8034 | 0.00044708 | 439.7168 | 0 | 439.0967 | -0.027286 | 677.5958 | 0.013888 | 439.0967 | -0.0069394 | 676.8397 | 0 | 677.5958 | 0.0087795 | 439.0967 | 6.3458 | 439.7168 | 5.0175
|  | 447.2932 | 0 | 439.9369 | 0.046695 | 439.3169 | 0.27801 | 447.2932 | 0.01987 | 439.9369 | 0.049375 | 439.3169 | 0.13347 | 439.3169 | #REF! | 446.9182 | 14.0954 | 439.9369 | 17.2572 | 433.97 | 0.064052 | 439.9369 | 1.781 | 447.2932 | 0.084414 | 439.9369 | 0.019774 | 433.97 | 0.0024366 | 439.9369 | 0.0088336 | 433.97 | 0.0012752 | 439.9369 | 0.0033179 | 446.9182 | 0.00022576 | 439.9369 | 0.018699 | 446.9182 | 0.00020675 | 439.9369 | 0.0072294 | 439.3169 | 0.022602 | 677.758 | 0.019788 | 439.3169 | 0.016048 | 677.0021 | 0.00053624 | 677.758 | 0.0081292 | 439.3169 | 6.3079 | 439.9369 | 5.0597
|  | 447.4062 | 0 | 440.157 | 0.04379 | 439.5371 | 0.26133 | 447.4062 | 0 | 440.157 | 0.036609 | 439.5371 | 0.091433 | 439.5371 | #REF! | 447.033 | 14.2192 | 440.157 | 17.4447 | 434.19 | 0.074126 | 440.157 | 1.7948 | 447.4062 | 0.071936 | 440.157 | 0.0050906 | 434.19 | -0.00047565 | 440.157 | 0 | 434.19 | -0.014487 | 440.157 | 0 | 447.033 | 0.00044788 | 440.157 | 0 | 447.033 | 0.00038028 | 440.157 | 0 | 439.5371 | -0.020566 | 677.9202 | 0.015794 | 439.5371 | -0.0080242 | 677.1644 | 0 | 677.9202 | 0.0087331 | 439.5371 | 6.2137 | 440.157 | 5.0909
|  | 447.5191 | 0.0013064 | 440.3771 | 0.067641 | 439.7573 | 0.2604 | 447.5191 | 0.015093 | 440.3771 | 0.072344 | 439.7573 | 0.11356 | 439.7573 | #REF! | 447.1477 | 14.3005 | 440.3771 | 17.9827 | 434.41 | 0.055415 | 440.3771 | 1.9026 | 447.5191 | 0.090098 | 440.3771 | 0.019306 | 434.41 | -0.0046693 | 440.3771 | 0.0071644 | 434.41 | -0.0019383 | 440.3771 | 0.0079311 | 447.1477 | 0.00022295 | 440.3771 | 0.015089 | 447.1477 | 0.00017678 | 440.3771 | 0.004456 | 439.7573 | 0.021788 | 678.0824 | 0.015885 | 439.7573 | 0.003797 | 677.3268 | 0.0009651 | 678.0824 | 0.0079434 | 439.7573 | 6.2322 | 440.3771 | 5.127
|  | 447.6321 | 0 | 440.5973 | 0.038841 | 439.9775 | 0.26145 | 447.6321 | 0 | 440.5973 | 0.029253 | 439.9775 | 0.06878 | 439.9775 | #REF! | 447.2625 | 14.3682 | 440.5973 | 18.2831 | 434.63 | 0.10339 | 440.5973 | 1.9311 | 447.6321 | 0.096004 | 440.5973 | 0.0051034 | 434.63 | -0.0092122 | 440.5973 | 0 | 434.63 | -0.007294 | 440.5973 | 0 | 447.2625 | 0.00045284 | 440.5973 | 0 | 447.2625 | 0.00036692 | 440.5973 | 0 | 439.9775 | -0.012304 | 678.2446 | 0.014841 | 439.9775 | -0.0097622 | 677.4892 | 0 | 678.2446 | 0.0085008 | 439.9775 | 6.2001 | 440.5973 | 5.15
|  | 447.745 | 0.0024896 | 440.8174 | 0.056255 | 440.1977 | 0.27763 | 447.745 | 0.022831 | 440.8174 | 0.06526 | 440.1977 | 0.16922 | 440.1977 | #REF! | 447.3773 | 14.4074 | 440.8174 | 18.6157 | 434.85 | 0.084681 | 440.8174 | 2.024 | 447.745 | 0.083926 | 440.8174 | 0.021981 | 434.85 | -0.00047565 | 440.8174 | 0.010637 | 434.85 | 0.0075495 | 440.8174 | 0.0057377 | 447.3773 | 0.00023038 | 440.8174 | 0.027635 | 447.3773 | 0.00019357 | 440.8174 | 0.011062 | 440.1977 | 0.046223 | 678.4069 | 0.020605 | 440.1977 | 4.1636e-05 | 677.6516 | 0.0007506 | 678.4069 | 0.0078969 | 440.1977 | 6.2123 | 440.8174 | 5.1773
|  | 447.858 | 0 | 441.0376 | 0.039546 | 440.418 | 0.25542 | 447.858 | 0 | 441.0376 | 0.033187 | 440.418 | 0.021595 | 440.418 | #REF! | 447.4921 | 14.4952 | 441.0376 | 18.8127 | 435.07 | 0.13506 | 441.0376 | 2.0343 | 447.858 | 0.081395 | 441.0376 | 0.0043354 | 435.07 | 0.00022327 | 441.0376 | 0 | 435.07 | -0.0088246 | 441.0376 | 0 | 447.4921 | 0.00046374 | 441.0376 | 0 | 447.4921 | 0.00039706 | 441.0376 | 0 | 440.418 | -0.015698 | 678.5691 | 0.017882 | 440.418 | 0.014495 | 677.814 | 0 | 678.5691 | 0.0087795 | 440.418 | 6.1423 | 441.0376 | 5.1929
|  | 447.971 | 0.0048561 | 441.2578 | 0.056095 | 440.6383 | 0.27342 | 447.971 | 0.02713 | 441.2578 | 0.057432 | 440.6383 | 0.17689 | 440.6383 | #REF! | 447.6069 | 14.6033 | 441.2578 | 19.4129 | 435.29 | 0.1744 | 441.2578 | 2.161 | 447.971 | 0.082904 | 441.2578 | 0.019004 | 435.29 | 0.0026695 | 441.2578 | 0.00698 | 435.29 | -0.0016323 | 441.2578 | 0.0036163 | 447.6069 | 0.00023385 | 441.2578 | 0.012125 | 447.6069 | 0.0002035 | 441.2577 | 0.0072618 | 440.6383 | 0.026471 | 678.7313 | 0.016702 | 440.6383 | 9.0266e-05 | 677.9764 | 0.0007506 | 678.7313 | 0.0083614 | 440.6383 | 6.1156 | 441.2578 | 5.2073
|  | 448.0839 | 0 | 441.4779 | 0.042289 | 440.8585 | 0.2611 | 448.0839 | 0 | 441.4779 | 0.022941 | 440.8585 | 0.035546 | 440.8585 | #REF! | 447.7217 | 14.7575 | 441.4779 | 19.6489 | 435.51 | 0.17009 | 441.4779 | 2.1954 | 448.0839 | 0.089698 | 441.4779 | 0.0078521 | 435.51 | -0.0011746 | 441.4779 | 0.0024229 | 435.51 | 0.0098449 | 441.4779 | 0 | 447.7217 | 0.00044689 | 441.4779 | 0 | 447.7217 | 0.00042704 | 441.4779 | 0 | 440.8585 | -0.027286 | 678.8936 | 0.014024 | 440.8585 | -0.006331 | 678.1388 | 0 | 678.8936 | 0.0086866 | 440.8585 | 5.9956 | 441.4779 | 5.21
|  | 448.1969 | 0.0069267 | 441.6982 | 0.061748 | 441.0788 | 0.27253 | 448.1969 | 0.0044724 | 441.6982 | 0.06674 | 441.0788 | 0.13385 | 441.0788 | #REF! | 447.8365 | 14.8983 | 441.6982 | 20.049 | 435.73 | 0.14226 | 441.6982 | 2.2899 | 448.1969 | 0.087212 | 441.6982 | 0.022916 | 435.73 | -0.0073485 | 441.6982 | 0.0082696 | 435.73 | -0.0082122 | 441.6982 | 0.0058585 | 447.8365 | 0.00021304 | 441.6982 | 0.015729 | 447.8365 | 0.00022354 | 441.6981 | 0.010683 | 441.0788 | 0.014936 | 679.0558 | 0.01947 | 441.0788 | 0.015671 | 678.3012 | 0.0009651 | 679.0558 | 0.0081292 | 441.0788 | 6.0498 | 441.6982 | 5.2268
|  | 448.3098 | 0 | 441.9184 | 0.035032 | 441.2992 | 0.25355 | 448.3098 | 0 | 441.9184 | 0.039061 | 441.2992 | 0.038742 | 441.2992 | #REF! | 447.9513 | 15.0362 | 441.9184 | 20.4141 | 435.95 | 0.21854 | 441.9184 | 2.335 | 448.3098 | 0.086323 | 441.9184 | 0.0088702 | 435.95 | -0.0058343 | 441.9184 | 0 | 435.95 | -0.0049988 | 441.9184 | 0 | 447.9513 | 0.00038909 | 441.9184 | 0 | 447.9513 | 0.00039706 | 441.9184 | 0 | 441.2991 | -0.0078486 | 679.218 | 0.024099 | 441.2992 | -0.0066665 | 678.4636 | 0 | 679.218 | 0.0082221 | 441.2991 | 6 | 441.9184 | 5.2293
|  | 448.4228 | 0.0069267 | 442.1386 | 0.076044 | 441.5195 | 0.25154 | 448.4228 | 0.0053006 | 442.1386 | 0.062444 | 441.5195 | 0.13876 | 441.5195 | #REF! | 448.0661 | 15.1401 | 442.1386 | 20.8085 | 436.17 | 0.20368 | 442.1386 | 2.4108 | 448.4228 | 0.088189 | 442.1386 | 0.021538 | 436.17 | 0.0026695 | 442.1386 | 0.006018 | 436.17 | 0.0032646 | 442.1386 | 0.0046685 | 448.0661 | 0.00017605 | 442.1386 | 0.0018267 | 448.0661 | 0.00017352 | 442.1386 | 0.0074944 | 441.5195 | 0.010854 | 679.3803 | 0.013706 | 441.5195 | 0.0038403 | 678.626 | 0.0007506 | 679.3803 | 0.0079434 | 441.5195 | 5.9265 | 442.1386 | 5.2354
|  | 448.5358 | 0 | 442.3589 | 0.040417 | 441.7398 | 0.26093 | 448.5358 | 0 | 442.3589 | 0.051058 | 441.7398 | 0.054295 | 441.7398 | #REF! | 448.1809 | 15.2529 | 442.3589 | 21.03 | 436.39 | 0.30538 | 442.3589 | 2.4771 | 448.5358 | 0.086546 | 442.3589 | 0.01415 | 436.39 | -0.00070865 | 442.3589 | 0.001809 | 436.39 | -0.018924 | 442.3589 | 0 | 448.1809 | 0.00039173 | 442.3589 | 0 | 448.1809 | 0.00036692 | 442.3589 | 0 | 441.7398 | -0.031155 | 679.5426 | 0.020196 | 441.7398 | -0.00057944 | 678.7885 | 0 | 679.5426 | 0.0080363 | 441.7398 | 5.8183 | 442.3589 | 5.2125
|  | 448.6487 | 0.007814 | 442.5791 | 0.067662 | 441.9602 | 0.27294 | 448.6487 | 0.012801 | 442.5791 | 0.043229 | 441.9602 | 0.15517 | 441.9602 | #REF! | 448.2957 | 15.3641 | 442.5791 | 21.4244 | 436.61 | 0.29579 | 442.5791 | 2.5854 | 448.6487 | 0.08619 | 442.5791 | 0.025676 | 436.61 | 0.0036014 | 442.5791 | 0.0096651 | 436.61 | -0.0036216 | 442.5791 | 0.0066736 | 448.2957 | 0.00021965 | 442.5791 | 0.017057 | 448.2957 | 0.00019357 | 442.5791 | 0.0074804 | 441.9602 | 0.020223 | 679.7048 | 0.013888 | 441.9602 | 0.018353 | 678.9509 | 0.0007506 | 679.7048 | 0.0081292 | 441.9602 | 5.8106 | 442.5791 | 5.1934
|  | 448.7617 | 0 | 442.7994 | 0.048739 | 442.1805 | 0.24637 | 448.7617 | 0 | 442.7994 | 0.033911 | 442.1805 | 0.01679 | 442.1805 | #REF! | 448.4105 | 15.5076 | 442.7994 | 21.8915 | 436.83 | 0.33946 | 442.7994 | 2.6375 | 448.7617 | 0.084281 | 442.7994 | 0.013905 | 436.83 | 0.010474 | 442.7994 | 0.0013713 | 436.83 | -0.0043867 | 442.7994 | 0 | 448.4105 | 0.00043748 | 442.7994 | 0 | 448.4105 | 0.000407 | 442.7994 | 0 | 442.1805 | -0.038893 | 679.8671 | 0.017882 | 442.1805 | 0.0013008 | 679.1133 | 0 | 679.8671 | 0.0086402 | 442.1805 | 5.7539 | 442.7994 | 5.1704
|  | 448.8746 | 0.010619 | 443.0197 | 0.082699 | 442.4009 | 0.26714 | 448.8746 | 0.0094417 | 443.0197 | 0.062624 | 442.4009 | 0.14968 | 442.4009 | #REF! | 448.5253 | 15.6282 | 443.0197 | 22.4845 | 437.06 | 0.29724 | 443.0197 | 2.7656 | 448.8746 | 0.091608 | 443.0197 | 0.022971 | 437.06 | -0.0047858 | 443.0197 | 0.0071826 | 437.06 | -0.00607 | 443.0197 | 0.0065287 | 448.5253 | 0.00022262 | 443.0197 | 0.022303 | 448.5253 | 0.00021343 | 443.0197 | 0.010164 | 442.4009 | 0.016192 | 680.0294 | 0.018426 | 442.4009 | -0.0039902 | 679.2758 | 0.0007506 | 680.0294 | 0.0085008 | 442.4009 | 5.7581 | 443.0197 | 5.1491
|  | 448.9876 | 0 | 443.24 | 0.050645 | 442.6213 | 0.26475 | 448.9876 | 0 | 443.24 | 0.046164 | 442.6213 | 0.043489 | 442.6213 | #REF! | 448.6402 | 15.7721 | 443.24 | 22.9327 | 437.28 | 0.42772 | 443.24 | 2.8542 | 448.9876 | 0.081395 | 443.24 | 0.0162 | 437.28 | 0.0010387 | 443.24 | 0.0020283 | 437.28 | -0.0025504 | 443.24 | 0 | 448.6402 | 0.00044326 | 443.24 | 0 | 448.6402 | 0.00041693 | 443.24 | 0 | 442.6213 | -0.018875 | 680.1917 | 0.021149 | 442.6213 | 0.0031913 | 679.4382 | 0 | 680.1917 | 0.0090582 | 442.6213 | 5.6902 | 443.24 | 5.0803
|  | 449.1006 | 0.011359 | 443.4603 | 0.064825 | 442.8417 | 0.26491 | 449.1006 | 0.0074539 | 443.4603 | 0.056667 | 442.8417 | 0.14147 | 442.8417 | #REF! | 448.755 | 15.874 | 443.4603 | 23.2807 | 437.5 | 0.42341 | 443.4603 | 2.9589 | 449.1006 | 0.092496 | 443.4603 | 0.027128 | 437.5 | 0.0010387 | 443.4603 | 0.0033559 | 437.5 | 0.0084671 | 443.4603 | 0.0052172 | 448.755 | 0.00022609 | 443.4603 | 0.024853 | 448.755 | 0.00020675 | 443.4603 | 0.0044754 | 442.8417 | 0.016096 | 680.354 | 0.02065 | 442.8417 | 0.00018748 | 679.6006 | 0.0009651 | 680.354 | 0.0085473 | 442.8417 | 5.6096 | 443.4603 | 4.9715
|  | 449.2136 | 0 | 443.6806 | 0.048376 | 443.0622 | 0.25598 | 449.2136 | 0 | 443.6806 | 0.04528 | 443.0622 | 0.035947 | 443.0622 | #REF! | 448.8698 | 15.9854 | 443.6806 | 23.2241 | 437.72 | 0.52993 | 443.6806 | 2.9657 | 449.2136 | 0.088455 | 443.6806 | 0.013772 | 437.72 | 0.0015046 | 443.6806 | 0 | 437.72 | -0.0013262 | 443.6806 | 0 | 448.8698 | 0.00042559 | 443.6806 | 0 | 448.8698 | 0.00041025 | 443.6806 | 0 | 443.0622 | -0.019375 | 680.5163 | 0.016293 | 443.0622 | -0.019292 | 679.7631 | 0 | 680.5163 | 0.0091047 | 443.0622 | 5.3591 | 443.6806 | 4.8099
|  | 449.3265 | 0.0081099 | 443.901 | 0.054411 | 443.2826 | 0.25147 | 449.3265 | 0.011272 | 443.901 | 0.064623 | 443.2826 | 0.16919 | 443.2826 | #REF! | 448.9847 | 16.0588 | 443.901 | 23.2369 | 437.94 | 0.54048 | 443.901 | 3.0242 | 449.3265 | 0.089831 | 443.901 | 0.023274 | 437.94 | -0.001757 | 443.901 | 0.005852 | 437.94 | -0.0034686 | 443.901 | 0.0016303 | 448.9847 | 0.00020099 | 443.901 | 0.017664 | 448.9847 | 0.00020675 | 443.901 | 0.0071425 | 443.2826 | 0.0094379 | 680.6786 | 0.024099 | 443.2826 | 0.011048 | 679.9256 | 0.00032174 | 680.6786 | 0.0085008 | 443.2826 | 5.1378 | 443.901 | 4.6694
|  | 449.4395 | 0 | 444.1213 | 0.033524 | 443.5031 | 0.2485 | 449.4395 | 0 | 444.1213 | 0.014266 | 443.5031 | 0.029888 | 443.5031 | #REF! | 449.0995 | 16.1241 | 444.1213 | 23.2086 | 438.16 | 0.61437 | 444.1213 | 3.0615 | 449.4395 | 0.084681 | 444.1213 | 0.015042 | 438.16 | 0.0016211 | 444.1213 | 0.0021745 | 438.16 | -0.0016323 | 444.1213 | 0 | 449.0995 | 0.00041799 | 444.1213 | 0 | 449.0995 | 0.00038696 | 444.1213 | 0 | 443.503 | -0.038282 | 680.8409 | 0.010938 | 443.5031 | -0.009641 | 680.088 | 0 | 680.8409 | 0.0088724 | 443.503 | 4.9375 | 444.1213 | 4.5575
|  | 449.5525 | 0.0082315 | 444.3417 | 0.042085 | 443.7235 | 0.25456 | 449.5525 | 0.019678 | 444.3417 | 0.05093 | 443.7235 | 0.088346 | 443.7235 | #REF! | 449.2144 | 16.164 | 444.3417 | 23.2344 | 438.38 | 0.58701 | 444.3417 | 3.1276 | 449.5525 | 0.087212 | 444.3417 | 0.029117 | 438.38 | -0.0045528 | 444.3417 | 0.008495 | 438.38 | 0.0032646 | 444.3417 | 0.0068432 | 449.2144 | 0.00022262 | 444.3417 | 0.008976 | 449.2144 | 0.00018346 | 444.3417 | 0.010725 | 443.7235 | 0.030137 | 681.0032 | 0.019652 | 443.7235 | -0.0036337 | 680.2505 | 0.00032174 | 681.0032 | 0.0082221 | 443.7235 | 4.7677 | 444.3417 | 4.4033
|  | 449.6655 | 0 | 444.5621 | 0.031202 | 443.944 | 0.23713 | 449.6655 | 0 | 444.5621 | 0.028183 | 443.944 | -0.011088 | 443.944 | #REF! | 449.3292 | 16.2254 | 444.5621 | 23.2051 | 438.6 | 0.74054 | 444.5621 | 3.1568 | 449.6655 | 0.082904 | 444.5621 | 0.017552 | 438.6 | -0.0067659 | 444.5621 | 0.0011697 | 438.6 | -0.0042337 | 444.5621 | 0 | 449.3292 | 0.00044029 | 444.5621 | 0 | 449.3292 | 0.0003169 | 444.5621 | 0 | 443.944 | -0.034209 | 681.1655 | 0.014024 | 443.944 | -0.014819 | 680.413 | 0 | 681.1655 | 0.0086866 | 443.944 | 4.6169 | 444.5621 | 4.2719
|  | 449.7784 | 0.013417 | 444.7825 | 0.065808 | 444.1645 | 0.2468 | 449.7784 | 0.0061289 | 444.7825 | 0.030932 | 444.1645 | 0.10915 | 444.1645 | #REF! | 449.4441 | 16.2944 | 444.7825 | 23.3036 | 438.82 | 0.75638 | 444.7825 | 3.2488 | 449.7784 | 0.088855 | 444.7825 | 0.029277 | 438.82 | 0.0019706 | 444.7825 | 0.0071454 | 438.82 | 0.0035706 | 444.7825 | 0.0038345 | 449.4441 | 0.00022295 | 444.7825 | 0.013672 | 449.4441 | 0.00013344 | 444.7825 | 0.0061531 | 444.1645 | 0.022806 | 681.3278 | 0.0177 | 444.1645 | 0.00013127 | 680.5755 | 0.00053624 | 681.3278 | 0.0080363 | 444.1645 | 4.5831 | 444.7825 | 4.1937
|  | 449.8914 | 0 | 445.0029 | 0.02523 | 444.385 | 0.24737 | 449.8914 | 0 | 445.0029 | 0.025292 | 444.385 | 0.0021849 | 444.385 | #REF! | 449.559 | 16.3895 | 445.0029 | 23.7726 | 439.04 | 0.84898 | 445.0029 | 3.3371 | 449.8914 | 0.093606 | 445.0029 | 0.022311 | 439.04 | -0.002689 | 445.0029 | 0.0035787 | 439.04 | -0.0065293 | 445.0029 | 0 | 449.559 | 0.00041485 | 445.0029 | 0 | 449.559 | 0.00033523 | 445.0029 | 0 | 444.385 | -0.018899 | 681.4902 | 0.01534 | 444.385 | -0.0013339 | 680.738 | 0 | 681.4902 | 0.008826 | 444.385 | 4.62 | 445.0029 | 4.1507
|  | 450.0044 | 0.0060393 | 445.2233 | 0.069211 | 444.6055 | 0.23475 | 450.0044 | 0.0072884 | 445.2233 | 0.046539 | 444.6055 | 0.10163 | 444.6055 | #REF! | 449.6738 | 16.4494 | 445.2233 | 23.9989 | 439.26 | 0.78229 | 445.2233 | 3.4578 | 450.0044 | 0.090986 | 445.2233 | 0.028584 | 439.26 | -0.0036209 | 445.2233 | 0.008457 | 439.26 | -0.007141 | 445.2233 | 0.0093053 | 449.6738 | 0.00019719 | 445.2233 | 0.0086012 | 449.6738 | 0.00020179 | 445.2233 | 0.0059472 | 444.6055 | 0.010776 | 681.6525 | 0.020423 | 444.6055 | 0.0095464 | 680.9005 | 0.00053624 | 681.6525 | 0.0082221 | 444.6055 | 4.5872 | 445.2233 | 4.0996
|  | 450.1174 | 0 | 445.4438 | 0.031494 | 444.8261 | 0.23809 | 450.1174 | 0 | 445.4438 | 0.028409 | 444.8261 | 0.059193 | 444.8261 | #REF! | 449.7887 | 16.5099 | 445.4438 | 24.1303 | 439.48 | 0.94014 | 445.4438 | 3.5126 | 450.1174 | 0.077487 | 445.4438 | 0.018123 | 439.48 | -0.00035917 | 445.4438 | 0.0018825 | 439.48 | -0.00056109 | 445.4438 | 0 | 449.7887 | 0.00040247 | 445.4438 | 0 | 449.7887 | 0.00043543 | 445.4438 | 0 | 444.8261 | -0.030748 | 681.8148 | 0.018608 | 444.8261 | 0.0017783 | 681.063 | 0 | 681.8148 | 0.0086866 | 444.8261 | 4.54 | 445.4438 | 4.0258
|  | 450.2304 | 0.0016023 | 445.6642 | 0.054617 | 445.0466 | 0.24521 | 450.2304 | 0.016048 | 445.6642 | 0.041352 | 445.0466 | 0.13027 | 445.0466 | #REF! | 449.9036 | 16.5152 | 445.6642 | 24.5475 | 439.7 | 0.96941 | 445.6642 | 3.6823 | 450.2304 | 0.093384 | 445.6642 | 0.033171 | 439.7 | 0.0073291 | 445.6642 | 0.0065129 | 439.7 | 0.0038766 | 445.6642 | 0.006798 | 449.9036 | 0.00020677 | 445.6642 | 0.012427 | 449.9036 | 0.00023348 | 445.6642 | 0.0084965 | 445.0466 | 0.014611 | 681.9772 | 0.015249 | 445.0466 | 0.014764 | 681.2255 | 0.0007506 | 681.9772 | 0.0077111 | 445.0466 | 4.5587 | 445.6642 | 3.9795
|  | 450.3433 | 0 | 445.8847 | 0.03713 | 445.2672 | 0.21633 | 450.3433 | 0 | 445.8847 | 0.017159 | 445.2672 | 0.015717 | 445.2672 | #REF! | 450.0185 | 16.5177 | 445.8847 | 25.0157 | 439.93 | 1.0774 | 445.8847 | 3.7907 | 450.3433 | 0.092984 | 445.8847 | 0.02185 | 439.93 | 0.00057274 | 445.8847 | 0 | 439.93 | -0.0091305 | 445.8847 | 0 | 450.0185 | 0.00040759 | 445.8847 | 0 | 450.0185 | 0.00038696 | 445.8847 | 0 | 445.2672 | -0.023213 | 682.1396 | 0.020968 | 445.2672 | -0.015455 | 681.388 | 0 | 682.1396 | 0.0082685 | 445.2672 | 4.5049 | 445.8847 | 3.9338
|  | 450.4563 | 0.003525 | 446.1052 | 0.054308 | 445.4878 | 0.24834 | 450.4563 | 0.013087 | 446.1052 | 0.031947 | 445.4878 | 0.10927 | 445.4878 | #REF! | 450.1334 | 16.4956 | 446.1051 | 25.7719 | 440.15 | 1.1028 | 446.1051 | 3.975 | 450.4563 | 0.090986 | 446.1051 | 0.034132 | 440.15 | -0.0049022 | 446.1052 | 0.0076385 | 440.15 | -0.0077534 | 446.1051 | 0.0036203 | 450.1334 | 0.00020214 | 446.1051 | 0.019853 | 450.1334 | 0.00015348 | 446.1052 | 0.0075747 | 445.4878 | 0.030951 | 682.3019 | 0.021059 | 445.4878 | 0.0087641 | 681.5505 | 0.00053624 | 682.3019 | 0.0078505 | 445.4878 | 4.4015 | 446.1052 | 3.8988
|  | 450.5693 | 0 | 446.3257 | 0.030926 | 445.7084 | 0.24704 | 450.5693 | 0 | 446.3257 | 0.0070097 | 445.7084 | 0.039509 | 445.7084 | #REF! | 450.2482 | 16.5252 | 446.3256 | 26.3048 | 440.37 | 1.2059 | 446.3256 | 4.1009 | 450.5693 | 0.083926 | 446.3256 | 0.025974 | 440.37 | -0.0016406 | 446.3257 | 0.0025105 | 440.37 | 0.010763 | 446.3256 | 0 | 450.2482 | 0.00040131 | 446.3256 | 0 | 450.2482 | 0.00031022 | 446.3256 | 0 | 445.7084 | -0.010275 | 682.4643 | 0.018925 | 445.7084 | -0.0012607 | 681.713 | 0 | 682.4643 | 0.0085937 | 445.7084 | 4.3206 | 446.3257 | 3.8484
|  | 450.6823 | 0 | 446.5461 | 0.066867 | 445.929 | 0.25469 | 450.6823 | 0.014233 | 446.5461 | 0.052774 | 445.929 | 0.16222 | 445.929 | #REF! | 450.3631 | 16.547 | 446.5461 | 26.6131 | 440.59 | 1.2352 | 446.5461 | 4.2508 | 450.6823 | 0.096403 | 446.5461 | 0.033248 | 440.59 | -0.002223 | 446.5461 | 0.0081145 | 440.59 | 0.0043357 | 446.5461 | 0.0091728 | 450.3631 | 0.00020445 | 446.5461 | 0.015084 | 450.3631 | 0.00015674 | 446.5461 | 0.0053085 | 445.929 | 0.0077038 | 682.6267 | 0.019879 | 445.929 | 0.015813 | 681.8756 | 0.00032174 | 682.6267 | 0.0078969 | 445.929 | 4.2228 | 446.5461 | 3.7877
|  | 450.7953 | 0 | 446.7667 | 0.050261 | 446.1496 | 0.25481 | 450.7953 | 0 | 446.7667 | 0.025915 | 446.1496 | 0.028589 | 446.1496 | #REF! | 450.478 | 16.6012 | 446.7667 | 27.0152 | 440.81 | 1.3585 | 446.7667 | 4.3766 | 450.7953 | 0.098535 | 446.7667 | 0.03001 | 440.81 | -0.0067659 | 446.7667 | 0.0017988 | 440.81 | -0.0010202 | 446.7667 | 0 | 450.478 | 0.0004099 | 446.7667 | 0 | 450.478 | 0.00040032 | 446.7667 | 0 | 446.1496 | -0.027082 | 682.789 | 0.016838 | 446.1496 | -0.020951 | 682.0381 | 0 | 682.789 | 0.0087795 | 446.1496 | 4.0698 | 446.7667 | 3.7158
|  | 450.9083 | 0.0054477 | 446.9872 | 0.068878 | 446.3702 | 0.27496 | 450.9083 | 0.018341 | 446.9872 | 0.049726 | 446.3702 | 0.19603 | 446.3702 | #REF! | 450.5929 | 16.6162 | 446.9872 | 27.6458 | 441.03 | 1.359 | 446.9872 | 4.5975 | 450.9083 | 0.097647 | 446.9872 | 0.04464 | 441.03 | -0.0039703 | 446.9872 | 0.012469 | 441.03 | -0.0016323 | 446.9872 | 0.012218 | 450.5929 | 0.0002104 | 446.9872 | 0.018933 | 450.5929 | 0.00024684 | 446.9872 | 0.0080446 | 446.3702 | 0.031562 | 682.9514 | 0.01534 | 446.3702 | 0.012703 | 682.2006 | 0.0007506 | 682.9514 | 0.0082221 | 446.3702 | 3.9745 | 446.9872 | 3.6461
|  | 451.0213 | 0 | 447.2077 | 0.013361 | 446.5909 | 0.24537 | 451.0213 | 0 | 447.2077 | 0.036611 | 446.5909 | 0.058957 | 446.5909 | #REF! | 450.7079 | 16.6298 | 447.2077 | 27.7179 | 441.25 | 1.4852 | 447.2077 | 4.6559 | 451.0213 | 0.094361 | 447.2077 | 0.032559 | 441.25 | -0.0095617 | 447.2077 | 0.00099586 | 441.25 | 0.0011222 | 447.2077 | 0 | 450.7079 | 0.0004137 | 447.2077 | 0 | 450.7079 | 0.00048031 | 447.2077 | 0 | 446.5909 | -0.027897 | 683.1138 | 0.012299 | 446.5909 | -0.0043624 | 682.3632 | 0 | 683.1138 | 0.0089189 | 446.5909 | 3.8266 | 447.2077 | 3.5514
|  | 451.1343 | 0.012841 | 447.4283 | 0.047003 | 446.8116 | 0.25518 | 451.1343 | 0.013278 | 447.4283 | 0.037075 | 446.8116 | 0.11724 | 446.8116 | #REF! | 450.8228 | 16.5964 | 447.4283 | 27.563 | 441.47 | 1.5696 | 447.4283 | 4.7639 | 451.1343 | 0.095249 | 447.4283 | 0.043745 | 441.47 | 0.0045333 | 447.4283 | 0.010232 | 441.47 | 0.0054069 | 447.4283 | 0.0055868 | 450.8228 | 0.00020809 | 447.4283 | 0.023498 | 450.8228 | 0.00024358 | 447.4283 | 0.008282 | 446.8116 | 0.023621 | 683.2762 | 0.014205 | 446.8116 | 0.021865 | 682.5257 | 0.0009651 | 683.2762 | 0.0080363 | 446.8116 | 3.7328 | 447.4283 | 3.443
|  | 451.2473 | 0 | 447.6489 | 0.034514 | 447.0322 | 0.24884 | 451.2473 | 0 | 447.6489 | 0.021974 | 447.0322 | 0.045686 | 447.0322 | #REF! | 450.9377 | 16.5761 | 447.6489 | 27.0059 | 441.69 | 1.702 | 447.6489 | 4.7644 | 451.2473 | 0.094494 | 447.6489 | 0.035225 | 441.69 | 0.0040674 | 447.6489 | 0.0030036 | 441.69 | -0.0046928 | 447.6489 | 0 | 450.9377 | 0.00043186 | 447.6489 | 0 | 450.9377 | 0.00041693 | 447.6489 | 0 | 447.0322 | -0.013083 | 683.4386 | 0.016202 | 447.0322 | -0.0017767 | 682.6883 | 0 | 683.4386 | 0.0085473 | 447.0322 | 3.4868 | 447.6489 | 3.316
|  | 451.3603 | 0.0016023 | 447.8694 | 0.058878 | 447.2529 | 0.2213 | 451.3603 | 0.0079509 | 447.8694 | 0.047857 | 447.2529 | 0.098498 | 447.2529 | #REF! | 451.0526 | 16.5803 | 447.8695 | 26.7281 | 441.91 | 1.7241 | 447.8695 | 4.8515 | 451.3603 | 0.096892 | 447.8695 | 0.046099 | 441.91 | -0.0052516 | 447.8694 | 0.0095251 | 441.91 | 0.010916 | 447.8695 | 0.0065579 | 451.0526 | 0.00022576 | 447.8695 | 0.019847 | 451.0526 | 0.00018346 | 447.8694 | 0.0067734 | 447.2529 | 0.033802 | 683.601 | 0.022102 | 447.2529 | 0.0066543 | 682.8509 | 0.0009651 | 683.601 | 0.0079434 | 447.2529 | 3.4065 | 447.8694 | 3.2003
|  | 451.4733 | 0 | 448.0901 | 0.038966 | 447.4736 | 0.23741 | 451.4733 | 0 | 448.0901 | 0.013225 | 447.4736 | 0.012515 | 447.4736 | #REF! | 451.1675 | 16.613 | 448.0901 | 26.3965 | 442.13 | 1.7908 | 448.0901 | 4.8775 | 451.4733 | 0.095915 | 448.0901 | 0.033537 | 442.13 | -0.002456 | 448.0901 | 0.0017349 | 442.13 | -0.0057639 | 448.0901 | 0 | 451.1675 | 0.00043996 | 448.0901 | 0 | 451.1675 | 0.0003503 | 448.0901 | 0 | 447.4736 | -0.016058 | 683.7635 | 0.020922 | 447.4736 | -0.023693 | 683.0134 | 0 | 683.7635 | 0.0086866 | 447.4736 | 3.2288 | 448.0901 | 3.0788
|  | 451.5863 | 0 | 448.3107 | 0.055548 | 447.6944 | 0.24994 | 451.5863 | 0.014233 | 448.3107 | 0.026388 | 447.6944 | 0.1204 | 447.6944 | #REF! | 451.2825 | 16.624 | 448.3107 | 26.3869 | 442.36 | 1.7663 | 448.3107 | 4.9964 | 451.5863 | 0.10231 | 448.3107 | 0.050595 | 442.36 | 0.0037179 | 448.3107 | 0.010205 | 442.36 | 0.0057129 | 448.3107 | 0.0070274 | 451.2825 | 0.00021833 | 448.3107 | 0.018633 | 451.2825 | 0.00017678 | 448.3107 | 0.0062704 | 447.6944 | 0.017001 | 683.9259 | 0.021376 | 447.6944 | 0.0043524 | 683.176 | 0.0007506 | 683.9259 | 0.0082221 | 447.6944 | 3.1371 | 448.3107 | 2.9879
|  | 451.6993 | 0 | 448.5313 | 0.037992 | 447.9151 | 0.22821 | 451.6993 | 0 | 448.5313 | 0.039909 | 447.9151 | 0.053996 | 447.9151 | #REF! | 451.3974 | 16.6237 | 448.5313 | 26.2628 | 442.58 | 1.9036 | 448.5313 | 5.1139 | 451.6993 | 0.10586 | 448.5313 | 0.037683 | 442.58 | -0.0014076 | 448.5313 | 0.0029708 | 442.58 | -0.010202 | 448.5313 | 0 | 451.3974 | 0.00045218 | 448.5313 | 0 | 451.3974 | 0.00032032 | 448.5313 | 0 | 447.9151 | -0.024435 | 684.0883 | 0.015885 | 447.9151 | 0.0026496 | 683.3386 | 0 | 684.0883 | 0.0088724 | 447.9151 | 3.0312 | 448.5313 | 2.8912
|  | 451.8123 | 0.00041907 | 448.752 | 0.066917 | 448.1359 | 0.24246 | 451.8123 | 0.016717 | 448.752 | 0.060921 | 448.1359 | 0.093989 | 448.1359 | #REF! | 451.5124 | 16.5931 | 448.7519 | 26.5133 | 442.8 | 2.0001 | 448.7519 | 5.3131 | 451.8123 | 0.10484 | 448.7519 | 0.053453 | 442.8 | 0.0060475 | 448.752 | 0.0083382 | 442.8 | 0.0041827 | 448.7519 | 0.0047018 | 451.5124 | 0.00023848 | 448.7519 | 0.016406 | 451.5124 | 0.0001468 | 448.752 | 0.0036754 | 448.1359 | 0.032784 | 684.2507 | 0.018608 | 448.1359 | 0.0011152 | 683.5012 | 0.00032174 | 684.2507 | 0.0081756 | 448.1359 | 3.0125 | 448.752 | 2.8192
|  | 451.9253 | 0 | 448.9726 | 0.032055 | 448.3566 | 0.24142 | 451.9253 | 0.00083014 | 448.9726 | 0.02823 | 448.3566 | 0.0004354 | 448.3566 | #REF! | 451.6273 | 16.5761 | 448.9726 | 26.7131 | 443.02 | 2.1252 | 448.9726 | 5.4777 | 451.9253 | 0.1056 | 448.9726 | 0.046734 | 443.02 | -0.0065332 | 448.9726 | 0.0035895 | 443.02 | 0.0023464 | 448.9726 | 0 | 451.6273 | 0.00044987 | 448.9726 | 0 | 451.6273 | 0.00034687 | 448.9726 | 0 | 448.3566 | -0.017386 | 684.4132 | 0.017292 | 448.3566 | -0.019702 | 683.6638 | 0 | 684.4132 | 0.0090582 | 448.3566 | 2.9077 | 448.9726 | 2.7403
|  | 452.0383 | 0.010619 | 449.1933 | 0.052929 | 448.5774 | 0.26144 | 452.0383 | 0.011272 | 449.1933 | 0.035882 | 448.5774 | 0.1428 | 448.5774 | #REF! | 451.7422 | 16.5337 | 449.1933 | 26.5791 | 443.24 | 2.1871 | 449.1933 | 5.6285 | 452.0383 | 0.10937 | 449.1933 | 0.057518 | 443.24 | -0.0039703 | 449.1933 | 0.012222 | 443.24 | 0.00709 | 449.1933 | 0.0041435 | 451.7422 | 0.00021486 | 449.1933 | 0.024501 | 451.7422 | 0.0002035 | 449.1933 | 0.0095092 | 448.5774 | 0.020566 | 684.5756 | 0.020015 | 448.5774 | 0.016191 | 683.8264 | 0.0007506 | 684.5756 | 0.0084544 | 448.5774 | 2.8614 | 449.1933 | 2.6659
|  | 452.1513 | 0 | 449.4139 | 0.029281 | 448.7982 | 0.23933 | 452.1513 | 0 | 449.4139 | 0.011701 | 448.7982 | 0.050522 | 448.7982 | #REF! | 451.8572 | 16.5079 | 449.4139 | 26.1966 | 443.46 | 2.332 | 449.4139 | 5.693 | 452.1513 | 0.10435 | 449.4139 | 0.049088 | 443.46 | 0.00022327 | 449.4139 | 0.0029053 | 443.46 | 0.0092325 | 449.4139 | 0 | 451.8572 | 0.00040065 | 449.4139 | 0 | 451.8572 | 0.00043698 | 449.4139 | 0 | 448.7982 | -0.0075108 | 684.7381 | 0.0084416 | 448.7982 | -0.006194 | 683.989 | 0 | 684.7381 | 0.0093369 | 448.7982 | 2.7733 | 449.4139 | 2.569
|  | 452.2643 | 0.0048561 | 449.6346 | 0.050935 | 449.019 | 0.25998 | 452.2643 | 0.018055 | 449.6346 | 0.050044 | 449.019 | 0.1735 | 449.019 | #REF! | 451.9721 | 16.4778 | 449.6346 | 26.0823 | 443.68 | 2.2715 | 449.6346 | 5.8539 | 452.2643 | 0.11217 | 449.6346 | 0.05998 | 443.68 | 0.00045625 | 449.6346 | 0.013332 | 443.68 | 0.0080083 | 449.6346 | 0.012235 | 451.9721 | 0.00018645 | 449.6346 | 0.024855 | 451.9721 | 0.00023348 | 449.6346 | 0.0079937 | 449.019 | 0.014839 | 684.9005 | 0.025234 | 449.019 | 0.0052068 | 684.1516 | 0.00053624 | 684.9005 | 0.0085473 | 449.019 | 2.7005 | 449.6346 | 2.4877
|  | 452.3773 | 0 | 449.8553 | 0.047076 | 449.2398 | 0.22468 | 452.3773 | 0 | 449.8553 | 0.033167 | 449.2398 | 0.020046 | 449.2398 | #REF! | 452.0871 | 16.477 | 449.8553 | 25.8886 | 443.9 | 2.4615 | 449.8553 | 5.965 | 452.3773 | 0.11368 | 449.8553 | 0.057692 | 443.9 | -0.0036209 | 449.8553 | 0.003641 | 443.9 | -0.0031625 | 449.8553 | 0 | 452.0871 | 0.00037637 | 449.8553 | 0 | 452.0871 | 0.00041693 | 449.8553 | 0 | 449.2398 | -0.016778 | 685.063 | 0.017609 | 449.2398 | -0.022422 | 684.3142 | 0 | 685.063 | 0.0093369 | 449.2398 | 2.6312 | 449.8553 | 2.4004
|  | 452.4903 | 0.015475 | 450.076 | 0.068916 | 449.4607 | 0.24064 | 452.4903 | 0.0082822 | 450.076 | 0.026825 | 449.4607 | 0.12817 | 449.4607 | #REF! | 452.2021 | 16.4658 | 450.0761 | 25.7662 | 444.12 | 2.5326 | 450.0761 | 6.1217 | 452.4903 | 0.11217 | 450.0761 | 0.063482 | 444.12 | -0.0063001 | 450.076 | 0.010349 | 444.12 | 0.0041827 | 450.0761 | 0.0078807 | 452.2021 | 0.00018992 | 450.0761 | 0.02005 | 452.2021 | 0.00018346 | 450.0761 | 0.0077379 | 449.4606 | 0.0010238 | 685.2255 | 0.022511 | 449.4607 | 0.0033004 | 684.4768 | 0.0007506 | 685.2255 | 0.0084544 | 449.4606 | 2.5933 | 450.076 | 2.3238
|  | 452.6033 | 0 | 450.2968 | 0.038031 | 449.6815 | 0.23589 | 452.6033 | 0 | 450.2968 | 0.0039512 | 449.6815 | 0.027805 | 449.6815 | #REF! | 452.3171 | 16.4559 | 450.2968 | 25.3449 | 444.35 | 2.7005 | 450.2968 | 6.2265 | 452.6033 | 0.10675 | 450.2968 | 0.056672 | 444.35 | -0.0038538 | 450.2968 | 0.0030767 | 444.35 | 0.0051009 | 450.2968 | 0 | 452.3171 | 0.00041634 | 450.2968 | 0 | 452.3171 | 0.00036692 | 450.2968 | 0 | 449.6815 | -0.0393 | 685.3879 | 0.021059 | 449.6815 | -0.011432 | 684.6394 | 0 | 685.3879 | 0.0086402 | 449.6815 | 2.5119 | 450.2968 | 2.2448
|  | 452.7163 | 0.0024896 | 450.5175 | 0.059097 | 449.9024 | 0.24118 | 452.7163 | 0.0084479 | 450.5175 | 0.041607 | 449.9024 | 0.13145 | 449.9024 | #REF! | 452.432 | 16.409 | 450.5175 | 25.1012 | 444.57 | 2.7648 | 450.5175 | 6.3829 | 452.7163 | 0.10306 | 450.5175 | 0.06905 | 444.57 | -9.7074e-06 | 450.5175 | 0.010525 | 444.57 | 0.0047948 | 450.5175 | 0.00054866 | 452.432 | 0.00022642 | 450.5175 | 0.016016 | 452.432 | 0.00018346 | 450.5176 | 0.0030292 | 449.9024 | 0.034616 | 685.5504 | 0.016838 | 449.9024 | 0.021419 | 684.8021 | 0.0007506 | 685.5504 | 0.0076647 | 449.9024 | 2.4677 | 450.5175 | 2.1839
|  | 452.8294 | 0 | 450.7383 | 0.041456 | 450.1232 | 0.24346 | 452.8294 | 0 | 450.7383 | -0.00094162 | 450.1232 | 0.081941 | 450.1232 | #REF! | 452.547 | 16.3784 | 450.7383 | 24.6697 | 444.79 | 2.8857 | 450.7383 | 6.5013 | 452.8294 | 0.10839 | 450.7383 | 0.062526 | 444.79 | 0.0011552 | 450.7383 | 0.0043712 | 444.79 | 0.0092325 | 450.7383 | 0 | 452.547 | 0.00043715 | 450.7383 | 0 | 452.547 | 0.00039706 | 450.7383 | 0 | 450.1232 | -0.048667 | 685.7129 | 0.017609 | 450.1232 | -0.023383 | 684.9647 | 0 | 685.7129 | 0.008315 | 450.1232 | 2.4122 | 450.7383 | 2.1225
|  | 452.9424 | 0 | 450.9591 | 0.050477 | 450.3441 | 0.24313 | 452.9424 | 0.0064601 | 450.9591 | 0.053637 | 450.3441 | 0.1553 | 450.3441 | #REF! | 452.662 | 16.3212 | 450.9591 | 24.5372 | 445.01 | 2.9897 | 450.9591 | 6.6827 | 452.9424 | 0.099023 | 450.9591 | 0.073204 | 445.01 | -0.0014076 | 450.9591 | 0.011898 | 445.01 | -0.0019383 | 450.9591 | 0.0081221 | 452.662 | 0.00021139 | 450.9591 | 0.018656 | 452.662 | 0.00021686 | 450.9591 | 0.010827 | 450.3441 | 0.029526 | 685.8754 | 0.02124 | 450.3441 | 0.0055299 | 685.1273 | 0.0009651 | 685.8754 | 0.0081292 | 450.3441 | 2.3917 | 450.9591 | 2.067
|  | 453.0554 | 0 | 451.1799 | 0.048581 | 450.565 | 0.23091 | 453.0554 | 0 | 451.1799 | 0.0030948 | 450.565 | 0.01516 | 450.565 | #REF! | 452.777 | 16.2957 | 451.1799 | 24.0828 | 445.23 | 3.1399 | 451.1799 | 6.7506 | 453.0554 | 0.10915 | 451.1799 | 0.059035 | 445.23 | -0.0087464 | 451.1799 | 0.0033016 | 445.23 | -0.0037746 | 451.1799 | 0 | 452.777 | 0.00041172 | 451.1799 | 0 | 452.777 | 0.00042036 | 451.1799 | 0 | 450.565 | -0.031969 | 686.0379 | 0.020922 | 450.565 | -0.0041278 | 685.29 | 0 | 686.0379 | 0.0089653 | 450.565 | 2.3279 | 451.1799 | 2.0089
|  | 453.1684 | 0.0039686 | 451.4007 | 0.047 | 450.786 | 0.19046 | 453.1684 | 0.013756 | 451.4007 | 0.028999 | 450.786 | 0.14765 | 450.786 | #REF! | 452.892 | 16.2467 | 451.4007 | 23.8532 | 445.45 | 3.1573 | 451.4007 | 6.9832 | 453.1684 | 0.10648 | 451.4007 | 0.07876 | 445.45 | 0.00057274 | 451.4007 | 0.014087 | 445.45 | -0.0031625 | 451.4007 | 0.0045691 | 452.892 | 0.00020214 | 451.4007 | 0.017817 | 452.892 | 0.00021018 | 451.4007 | 0.0053823 | 450.786 | 0.027693 | 686.2004 | 0.022511 | 450.786 | 0.012916 | 685.4526 | 0.0007506 | 686.2004 | 0.0085473 | 450.786 | 2.3294 | 451.4007 | 1.9613
|  | 453.2815 | 0 | 451.6215 | 0.021895 | 451.0069 | 0.17933 | 453.2815 | 0 | 451.6215 | 0.010477 | 451.0069 | 0.041432 | 451.0069 | #REF! | 453.007 | 16.2236 | 451.6215 | 23.4213 | 445.67 | 3.4033 | 451.6215 | 7.0994 | 453.2815 | 0.097292 | 451.6215 | 0.071749 | 445.67 | -0.006999 | 451.6215 | 0.005898 | 445.67 | -0.012191 | 451.6215 | 0 | 453.007 | 0.00040016 | 451.6215 | 0 | 453.007 | 0.00042036 | 451.6215 | 0 | 451.0069 | -0.039911 | 686.3629 | 0.017065 | 451.0069 | -0.016594 | 685.6153 | 0 | 686.3629 | 0.0087795 | 451.0069 | 2.2566 | 451.6215 | 1.9125
|  | 453.3945 | 0.0021939 | 451.8423 | 0.073596 | 451.2278 | 0.24026 | 453.3945 | 0.0061289 | 451.8423 | 0.029457 | 451.2278 | 0.16036 | 451.2278 | #REF! | 453.122 | 16.1672 | 451.8423 | 23.0673 | 445.89 | 3.4346 | 451.8423 | 7.2416 | 453.3945 | 0.10218 | 451.8423 | 0.088019 | 445.89 | -0.011076 | 451.8423 | 0.012204 | 445.89 | 0.00051009 | 451.8423 | 0.0095631 | 453.122 | 0.00020033 | 451.8423 | 0.021397 | 453.122 | 0.00021686 | 451.8423 | 0.0066401 | 451.2278 | 0.024435 | 686.5254 | 0.022647 | 451.2278 | -0.0055772 | 685.7779 | 0.0007506 | 686.5254 | 0.0079434 | 451.2278 | 2.2333 | 451.8423 | 1.8675
|  | 453.5075 | 0.0013333 | 452.0631 | 0.042896 | 451.4488 | 0.23717 | 453.5075 | 0 | 452.0631 | 0.018253 | 451.4488 | 0.031712 | 451.4488 | #REF! | 453.237 | 16.116 | 452.0632 | 22.673 | 446.12 | 3.6019 | 452.0632 | 7.3767 | 453.5075 | 0.09929 | 452.0632 | 0.070164 | 446.12 | -0.0038538 | 452.0631 | 0.0048766 | 446.12 | -0.0065293 | 452.0632 | 0 | 453.237 | 0.00041865 | 452.0632 | 0 | 453.237 | 0.00042704 | 452.0631 | 0 | 451.4488 | -0.013638 | 686.688 | 0.012435 | 451.4488 | -0.01106 | 685.9406 | 0 | 686.688 | 0.0082685 | 451.4488 | 2.17 | 452.0631 | 1.8179
|  | 453.6205 | 0.0089723 | 452.284 | 0.068569 | 451.6698 | 0.25824 | 453.6205 | 0.012418 | 452.284 | 0.052719 | 451.6698 | 0.076752 | 451.6698 | #REF! | 453.352 | 16.0355 | 452.284 | 22.2494 | 446.34 | 3.615 | 452.284 | 7.5362 | 453.6205 | 0.10218 | 452.284 | 0.087899 | 446.34 | 0.012688 | 452.284 | 0.016466 | 446.34 | -0.0023974 | 452.284 | 0.0056269 | 453.352 | 0.00022064 | 452.284 | 0.022691 | 453.352 | 0.00021343 | 452.284 | 0.008022 | 451.6698 | 0.027693 | 686.8505 | 0.020196 | 451.6698 | 0.0077821 | 686.1033 | 0.00053624 | 686.8505 | 0.0080827 | 451.6698 | 2.1676 | 452.284 | 1.7733
|  | 453.7335 | 0 | 452.5049 | 0.046581 | 451.8908 | 0.24675 | 453.7335 | 0 | 452.5049 | 0.004154 | 451.8908 | 0.0016172 | 451.8908 | #REF! | 453.467 | 15.9663 | 452.5049 | 21.6916 | 446.56 | 3.8634 | 452.5049 | 7.6391 | 453.7335 | 0.10635 | 452.5049 | 0.078567 | 446.56 | -0.0057175 | 452.5049 | 0.006969 | 446.56 | -0.0013262 | 452.5049 | 0 | 453.467 | 0.00040478 | 452.5049 | 0 | 453.467 | 0.00041025 | 452.5049 | 0 | 451.8908 | -0.023824 | 687.013 | 0.014115 | 451.8908 | -0.010086 | 686.2659 | 0 | 687.013 | 0.0090118 | 451.8908 | 2.0856 | 452.5049 | 1.7333
|  | 453.8466 | 0.007962 | 452.7258 | 0.054775 | 452.1118 | 0.24706 | 453.8466 | 0.017195 | 452.7258 | 0.041558 | 452.1118 | 0.14253 | 452.1118 | #REF! | 453.582 | 15.8936 | 452.7258 | 21.3262 | 446.78 | 3.8578 | 452.7258 | 7.8159 | 453.8466 | 0.11012 | 452.7258 | 0.094806 | 446.78 | -0.0046693 | 452.7258 | 0.012144 | 446.78 | -0.00025504 | 452.7258 | 0.013133 | 453.582 | 0.00018876 | 452.7258 | 0.019376 | 453.582 | 0.00019682 | 452.7258 | 0.0074286 | 452.1118 | 0.0068051 | 687.1756 | 0.016021 | 452.1118 | 0.0057877 | 686.4286 | 0.0009651 | 687.1756 | 0.0087795 | 452.1118 | 2.0557 | 452.7258 | 1.7006
|  | 453.9596 | 0 | 452.9467 | 0.037694 | 452.3328 | 0.22902 | 453.9596 | 0 | 452.9467 | -0.0049081 | 452.3328 | 0.013971 | 452.3328 | #REF! | 453.6971 | 15.8585 | 452.9467 | 20.7387 | 447 | 4.0735 | 452.9467 | 7.9209 | 453.9596 | 0.10786 | 452.9467 | 0.082335 | 447 | -0.00094161 | 452.9467 | 0.0057655 | 447 | -0.0023974 | 452.9467 | 0 | 453.6971 | 0.00039025 | 452.9467 | 0 | 453.6971 | 0.00036024 | 452.9467 | 0 | 452.3328 | -0.019834 | 687.3381 | 0.020832 | 452.3328 | -0.017666 | 686.5913 | 0 | 687.3381 | 0.0092905 | 452.3328 | 1.9674 | 452.9467 | 1.656
|  | 454.0727 | 0.0030813 | 453.1676 | 0.059109 | 452.5538 | 0.24513 | 454.0727 | 0.014902 | 453.1676 | 0.061772 | 452.5538 | 0.13423 | 452.5538 | #REF! | 453.8121 | 15.8035 | 453.1676 | 20.3208 | 447.22 | 4.0673 | 453.1676 | 8.0949 | 454.0727 | 0.10599 | 453.1676 | 0.10421 | 447.22 | 0.0048828 | 453.1676 | 0.014783 | 447.22 | 0.0064783 | 453.1676 | 0.0091119 | 453.8121 | 0.00020578 | 453.1676 | 0.021995 | 453.8121 | 0.00016342 | 453.1676 | 0.0044391 | 452.5538 | 0.034413 | 687.5006 | 0.022602 | 452.5538 | 0.012582 | 686.754 | 0.0007506 | 687.5006 | 0.0084079 | 452.5538 | 1.9421 | 453.1676 | 1.6215
|  | 454.1857 | 0 | 453.3885 | 0.037614 | 452.7749 | 0.24282 | 454.1857 | 0 | 453.3885 | 0.017141 | 452.7749 | 0.011918 | 452.7749 | #REF! | 453.9271 | 15.7469 | 453.3885 | 19.573 | 447.44 | 4.336 | 453.3885 | 8.0937 | 454.1857 | 0.11012 | 453.3885 | 0.095827 | 447.44 | 0.0086102 | 453.3885 | 0.0083247 | 447.44 | 0.0096913 | 453.3885 | 0 | 453.9271 | 0.00041651 | 453.3885 | 0 | 453.9271 | 0.00033694 | 453.3885 | 0 | 452.7749 | -0.0032808 | 687.6632 | 0.022193 | 452.7749 | 9.6615e-05 | 686.9167 | 0 | 687.6632 | 0.0091976 | 452.7749 | 1.8633 | 453.3885 | 1.5842
|  | 454.2987 | 0.0066309 | 453.6094 | 0.043372 | 452.9959 | 0.22878 | 454.2987 | 0.010126 | 453.6094 | 0.050352 | 452.9959 | 0.11835 | 452.9959 | #REF! | 454.0422 | 15.6274 | 453.6094 | 19.0253 | 447.66 | 4.4743 | 453.6094 | 8.2331 | 454.2987 | 0.11217 | 453.6094 | 0.1002 | 447.66 | 0.0067465 | 453.6094 | 0.012752 | 447.66 | 0.0018873 | 453.6094 | 0.001629 | 454.0422 | 0.00021684 | 453.6094 | 0.01994 | 454.0422 | 0.00017352 | 453.6094 | 0.0066105 | 452.9959 | 0.030544 | 687.8258 | 0.017246 | 452.9959 | -0.0090305 | 687.0794 | 0.00032174 | 687.8258 | 0.0085937 | 452.9959 | 1.8131 | 453.6094 | 1.555
|  | 454.4118 | 0 | 453.8304 | 0.045868 | 453.217 | 0.18154 | 454.4118 | 0 | 453.8304 | 0.015895 | 453.217 | 0.033301 | 453.217 | #REF! | 454.1572 | 15.5289 | 453.8304 | 18.4561 | 447.89 | 4.6416 | 453.8304 | 8.2905 | 454.4118 | 0.099068 | 453.8304 | 0.097541 | 447.89 | -0.0037373 | 453.8304 | 0.0074643 | 447.89 | 0.0018873 | 453.8304 | 0 | 454.1572 | 0.00042559 | 453.8304 | 0 | 454.1572 | 0.00042704 | 453.8304 | 0 | 453.217 | -0.023621 | 687.9883 | 0.021558 | 453.217 | -0.007302 | 687.2421 | 0 | 687.9883 | 0.0090582 | 453.217 | 1.7201 | 453.8304 | 1.518
|  | 454.5248 | 0.013253 | 454.0513 | 0.051649 | 453.4381 | 0.24108 | 454.5248 | 0.010603 | 454.0513 | 0.028645 | 453.4381 | 0.12883 | 453.4381 | #REF! | 454.2722 | 15.4055 | 454.0513 | 18.1404 | 448.11 | 4.7943 | 454.0513 | 8.4976 | 454.5248 | 0.10218 | 454.0513 | 0.11469 | 448.11 | -0.0056011 | 454.0513 | 0.018318 | 448.11 | 0.006172 | 454.0513 | 0.0062784 | 454.2722 | 0.00021156 | 454.0513 | 0.01799 | 454.2722 | 0.00026859 | 454.0513 | 0.0069463 | 453.4381 | 0.022602 | 688.1509 | 0.022012 | 453.4381 | -0.019042 | 687.4049 | 0.0009651 | 688.1509 | 0.0080827 | 453.4381 | 1.7617 | 454.0513 | 1.4882
|  | 454.6378 | 0 | 454.2723 | 0.052291 | 453.6592 | 0.21446 | 454.6378 | 0 | 454.2723 | 0.0020741 | 453.6592 | 0.048209 | 453.6592 | #REF! | 454.3873 | 15.3367 | 454.2723 | 17.585 | 448.33 | 4.8556 | 454.2723 | 8.588 | 454.6378 | 0.096537 | 454.2723 | 0.11116 | 448.33 | 0.0020871 | 454.2723 | 0.008867 | 448.33 | -0.0016323 | 454.2723 | 0 | 454.3873 | 0.00042361 | 454.2723 | 0 | 454.3873 | 0.00049213 | 454.2723 | 0 | 453.6592 | -0.017276 | 688.3135 | 0.020514 | 453.6592 | -0.0086107 | 687.5676 | 0 | 688.3135 | 0.0085473 | 453.6592 | 1.68 | 454.2723 | 1.4523
|  | 454.7509 | 0.00041907 | 454.4933 | 0.045265 | 453.8803 | 0.24845 | 454.7509 | 0.0094417 | 454.4933 | 0.03834 | 453.8803 | 0.12821 | 453.8803 | #REF! | 454.5023 | 15.2371 | 454.4933 | 17.3068 | 448.55 | 4.9507 | 454.4933 | 8.7983 | 454.7509 | 0.10182 | 454.4933 | 0.12426 | 448.55 | -0.0039703 | 454.4933 | 0.018807 | 448.55 | 0.0044887 | 454.4933 | 0.011454 | 454.5023 | 0.00021453 | 454.4933 | 0.01543 | 454.5023 | 0.00023844 | 454.4933 | 0.011116 | 453.8803 | 0.030748 | 688.4761 | 0.021286 | 453.8803 | 0.0030636 | 687.7303 | 0.00053624 | 688.4761 | 0.0083614 | 453.8803 | 1.6467 | 454.4933 | 1.4294
|  | 454.8639 | 0 | 454.7143 | 0.034376 | 454.1015 | 0.2143 | 454.8639 | 0 | 454.7143 | 0.0045138 | 454.1015 | 0.014654 | 454.1015 | #REF! | 454.6174 | 15.1775 | 454.7143 | 16.7019 | 448.77 | 5.2405 | 454.7143 | 8.9362 | 454.8639 | 0.10209 | 454.7143 | 0.1091 | 448.77 | -0.00070865 | 454.7143 | 0.0075586 | 448.77 | 0.00081613 | 454.7143 | 0 | 454.6174 | 0.00044227 | 454.7143 | 0 | 454.6174 | 0.00044708 | 454.7143 | 0 | 454.1015 | -0.028508 | 688.6387 | 0.021149 | 454.1015 | -0.012281 | 687.893 | 0 | 688.6387 | 0.0093834 | 454.1015 | 1.5875 | 454.7143 | 1.3961
|  | 454.977 | 0.005004 | 454.9353 | 0.055823 | 454.3226 | 0.24658 | 454.977 | 0.013947 | 454.9353 | 0.026975 | 454.3226 | 0.11742 | 454.3226 | #REF! | 454.7325 | 15.1095 | 454.9353 | 16.4268 | 448.99 | 5.3331 | 454.9353 | 9.1121 | 454.977 | 0.11101 | 454.9353 | 0.13363 | 448.99 | 0.003485 | 454.9353 | 0.020588 | 448.99 | 0.006172 | 454.9353 | 0.0096032 | 454.7325 | 0.00022807 | 454.9353 | 0.025569 | 454.7325 | 0.00022354 | 454.9353 | 0.01111 | 454.3226 | 0.029933 | 688.8013 | 0.021785 | 454.3226 | 0.018485 | 688.0558 | 0.00032174 | 688.8013 | 0.0090582 | 454.3226 | 1.5601 | 454.9353 | 1.3715
|  | 455.09 | 0 | 455.1563 | 0.022962 | 454.5438 | 0.24139 | 455.09 | 0 | 455.1563 | 0.018105 | 454.5438 | 0.010433 | 454.5438 | #REF! | 454.8475 | 15.0703 | 455.1563 | 15.8925 | 449.21 | 5.5462 | 455.1563 | 9.2276 | 455.09 | 0.10093 | 455.1563 | 0.12699 | 449.21 | -0.0021065 | 455.1563 | 0.01354 | 449.21 | -0.00025504 | 455.1563 | 0 | 454.8475 | 0.00044755 | 455.1563 | 0 | 454.8475 | 0.00041693 | 455.1563 | 0 | 454.5438 | -0.007241 | 688.9639 | 0.016339 | 454.5438 | -0.0022208 | 688.2185 | 0 | 688.9639 | 0.009755 | 454.5438 | 1.5327 | 455.1563 | 1.3422
|  | 455.2031 | 0.00071483 | 455.3774 | 0.048845 | 454.7649 | 0.21596 | 455.2031 | 0.015762 | 455.3774 | 0.031856 | 454.7649 | 0.14862 | 454.7649 | #REF! | 454.9626 | 14.9848 | 455.3774 | 15.3918 | 449.44 | 5.5639 | 455.3774 | 9.3181 | 455.2031 | 0.10697 | 455.3774 | 0.13926 | 449.44 | -0.0030384 | 455.3774 | 0.017631 | 449.44 | 0.0047948 | 455.3774 | 0.0048794 | 454.9626 | 0.00021948 | 455.3774 | 0.011893 | 454.9626 | 0.00019357 | 455.3774 | 0.0083866 | 454.7649 | 0.02077 | 689.1265 | 0.020605 | 454.7649 | 0.023514 | 688.3813 | 0.0007506 | 689.1265 | 0.008826 | 454.7649 | 1.5198 | 455.3774 | 1.3215
|  | 455.3161 | 0 | 455.5984 | 0.029138 | 454.9861 | 0.20994 | 455.3161 | 0 | 455.5984 | 0.024518 | 454.9861 | 0.024639 | 454.9861 | #REF! | 455.0777 | 14.8604 | 455.5984 | 14.7771 | 449.66 | 5.8828 | 455.5984 | 9.4025 | 455.3161 | 0.10688 | 455.5984 | 0.12814 | 449.66 | -0.005368 | 455.5984 | 0.010279 | 449.66 | -0.010661 | 455.5984 | 0 | 455.0777 | 0.00043368 | 455.5984 | 0 | 455.0777 | 0.00037702 | 455.5985 | 0 | 454.9861 | -0.016744 | 689.2891 | 0.018018 | 454.9861 | -0.020597 | 688.544 | 0 | 689.2891 | 0.0093834 | 454.9861 | 1.4404 | 455.5984 | 1.2904
|  | 455.4292 | 0.0024896 | 455.8195 | 0.054565 | 455.2073 | 0.22575 | 455.4292 | 0.010794 | 455.8195 | 0.032393 | 455.2073 | 0.15706 | 455.2073 | #REF! | 455.1928 | 14.7156 | 455.8195 | 14.5801 | 449.88 | 5.952 | 455.8195 | 9.634 | 455.4292 | 0.11745 | 455.8195 | 0.14325 | 449.88 | -0.0095617 | 455.8195 | 0.01865 | 449.88 | -0.00607 | 455.8195 | 0.0062115 | 455.1928 | 0.0002142 | 455.8195 | 0.020331 | 455.1928 | 0.00018346 | 455.8195 | 0.0085657 | 455.2073 | 0.026471 | 689.4517 | 0.019697 | 455.2073 | 0.026009 | 688.7068 | 0.0007506 | 689.4517 | 0.008315 | 455.2073 | 1.4531 | 455.8195 | 1.271
|  | 455.5422 | 0 | 456.0406 | 0.03469 | 455.4285 | 0.19963 | 455.5422 | 0 | 456.0406 | 0.0059339 | 455.4285 | 0.025152 | 455.4285 | #REF! | 455.3079 | 14.6188 | 456.0406 | 14.1657 | 450.1 | 6.1429 | 456.0406 | 9.7063 | 455.5422 | 0.11088 | 456.0406 | 0.13855 | 450.1 | -0.00082513 | 456.0406 | 0.012713 | 450.1 | -0.0063763 | 456.0406 | 0 | 455.3079 | 0.00043533 | 456.0406 | 0 | 455.3079 | 0.00035698 | 456.0406 | 0 | 455.4285 | -0.029526 | 689.6144 | 0.013343 | 455.4285 | 0.022801 | 688.8696 | 0 | 689.6144 | 0.0089653 | 455.4285 | 1.4022 | 456.0406 | 1.2428
|  | 455.6553 | 0.010207 | 456.2617 | 0.048625 | 455.6498 | 0.22749 | 455.6553 | 0.014425 | 456.2617 | 0.034861 | 455.6498 | 0.11641 | 455.6498 | #REF! | 455.423 | 14.5469 | 456.2617 | 13.9141 | 450.32 | 6.2865 | 456.2617 | 9.9251 | 455.6553 | 0.10848 | 456.2617 | 0.15255 | 450.32 | 0.0037179 | 456.2617 | 0.01994 | 450.32 | -0.0010202 | 456.2617 | 0.0094103 | 455.423 | 0.00022312 | 456.2617 | 0.022957 | 455.423 | 0.00017352 | 456.2617 | 0.00758 | 455.6498 | 0.0099306 | 689.777 | 0.019969 | 455.6498 | 0.0064409 | 689.0323 | 0.00053624 | 689.777 | 0.0084079 | 455.6498 | 1.4036 | 456.2617 | 1.2234
|  | 455.7683 | 0 | 456.4828 | 0.038232 | 455.871 | 0.20997 | 455.7683 | 0 | 456.4828 | 0.0074542 | 455.871 | 0.0050745 | 455.871 | #REF! | 455.538 | 14.5037 | 456.4828 | 13.3412 | 450.54 | 6.6046 | 456.4828 | 9.9964 | 455.7683 | 0.1036 | 456.4828 | 0.1521 | 450.54 | -0.0046693 | 456.4828 | 0.013904 | 450.54 | -0.01112 | 456.4828 | 0 | 455.538 | 0.00042179 | 456.4828 | 0 | 455.538 | 0.00038696 | 456.4828 | 0 | 455.871 | -0.025657 | 689.9396 | 0.015794 | 455.871 | -0.015443 | 689.1951 | 0 | 689.9396 | 0.0091511 | 455.871 | 1.3366 | 456.4828 | 1.1945
|  | 455.8814 | 0.010783 | 456.7039 | 0.057732 | 456.0923 | 0.22772 | 455.8814 | 0.0081166 | 456.7039 | 0.038857 | 456.0923 | 0.07087 | 456.0923 | #REF! | 455.6531 | 14.42 | 456.7039 | 13.1544 | 450.76 | 6.6856 | 456.7039 | 10.1778 | 455.8814 | 0.11088 | 456.7039 | 0.17103 | 450.76 | -0.0051353 | 456.7039 | 0.020837 | 450.76 | 0.00051009 | 456.7039 | 0.0042308 | 455.6531 | 0.00020181 | 456.7039 | 0.024628 | 455.6531 | 0.00021343 | 456.7039 | 0.011121 | 456.0923 | 0.0281 | 690.1023 | 0.020741 | 456.0923 | 0.024733 | 689.3579 | 0.00032174 | 690.1023 | 0.0084079 | 456.0923 | 1.3264 | 456.7039 | 1.1785
|  | 455.9944 | 0 | 456.925 | 0.012359 | 456.3135 | 0.2213 | 455.9944 | 0 | 456.925 | 0.013513 | 456.3135 | -0.0028104 | 456.3135 | #REF! | 455.7683 | 14.3336 | 456.9251 | 12.8154 | 450.99 | 6.958 | 456.9251 | 10.378 | 455.9944 | 0.096537 | 456.9251 | 0.16238 | 450.99 | -0.0046693 | 456.925 | 0.01432 | 450.99 | -0.0014792 | 456.9251 | 0 | 455.7683 | 0.00041403 | 456.9251 | 0 | 455.7683 | 0.00043698 | 456.925 | 0 | 456.3135 | -0.016606 | 690.2649 | 0.017292 | 456.3135 | -0.0065017 | 689.5207 | 0 | 690.2649 | 0.0085937 | 456.3135 | 1.3061 | 456.925 | 1.1551
|  | 456.1075 | 0.011359 | 457.1462 | 0.059043 | 456.5348 | 0.22296 | 456.1075 | 0.013947 | 457.1462 | 0.034419 | 456.5348 | 0.14152 | 456.5348 | #REF! | 455.8834 | 14.1936 | 457.1462 | 12.5796 | 451.21 | 7.1562 | 457.1462 | 10.5415 | 456.1075 | 0.12123 | 457.1462 | 0.17845 | 451.21 | 0.00068922 | 457.1462 | 0.01995 | 451.21 | 0.010916 | 457.1462 | 0.0084625 | 455.8834 | 0.00021535 | 457.1462 | 0.0163 | 455.8834 | 0.00022354 | 457.1462 | 0.005722 | 456.5348 | 0.015585 | 690.4276 | 0.020015 | 456.5348 | 0.011078 | 689.6834 | 0.0009651 | 690.4276 | 0.0081756 | 456.5348 | 1.3018 | 457.1462 | 1.1404
|  | 456.2206 | 0 | 457.3674 | 0.042383 | 456.7561 | 0.2148 | 456.2206 | 0 | 457.3674 | 0.036219 | 456.7561 | 0.0098083 | 456.7561 | #REF! | 455.9985 | 14.0821 | 457.3674 | 12.1952 | 451.43 | 7.365 | 457.3674 | 10.6935 | 456.2206 | 0.11012 | 457.3674 | 0.17033 | 451.43 | -0.0066496 | 457.3674 | 0.014643 | 451.43 | 0.0038766 | 457.3674 | 0 | 455.9985 | 0.00043533 | 457.3674 | 0 | 455.9985 | 0.000407 | 457.3674 | 0 | 456.7561 | -0.034006 | 690.5902 | 0.018925 | 456.7561 | 0.015643 | 689.8463 | 0 | 690.5902 | 0.0090582 | 456.7561 | 1.2704 | 457.3674 | 1.1146
|  | 456.3336 | 0.0081099 | 457.5886 | 0.061339 | 456.9774 | 0.22835 | 456.3336 | 0.015093 | 457.5886 | 0.01899 | 456.9774 | 0.080838 | 456.9774 | #REF! | 456.1136 | 13.9378 | 457.5886 | 11.9814 | 451.65 | 7.4585 | 457.5886 | 10.8483 | 456.3336 | 0.11519 | 457.5886 | 0.19158 | 451.65 | -0.0028054 | 457.5886 | 0.023434 | 451.65 | 0.0015813 | 457.5886 | 0.0085368 | 456.1136 | 0.00022113 | 457.5886 | 0.01942 | 456.1136 | 0.00018346 | 457.5886 | 0.010226 | 456.9774 | 0.024028 | 690.7529 | 0.023872 | 456.9774 | 0.016034 | 690.0091 | 0.00032174 | 690.7529 | 0.0087331 | 456.9774 | 1.2697 | 457.5886 | 1.0979
|  | 456.4467 | 0 | 457.8098 | 0.029273 | 457.1988 | 0.20348 | 456.4467 | 0 | 457.8098 | 0.020603 | 457.1988 | 0.048805 | 457.1988 | #REF! | 456.2287 | 13.849 | 457.8097 | 11.5391 | 451.87 | 7.7181 | 457.8097 | 10.8799 | 456.4467 | 0.098402 | 457.8097 | 0.18195 | 451.87 | -0.0083969 | 457.8098 | 0.015085 | 451.87 | -0.012803 | 457.8097 | 0 | 456.2287 | 0.00045102 | 457.8097 | 0 | 456.2287 | 0.00032186 | 457.8098 | 0 | 457.1988 | -0.023213 | 690.9156 | 0.023555 | 457.1988 | -0.015533 | 690.1719 | 0 | 690.9156 | 0.0093834 | 457.1988 | 1.2374 | 457.8098 | 1.0731
|  | 456.5598 | 0.0021939 | 458.0309 | 0.062131 | 457.4201 | 0.21079 | 456.5598 | 0.010126 | 458.0309 | 0.01611 | 457.4201 | 0.14998 | 457.4201 | #REF! | 456.3438 | 13.7472 | 458.0309 | 11.2518 | 452.09 | 7.7397 | 458.0309 | 10.9664 | 456.5598 | 0.11834 | 458.0309 | 0.19929 | 452.09 | -0.0080475 | 458.0309 | 0.021966 | 452.09 | 0.0096913 | 458.0309 | 0.0052648 | 456.3438 | 0.00023104 | 458.0309 | 0.023709 | 456.3438 | 0.00013841 | 458.0309 | 0.0069337 | 457.4201 | 0.014844 | 691.0783 | 0.025143 | 457.4201 | -0.013072 | 690.3347 | 0.0007506 | 691.0783 | 0.0081756 | 457.4201 | 1.221 | 458.0309 | 1.0587
|  | 456.6728 | 0 | 458.2522 | 0.027758 | 457.6415 | 0.20709 | 456.6728 | 0 | 458.2522 | 0.018109 | 457.6415 | 0.076742 | 457.6415 | #REF! | 456.459 | 13.6872 | 458.2522 | 10.88 | 452.32 | 8.0817 | 458.2522 | 11.0614 | 456.6728 | 0.11039 | 458.2522 | 0.19268 | 452.32 | -0.00035917 | 458.2522 | 0.01615 | 452.32 | -0.0077534 | 458.2522 | 0 | 456.459 | 0.00044871 | 458.2522 | 0 | 456.459 | 0.00034191 | 458.2522 | 0 | 457.6415 | -0.015305 | 691.241 | 0.018744 | 457.6415 | -0.0061927 | 690.4975 | 0 | 691.241 | 0.0090118 | 457.6415 | 1.1686 | 458.2522 | 1.0314
|  | 456.7859 | 0.001898 | 458.4734 | 0.044025 | 457.8628 | 0.19581 | 456.7859 | 0.0033129 | 458.4734 | 0.038796 | 457.8628 | 0.10227 | 457.8628 | #REF! | 456.5741 | 13.5879 | 458.4734 | 10.6409 | 452.54 | 8.2151 | 458.4734 | 11.1558 | 456.7859 | 0.11354 | 458.4734 | 0.21187 | 452.54 | 0.003019 | 458.4734 | 0.024122 | 452.54 | -0.0037746 | 458.4734 | 0.0065598 | 456.5741 | 0.00021882 | 458.4734 | 0.016793 | 456.5741 | 0.00020675 | 458.4734 | 0.0069115 | 457.8628 | 0.0039347 | 691.4036 | 0.020423 | 457.8628 | -0.0075777 | 690.6603 | 0.0009651 | 691.4036 | 0.0083614 | 457.8628 | 1.1321 | 458.4734 | 1.0196
|  | 456.899 | 0 | 458.6946 | 0.034468 | 458.0842 | 0.20176 | 456.899 | 0 | 458.6946 | 0.016012 | 458.0842 | -0.014251 | 458.0842 | #REF! | 456.6892 | 13.4994 | 458.6946 | 10.4241 | 452.76 | 8.4238 | 458.6946 | 11.3512 | 456.899 | 0.12012 | 458.6946 | 0.20599 | 452.76 | -0.012124 | 458.6946 | 0.015275 | 452.76 | -0.0063763 | 458.6946 | 0 | 456.6892 | 0.00041518 | 458.6946 | 0 | 456.6892 | 0.00040032 | 458.6946 | 0 | 458.0842 | -0.014825 | 691.5663 | 0.018971 | 458.0842 | -0.0074941 | 690.8232 | 0 | 691.5663 | 0.0095228 | 458.0842 | 1.1059 | 458.6946 | 0.9955
|  | 457.0121 | 0.0061872 | 458.9159 | 0.052909 | 458.3056 | 0.18465 | 457.0121 | 0.023213 | 458.9159 | 0.038932 | 458.3056 | 0.070213 | 458.3056 | #REF! | 456.8044 | 13.3772 | 458.9159 | 10.2186 | 452.98 | 8.6734 | 458.9159 | 11.5246 | 457.0121 | 0.1099 | 458.9159 | 0.22178 | 452.98 | -0.0030384 | 458.9159 | 0.024495 | 452.98 | 0.0051009 | 458.9159 | 0.0018287 | 456.8044 | 0.0001995 | 458.9159 | 0.019591 | 456.8044 | 0.00021018 | 458.9159 | 0.011622 | 458.3056 | 0.0065841 | 691.7291 | 0.020106 | 458.3056 | 0.010511 | 690.986 | 0.00032174 | 691.7291 | 0.0085008 | 458.3056 | 1.0993 | 458.9159 | 0.98726
|  | 457.1251 | 0 | 459.1371 | 0.024201 | 458.527 | 0.2138 | 457.1251 | 0 | 459.1371 | 0.0047803 | 458.527 | 0.074686 | 458.527 | #REF! | 456.9195 | 13.2729 | 459.1372 | 9.9815 | 453.2 | 8.8374 | 459.1372 | 11.6589 | 457.1251 | 0.11079 | 459.1372 | 0.22507 | 453.2 | -0.0087464 | 459.1371 | 0.021553 | 453.2 | -0.0040807 | 459.1372 | 0 | 456.9195 | 0.0003876 | 459.1372 | 0.0018628 | 456.9195 | 0.00037034 | 459.1372 | 0 | 458.527 | -0.027693 | 691.8918 | 0.01475 | 458.527 | 0.001608 | 691.1488 | 0 | 691.8918 | 0.0090582 | 458.527 | 1.0683 | 459.1371 | 0.96293
|  | 457.2382 | 0.0060393 | 459.3584 | 0.075278 | 458.7484 | 0.22454 | 457.2382 | 0.011463 | 459.3584 | 0.032696 | 458.7484 | 0.075759 | 458.7484 | #REF! | 457.0347 | 13.1474 | 459.3584 | 9.8775 | 453.42 | 8.9501 | 459.3584 | 11.9028 | 457.2382 | 0.11719 | 459.3584 | 0.24424 | 453.42 | 0.0026695 | 459.3584 | 0.02577 | 453.42 | -0.0033155 | 459.3584 | 0.0016457 | 457.0347 | 0.00019075 | 459.3584 | 0.021473 | 457.0347 | 0.0001802 | 459.3584 | 0.014278 | 458.7484 | 0.036245 | 692.0545 | 0.021376 | 458.7484 | 0.0075494 | 691.3117 | 0.0007506 | 692.0545 | 0.0080827 | 458.7484 | 1.0782 | 459.3584 | 0.94839
|  | 457.3513 | 0 | 459.5797 | 0.044808 | 458.9699 | 0.22016 | 457.3513 | 0 | 459.5797 | 0.011576 | 458.9699 | 0.024917 | 458.9699 | #REF! | 457.1498 | 13.0501 | 459.5797 | 9.623 | 453.65 | 9.2981 | 459.5797 | 12.001 | 457.3513 | 0.10258 | 459.5797 | 0.24177 | 453.65 | -0.0063001 | 459.5797 | 0.021711 | 453.65 | -0.0074475 | 459.5797 | 0 | 457.1498 | 0.00041337 | 459.5797 | 0 | 457.1498 | 0.00034019 | 459.5797 | 0 | 458.9699 | -0.015372 | 692.2172 | 0.020423 | 458.9699 | -0.015916 | 691.4745 | 0 | 692.2172 | 0.0090118 | 458.9699 | 1.0457 | 459.5797 | 0.9264
|  | 457.4644 | 0.0060393 | 459.8011 | 0.062738 | 459.1913 | 0.23216 | 457.4644 | 0.022067 | 459.8011 | 0.049475 | 459.1913 | 0.16352 | 459.1913 | #REF! | 457.265 | 12.9111 | 459.801 | 9.4005 | 453.87 | 9.4539 | 459.801 | 12.0895 | 457.4644 | 0.10675 | 459.801 | 0.26004 | 453.87 | -0.0038538 | 459.8011 | 0.029459 | 453.87 | -0.0062227 | 459.801 | 0.0056307 | 457.265 | 0.00022691 | 459.801 | 0.018872 | 457.265 | 0.00017678 | 459.8011 | 0.012445 | 459.1913 | 0.010522 | 692.3799 | 0.025915 | 459.1913 | 0.030531 | 691.6374 | 0.0007506 | 692.3799 | 0.0083614 | 459.1913 | 1.0455 | 459.8011 | 0.9121
|  | 457.5774 | 0 | 460.0224 | 0.026208 | 459.4128 | 0.22155 | 457.5774 | 0 | 460.0224 | -0.0058108 | 459.4128 | 0.039777 | 459.4128 | #REF! | 457.3802 | 12.7755 | 460.0224 | 9.0635 | 454.09 | 9.7015 | 460.0224 | 12.0065 | 457.5774 | 0.1123 | 460.0224 | 0.25405 | 454.09 | 0.00080569 | 460.0224 | 0.024156 | 454.09 | -0.0076005 | 460.0224 | 0 | 457.3802 | 0.00042675 | 460.0224 | 0 | 457.3802 | 0.00034019 | 460.0224 | 0 | 459.4128 | -0.016066 | 692.5426 | 0.022919 | 459.4128 | 0.0026177 | 691.8003 | 0 | 692.5426 | 0.0090582 | 459.4128 | 0.98191 | 460.0224 | 0.88629
|  | 457.6905 | 0 | 460.2437 | 0.081481 | 459.6343 | 0.22022 | 457.6905 | 0.0074539 | 460.2437 | 0.02517 | 459.6343 | 0.10048 | 459.6343 | #REF! | 457.4953 | 12.6106 | 460.2437 | 8.9749 | 454.31 | 9.8494 | 460.2437 | 12.1833 | 457.6905 | 0.11368 | 460.2437 | 0.2747 | 454.31 | 0.0037179 | 460.2437 | 0.030732 | 454.31 | -0.0036216 | 460.2437 | 0.0044598 | 457.4953 | 0.00020214 | 460.2437 | 0.011661 | 457.4953 | 0.00016684 | 460.2437 | 0.0084008 | 459.6343 | 0.010209 | 692.7054 | 0.024417 | 459.6343 | 0.0089829 | 691.9631 | 0.00032174 | 692.7054 | 0.0083614 | 459.6343 | 1.0246 | 460.2437 | 0.8725
|  | 457.8036 | 0 | 460.4651 | 0.031948 | 459.8558 | 0.21046 | 457.8036 | 0.0026565 | 460.4651 | 0.016408 | 459.8558 | -0.00086901 | 459.8558 | #REF! | 457.6105 | 12.4995 | 460.4651 | 8.746 | 454.53 | 9.9808 | 460.4651 | 12.2932 | 457.8036 | 0.10675 | 460.4651 | 0.26266 | 454.53 | 0.0016211 | 460.4651 | 0.022332 | 454.53 | -0.0057639 | 460.4651 | 0 | 457.6105 | 0.00040247 | 460.4651 | 0 | 457.6105 | 0.00037034 | 460.4651 | 0 | 459.8558 | -0.031358 | 692.8681 | 0.027776 | 459.8558 | -0.021359 | 692.126 | 0 | 692.8681 | 0.0089189 | 459.8558 | 0.96397 | 460.4651 | 0.85022
|  | 457.9167 | 0.0095486 | 460.6864 | 0.057794 | 460.0773 | 0.20842 | 457.9167 | 0.01175 | 460.6864 | 0.026974 | 460.0773 | 0.096572 | 460.0773 | #REF! | 457.7257 | 12.3664 | 460.6864 | 8.5779 | 454.75 | 10.2604 | 460.6864 | 12.4258 | 457.9167 | 0.11856 | 460.6864 | 0.28936 | 454.75 | 0.0011552 | 460.6864 | 0.030116 | 454.75 | 0.0035706 | 460.6864 | 0.0075835 | 457.7257 | 0.00020561 | 460.6864 | 0.019601 | 457.7257 | 0.0002035 | 460.6864 | 0.009702 | 460.0773 | 0.010716 | 693.0309 | 0.025597 | 460.0773 | 0.016012 | 692.2889 | 0.0007506 | 693.0309 | 0.0086402 | 460.0773 | 0.96474 | 460.6864 | 0.83485
|  | 458.0298 | 0 | 460.9078 | 0.032902 | 460.2988 | 0.22156 | 458.0298 | 0 | 460.9078 | 0.0095267 | 460.2988 | 0.047616 | 460.2988 | #REF! | 457.8408 | 12.2673 | 460.9078 | 8.4573 | 454.98 | 10.4448 | 460.9078 | 12.6362 | 458.0298 | 0.10937 | 460.9078 | 0.29027 | 454.98 | 0.0026695 | 460.9078 | 0.027596 | 454.98 | 0.011834 | 460.9078 | 0 | 457.8408 | 0.00043021 | 460.9078 | 0 | 457.8408 | 0.00043698 | 460.9078 | 0 | 460.2988 | -0.021381 | 693.1936 | 0.020106 | 460.2988 | -0.0077862 | 692.4517 | 0 | 693.1936 | 0.0094763 | 460.2988 | 0.9355 | 460.9078 | 0.81453
|  | 458.1429 | 0.012512 | 461.1292 | 0.068119 | 460.5203 | 0.20997 | 458.1429 | 0.015571 | 461.1292 | 0.028856 | 460.5203 | 0.1409 | 460.5203 | #REF! | 457.956 | 12.1539 | 461.1292 | 8.4036 | 455.2 | 10.5963 | 461.1292 | 12.7929 | 458.1429 | 0.11972 | 461.1292 | 0.30804 | 455.2 | 0.00045625 | 461.1292 | 0.031751 | 455.2 | -0.00056109 | 461.1292 | 0.0026535 | 457.956 | 0.00022906 | 461.1292 | 0.0084092 | 457.956 | 0.0002369 | 461.1292 | 0.01124 | 460.5203 | 0.016599 | 693.3564 | 0.026596 | 460.5203 | 0.004155 | 692.6146 | 0.0011796 | 693.3564 | 0.0086866 | 460.5203 | 0.93371 | 461.1292 | 0.80213
|  | 458.256 | 0 | 461.3506 | 0.045683 | 460.7419 | 0.2173 | 458.256 | 0 | 461.3506 | 0.01976 | 460.7419 | 0.071772 | 460.7419 | #REF! | 458.0712 | 12.0779 | 461.3506 | 8.1676 | 455.42 | 10.8881 | 461.3506 | 12.879 | 458.256 | 0.11266 | 461.3506 | 0.31341 | 455.42 | -0.0011746 | 461.3506 | 0.027852 | 455.42 | -0.0043867 | 461.3506 | 0 | 458.0712 | 0.00044326 | 461.3506 | 0 | 458.0712 | 0.00040529 | 461.3506 | 0 | 460.7419 | -0.015976 | 693.5192 | 0.018653 | 460.7419 | -0.0016586 | 692.7775 | 0 | 693.5192 | 0.0091976 | 460.7419 | 0.90147 | 461.3506 | 0.7801
|  | 458.3691 | 0.0047082 | 461.572 | 0.02985 | 460.9634 | 0.2194 | 458.3691 | 0.015093 | 461.572 | 0.031698 | 460.9634 | 0.11394 | 460.9634 | #REF! | 458.1864 | 11.9538 | 461.572 | 8.1382 | 455.64 | 11.0142 | 461.572 | 13.1381 | 458.3691 | 0.11856 | 461.572 | 0.32798 | 455.64 | -0.0001262 | 461.572 | 0.034046 | 455.64 | -0.0010202 | 461.572 | 0 | 458.1864 | 0.00022147 | 461.572 | 0.015898 | 458.1864 | 0.00017181 | 461.572 | 0.010826 | 460.9635 | 0.026879 | 693.6819 | 0.029273 | 460.9634 | 0.010435 | 692.9404 | 0.0009651 | 693.6819 | 0.0083614 | 460.9635 | 0.91787 | 461.572 | 0.76446
|  | 458.4822 | 0 | 461.7934 | 0.037096 | 461.185 | 0.17244 | 458.4822 | 0 | 461.7934 | 0.0041214 | 461.185 | 0.032715 | 461.185 | #REF! | 458.3016 | 11.8158 | 461.7934 | 8.0163 | 455.86 | 11.0747 | 461.7934 | 13.4018 | 458.4822 | 0.11772 | 461.7934 | 0.33826 | 455.86 | -0.016551 | 461.7934 | 0.031224 | 455.86 | -0.007294 | 461.7934 | 0 | 458.3016 | 0.00042443 | 461.7934 | 0 | 458.3016 | 0.00037205 | 461.7934 | 0 | 461.185 | -0.02525 | 693.8447 | 0.019924 | 461.185 | -0.0070714 | 693.1033 | 0 | 693.8447 | 0.0093369 | 461.185 | 0.88595 | 461.7934 | 0.74443
|  | 458.5953 | 0.007814 | 462.0149 | 0.05157 | 461.4066 | 0.22126 | 458.5953 | 0.0099348 | 462.0149 | 0.038957 | 461.4066 | 0.11093 | 461.4066 | #REF! | 458.4168 | 11.6297 | 462.0149 | 7.9141 | 456.09 | 11.3007 | 462.0149 | 13.4393 | 458.5953 | 0.11279 | 462.0149 | 0.35213 | 456.09 | -0.0040868 | 462.0149 | 0.036466 | 456.09 | 0.0075495 | 462.0149 | 0.0044009 | 458.4168 | 0.00020908 | 462.0149 | 0.021811 | 458.4168 | 0.00020675 | 462.0149 | 0.0093661 | 461.4066 | 0.025657 | 694.0075 | 0.021694 | 461.4066 | 0.012407 | 693.2663 | 0.0007506 | 694.0075 | 0.0084544 | 461.4066 | 0.88186 | 462.0149 | 0.73274
|  | 458.7084 | 0 | 462.2363 | 0.032764 | 461.6282 | 0.21595 | 458.7084 | 0 | 462.2363 | 0.00023398 | 461.6282 | 0.046033 | 461.6282 | #REF! | 458.532 | 11.4749 | 462.2363 | 7.6614 | 456.31 | 11.658 | 462.2363 | 13.4108 | 458.7084 | 0.11869 | 462.2363 | 0.3534 | 456.31 | -0.002689 | 462.2363 | 0.032388 | 456.31 | -0.00025504 | 462.2363 | 0 | 458.532 | 0.00041865 | 462.2363 | 0 | 458.532 | 0.0004404 | 462.2363 | 0 | 461.6282 | -0.02301 | 694.1703 | 0.025461 | 461.6282 | 0.0036191 | 693.4292 | 0 | 694.1703 | 0.0090118 | 461.6282 | 0.84573 | 462.2363 | 0.71382
|  | 458.8215 | 0.003525 | 462.4578 | 0.060618 | 461.8498 | 0.20588 | 458.8215 | 0.0069571 | 462.4578 | 0.05817 | 461.8498 | 0.094546 | 461.8498 | #REF! | 458.6472 | 11.3242 | 462.4578 | 7.4755 | 456.53 | 11.874 | 462.4578 | 13.328 | 458.8215 | 0.11807 | 462.4578 | 0.36433 | 456.53 | 0.003019 | 462.4578 | 0.038447 | 456.53 | 0.0043357 | 462.4578 | 0.003272 | 458.6472 | 0.00021568 | 462.4578 | 0.013237 | 458.6472 | 0.0002369 | 462.4578 | 0.010765 | 461.8498 | 0.015464 | 694.3331 | 0.017972 | 461.8498 | 0.00035084 | 693.5921 | 0.0007506 | 694.3331 | 0.0084544 | 461.8498 | 0.82395 | 462.4578 | 0.70163
|  | 458.9346 | 0.0037034 | 462.6793 | 0.042024 | 462.0715 | 0.20584 | 458.9346 | 0 | 462.6793 | 0.019021 | 462.0715 | 0.029847 | 462.0715 | #REF! | 458.7625 | 11.2418 | 462.6793 | 7.2672 | 456.75 | 11.8481 | 462.6793 | 13.2923 | 458.9346 | 0.099689 | 462.6793 | 0.36325 | 456.75 | -0.006999 | 462.6793 | 0.031808 | 456.75 | -0.00040807 | 462.6793 | 0 | 458.7625 | 0.00043104 | 462.6793 | 0 | 458.7625 | 0.000407 | 462.6793 | 0 | 462.0715 | -0.008011 | 694.4959 | 0.021876 | 462.0715 | -0.0052967 | 693.755 | 0 | 694.4959 | 0.0091976 | 462.0715 | 0.7852 | 462.6793 | 0.67892
|  | 459.0477 | 0.0064829 | 462.9008 | 0.055841 | 462.2931 | 0.21406 | 459.0477 | 0.017099 | 462.9008 | 0.02844 | 462.2931 | 0.126 | 462.2931 | #REF! | 458.8777 | 11.1578 | 462.9008 | 7.1241 | 456.97 | 12.0818 | 462.9008 | 13.2932 | 459.0477 | 0.12527 | 462.9008 | 0.38951 | 456.97 | -0.0011746 | 462.9008 | 0.039753 | 456.97 | 5.1009e-05 | 462.9008 | 0.0043614 | 458.8777 | 0.00021882 | 462.9008 | 0.014564 | 458.8777 | 0.00017678 | 462.9008 | 0.013121 | 462.2931 | 0.035024 | 694.6587 | 0.028093 | 462.2931 | 0.0088299 | 693.918 | 0.0007506 | 694.6587 | 0.0087331 | 462.2931 | 0.77607 | 462.9008 | 0.66505
|  | 459.1608 | 0 | 463.1223 | 0.029983 | 462.5148 | 0.20329 | 459.1608 | 0 | 463.1223 | 0.008731 | 462.5148 | 0.051864 | 462.5148 | #REF! | 458.9929 | 11.1076 | 463.1223 | 6.9506 | 457.19 | 12.3575 | 463.1223 | 13.3901 | 459.1608 | 0.1163 | 463.1223 | 0.38367 | 457.19 | -0.0021065 | 463.1223 | 0.033963 | 457.19 | 0.015047 | 463.1223 | 0 | 458.9929 | 0.00042592 | 463.1223 | 0 | 458.9929 | 0.00036024 | 463.1223 | 0 | 462.5148 | -0.013401 | 694.8215 | 0.023056 | 462.5148 | 0.0030763 | 694.0809 | 0 | 694.8215 | 0.0096157 | 462.5148 | 0.73872 | 463.1223 | 0.64773
|  | 459.2739 | 0.0098778 | 463.3438 | 0.070588 | 462.7365 | 0.21738 | 459.2739 | 0.012132 | 463.3438 | 0.027255 | 462.7365 | 0.1347 | 462.7365 | #REF! | 459.1081 | 10.9991 | 463.3438 | 6.9153 | 457.42 | 12.4345 | 463.3438 | 13.5559 | 459.2739 | 0.12185 | 463.3438 | 0.4126 | 457.42 | -0.0042033 | 463.3438 | 0.043479 | 457.42 | -0.007141 | 463.3438 | 0.0034221 | 459.1081 | 0.00020875 | 463.3438 | 0.015767 | 459.1081 | 0.00018688 | 463.3438 | 0.0084533 | 462.7364 | 0.027082 | 694.9843 | 0.031043 | 462.7365 | 0.0097892 | 694.2438 | 0.00053624 | 694.9843 | 0.0093369 | 462.7364 | 0.73323 | 463.3438 | 0.63828
|  | 459.387 | 0 | 463.5653 | 0.025322 | 462.9581 | 0.20193 | 459.387 | 0 | 463.5653 | 0.00065655 | 462.9581 | 0.065289 | 462.9581 | #REF! | 459.2234 | 10.8925 | 463.5653 | 6.7296 | 457.64 | 12.6177 | 463.5653 | 13.5859 | 459.387 | 0.1206 | 463.5653 | 0.41294 | 457.64 | 0.0072128 | 463.5653 | 0.037239 | 457.64 | 0.00020403 | 463.5653 | 0 | 459.2234 | 0.00042443 | 463.5653 | 0 | 459.2234 | 0.00037702 | 463.5653 | 0 | 462.9581 | -0.0020439 | 695.1472 | 0.021876 | 462.9581 | -0.016581 | 694.4068 | 0 | 695.1472 | 0.0098944 | 462.9581 | 0.69817 | 463.5653 | 0.62106
|  | 459.5001 | 0.015475 | 463.7869 | 0.054849 | 463.1798 | 0.20692 | 459.5001 | 0.011559 | 463.7869 | 0.032219 | 463.1798 | 0.11618 | 463.1798 | #REF! | 459.3386 | 10.734 | 463.7869 | 6.7183 | 457.86 | 12.7971 | 463.7869 | 13.7814 | 459.5001 | 0.12047 | 463.7869 | 0.44293 | 457.86 | -0.0031549 | 463.7869 | 0.044603 | 457.86 | -0.0069881 | 463.7869 | 0.0032805 | 459.3386 | 0.00021998 | 463.7869 | 0.018787 | 459.3386 | 0.00019357 | 463.7869 | 0.010928 | 463.1798 | 0.013166 | 695.31 | 0.023963 | 463.1798 | 0.0090197 | 694.5697 | 0.0007506 | 695.31 | 0.0086866 | 463.1798 | 0.70309 | 463.7869 | 0.61498
|  | 459.6132 | 0 | 464.0085 | 0.04402 | 463.4016 | 0.21067 | 459.6132 | 0 | 464.0085 | 0.013985 | 463.4016 | 0.017433 | 463.4016 | #REF! | 459.4538 | 10.6113 | 464.0085 | 6.5555 | 458.08 | 13.0106 | 464.0085 | 13.7333 | 459.6132 | 0.12149 | 464.0085 | 0.4481 | 458.08 | -0.0093286 | 464.0085 | 0.042468 | 458.08 | -0.0076005 | 464.0085 | 0 | 459.4538 | 0.00043797 | 464.0085 | 0 | 459.4538 | 0.00039038 | 464.0084 | 0 | 463.4016 | -0.015628 | 695.4728 | 0.025552 | 463.4016 | -0.005141 | 694.7327 | 0 | 695.4728 | 0.0091976 | 463.4016 | 0.67889 | 464.0085 | 0.60152
|  | 459.7263 | 0.0013064 | 464.23 | 0.061598 | 463.6233 | 0.21065 | 459.7263 | 0.0087791 | 464.23 | 0.014316 | 463.6233 | 0.084396 | 463.6233 | #REF! | 459.5691 | 10.4731 | 464.23 | 6.4122 | 458.3 | 12.9641 | 464.23 | 13.6645 | 459.7263 | 0.123 | 464.23 | 0.46955 | 458.3 | -0.010494 | 464.23 | 0.046849 | 458.3 | -0.0082122 | 464.23 | 0.008512 | 459.5691 | 0.00022526 | 464.23 | 0.026317 | 459.5691 | 0.00020024 | 464.23 | 0.011333 | 463.6233 | 0.026471 | 695.6357 | 0.029046 | 463.6233 | 0.014377 | 694.8957 | 0.00032174 | 695.6357 | 0.0086866 | 463.6233 | 0.65125 | 464.23 | 0.59302
|  | 459.8395 | 0 | 464.4516 | 0.056541 | 463.845 | 0.19748 | 459.8395 | 0 | 464.4516 | 0.016237 | 463.845 | 0.068346 | 463.845 | #REF! | 459.6843 | 10.3732 | 464.4516 | 6.1512 | 458.53 | 13.1959 | 464.4516 | 13.5267 | 459.8395 | 0.11847 | 464.4516 | 0.46194 | 458.53 | 0.0029025 | 464.4516 | 0.042747 | 458.53 | 0.0026524 | 464.4516 | 0 | 459.6843 | 0.00041865 | 464.4516 | 0 | 459.6843 | 0.00041368 | 464.4516 | 0 | 463.845 | -0.0025735 | 695.7985 | 0.029909 | 463.845 | 0.0076677 | 695.0586 | 0 | 695.7985 | 0.0098944 | 463.845 | 0.61798 | 464.4516 | 0.57467
|  | 459.9526 | 0.0042645 | 464.6732 | 0.066057 | 464.0668 | 0.20026 | 459.9526 | 0.010603 | 464.6732 | 0.027254 | 464.0668 | 0.14293 | 464.0668 | #REF! | 459.7996 | 10.2549 | 464.6732 | 6.035 | 458.75 | 13.3701 | 464.6732 | 13.4557 | 459.9526 | 0.12966 | 464.6732 | 0.48074 | 458.75 | -0.0033879 | 464.6732 | 0.048876 | 458.75 | 0.0044887 | 464.6732 | 0.004366 | 459.7996 | 0.00020066 | 464.6732 | 0.026381 | 459.7996 | 0.00021686 | 464.6732 | 0.011707 | 464.0668 | 0.0048968 | 695.9614 | 0.031769 | 464.0668 | -0.0093167 | 695.2216 | 0.0007506 | 695.9614 | 0.0090582 | 464.0668 | 0.60726 | 464.6732 | 0.56294
|  | 460.0657 | 0 | 464.8948 | 0.055445 | 464.2886 | 0.19057 | 460.0657 | 0 | 464.8948 | 0.0015596 | 464.2886 | -0.007565 | 464.2886 | #REF! | 459.9149 | 10.1598 | 464.8948 | 5.7249 | 458.97 | 13.4222 | 464.8948 | 13.1968 | 460.0657 | 0.12478 | 464.8948 | 0.47458 | 458.97 | -0.00024269 | 464.8948 | 0.043477 | 458.97 | -0.015404 | 464.8948 | 0 | 459.9149 | 0.00041337 | 464.8948 | 0 | 459.9149 | 0.00037702 | 464.8948 | 0 | 464.2886 | -0.006893 | 696.1242 | 0.0236 | 464.2886 | -0.0056095 | 695.3846 | 0 | 696.1242 | 0.0098944 | 464.2886 | 0.58644 | 464.8948 | 0.54269
|  | 460.1788 | 0.0063351 | 465.1165 | 0.056598 | 464.5103 | 0.19164 | 460.1788 | 0.018341 | 465.1165 | 0.019431 | 464.5103 | 0.086215 | 464.5103 | #REF! | 460.0301 | 10.0293 | 465.1165 | 5.6404 | 459.19 | 13.5638 | 465.1165 | 13.0985 | 460.1788 | 0.12766 | 465.1165 | 0.49855 | 459.19 | 0.0011552 | 465.1165 | 0.049909 | 459.19 | 0.0012752 | 465.1165 | 0.0030617 | 460.0301 | 0.00027266 | 465.1165 | 0.017711 | 460.0301 | 0.00021515 | 465.1165 | 0.016733 | 464.5104 | 0.012831 | 696.2871 | 0.030181 | 464.5103 | 0.011334 | 695.5476 | 0.00032174 | 696.2871 | 0.0094763 | 464.5104 | 0.57865 | 465.1165 | 0.53383
|  | 460.2919 | 0 | 465.3381 | 0.059589 | 464.7321 | 0.19608 | 460.2919 | 0 | 465.3381 | 0.036341 | 464.7321 | 0.11435 | 464.7321 | #REF! | 460.1454 | 9.8932 | 465.3381 | 5.4867 | 459.41 | 13.7308 | 465.3381 | 13.2134 | 460.2919 | 0.13082 | 465.3381 | 0.52987 | 459.41 | -0.0046693 | 465.3381 | 0.052125 | 459.41 | 0.0024994 | 465.3381 | 0.0018807 | 460.1454 | 0.00030718 | 465.3381 | 0.012354 | 460.1454 | 0.00026517 | 465.3381 | 0.012403 | 464.7321 | 0.011117 | 696.45 | 0.030499 | 464.7321 | -0.0083139 | 695.7106 | 0 | 696.45 | 0.0096621 | 464.7321 | 0.57769 | 465.3381 | 0.52053
|  | 460.4051 | 0 | 465.5598 | 0.028547 | 464.954 | 0.20738 | 460.4051 | 0.0059632 | 465.5598 | 0.012905 | 464.954 | 0.049285 | 464.954 | #REF! | 460.2607 | 9.7509 | 465.5598 | 5.3348 | 459.64 | 13.9866 | 465.5598 | 13.2504 | 460.4051 | 0.13646 | 465.5598 | 0.54796 | 459.64 | -0.0059506 | 465.5598 | 0.052898 | 459.64 | -0.010049 | 465.5598 | 0 | 460.2607 | 0.00015408 | 465.5598 | 0 | 460.2607 | 0.00011837 | 465.5598 | 0 | 464.954 | -0.022399 | 696.6128 | 0.025234 | 464.954 | -0.0074521 | 695.8736 | 0.00010725 | 696.6128 | 0.0094763 | 464.954 | 0.56256 | 465.5598 | 0.50962
|  | 460.5182 | 0 | 465.7814 | 0.063481 | 465.1758 | 0.20852 | 460.5182 | 0 | 465.7814 | 0.03792 | 465.1758 | 0.14395 | 465.1758 | #REF! | 460.3759 | 9.6007 | 465.7814 | 5.3234 | 459.86 | 13.977 | 465.7814 | 13.3621 | 460.5182 | 0.13308 | 465.7814 | 0.57058 | 459.86 | -0.0072322 | 465.7814 | 0.057992 | 459.86 | 0.011528 | 465.7814 | 0.0033563 | 460.3759 | 0.00013806 | 465.7814 | 0.024677 | 460.3759 | 0.00010346 | 465.7814 | 0.0088111 | 465.1758 | 0.022602 | 696.7757 | 0.030408 | 465.1758 | -0.0003894 | 696.0366 | 7.1499e-05 | 696.7757 | 0.0089653 | 465.1758 | 0.58548 | 465.7814 | 0.5061
|  | 460.6313 | 0.001898 | 466.0031 | 0.044053 | 465.3976 | 0.19697 | 460.6313 | 0.0082822 | 466.0031 | 0.028843 | 465.3976 | 0.050121 | 465.3976 | #REF! | 460.4912 | 9.4983 | 466.0031 | 5.1569 | 460.08 | 14.0028 | 466.0031 | 13.352 | 460.6313 | 0.1298 | 466.0031 | 0.583 | 460.08 | -9.7074e-06 | 466.0031 | 0.054319 | 460.08 | 0.00035706 | 466.0031 | 0 | 460.4912 | 0.00014963 | 466.0031 | 0 | 460.4912 | 7.8454e-05 | 466.0031 | 0 | 465.3976 | -0.01571 | 696.9386 | 0.025869 | 465.3976 | -0.0090753 | 696.1996 | 0.00032174 | 696.9386 | 0.0093369 | 465.3976 | 0.54175 | 466.0031 | 0.49501
|  | 460.7444 | 0 | 466.2248 | 0.053807 | 465.6195 | 0.20747 | 460.7444 | 0 | 466.2248 | 0.016929 | 465.6195 | 0.11804 | 465.6195 | #REF! | 460.6065 | 9.3855 | 466.2248 | 5.1137 | 460.3 | 13.9961 | 466.2248 | 13.3801 | 460.7444 | 0.13095 | 466.2248 | 0.60823 | 460.3 | 0.0029025 | 466.2248 | 0.061938 | 460.3 | -0.0040807 | 466.2248 | 0.0027442 | 460.6065 | 0.00012105 | 466.2248 | 0.009966 | 460.6065 | 9.5069e-05 | 466.2248 | 0.016107 | 465.6195 | 0.028711 | 697.1015 | 0.041482 | 465.6195 | -0.0018555 | 696.3626 | 0 | 697.1015 | 0.0089189 | 465.6195 | 0.58663 | 466.2248 | 0.49126
|  | 460.8576 | 0.0064829 | 466.4465 | 0.04642 | 465.8414 | 0.18649 | 460.8576 | 0.013947 | 466.4465 | 0.0075632 | 465.8414 | 0.038484 | 465.8414 | #REF! | 460.7218 | 9.3223 | 466.4465 | 4.9054 | 460.53 | 14.1094 | 466.4465 | 13.2323 | 460.8576 | 0.13952 | 466.4465 | 0.61477 | 460.53 | -0.0001262 | 466.4465 | 0.058815 | 460.53 | -0.0046928 | 466.4465 | 0 | 460.7218 | 0.00012799 | 466.4465 | 0 | 460.7218 | 0.00013841 | 466.4465 | 0 | 465.8413 | -0.021992 | 697.2644 | 0.032314 | 465.8414 | -0.010018 | 696.5256 | 0.00032174 | 697.2644 | 0.0091976 | 465.8413 | 0.54717 | 466.4465 | 0.48114
|  | 460.9707 | 0 | 466.6682 | 0.059591 | 466.0632 | 0.20646 | 460.9707 | 0 | 466.6682 | 0.022128 | 466.0632 | 0.1132 | 466.0632 | #REF! | 460.8371 | 9.2219 | 466.6682 | 4.8697 | 460.75 | 14.1865 | 466.6682 | 13.1946 | 460.9707 | 0.13433 | 466.6682 | 0.64109 | 460.75 | 0.0018541 | 466.6682 | 0.066084 | 460.75 | -0.0019383 | 466.6682 | 0.001876 | 460.8371 | 0.00013063 | 466.6682 | 0.015685 | 460.8371 | 0.00015177 | 466.6682 | 0.012091 | 466.0632 | 0.028711 | 697.4273 | 0.029273 | 466.0632 | 0.0081857 | 696.6886 | 0 | 697.4273 | 0.0087331 | 466.0632 | 0.54449 | 466.6682 | 0.47747
|  | 461.0839 | 0.0076661 | 466.89 | 0.0059213 | 466.2851 | 0.1978 | 461.0839 | 0.0087791 | 466.89 | 0.011528 | 466.2851 | 0.053358 | 466.2851 | #REF! | 460.9524 | 9.1474 | 466.89 | 4.6786 | 460.97 | 14.1707 | 466.89 | 13.0229 | 461.0839 | 0.1302 | 466.89 | 0.64199 | 460.97 | -0.0012911 | 466.89 | 0.060543 | 460.97 | 0.0018873 | 466.89 | 0 | 460.9524 | 0.00015293 | 466.89 | 0 | 460.9524 | 0.00019185 | 466.8899 | 0 | 466.2851 | -0.017998 | 697.5902 | 0.024826 | 466.2851 | 0.0010794 | 696.8517 | 0.00010725 | 697.5902 | 0.0091047 | 466.2851 | 0.52508 | 466.89 | 0.46586
|  | 461.197 | 0 | 467.1117 | 0.056329 | 466.507 | 0.20222 | 461.197 | 0 | 467.1117 | 0.035892 | 466.507 | 0.10023 | 466.507 | #REF! | 461.0677 | 9.033 | 467.1117 | 4.5717 | 461.19 | 14.0637 | 467.1117 | 12.8784 | 461.197 | 0.13233 | 467.1117 | 0.66781 | 461.19 | 0.0023201 | 467.1117 | 0.067494 | 461.19 | -0.0043867 | 467.1117 | 0.00020784 | 461.0677 | 0.00015425 | 467.1117 | 0.011988 | 461.0677 | 0.00014183 | 467.1117 | 0.0085955 | 466.507 | 0.024842 | 697.7531 | 0.035899 | 466.507 | 0.003163 | 697.0147 | 0 | 697.7531 | 0.0087795 | 466.507 | 0.53032 | 467.1117 | 0.46311
|  | 461.3101 | 0.0027855 | 467.3335 | 0.052935 | 466.729 | 0.20306 | 461.3101 | 0.018341 | 467.3335 | 0.01321 | 466.729 | 0.053067 | 466.729 | #REF! | 461.183 | 8.9443 | 467.3335 | 4.4477 | 461.41 | 14.2254 | 467.3335 | 12.8241 | 461.3101 | 0.13028 | 467.3335 | 0.67632 | 461.41 | 0.0015046 | 467.3335 | 0.063684 | 461.41 | 0.0069371 | 467.3335 | 0 | 461.183 | 0.00014996 | 467.3335 | 0 | 461.183 | 0.00012676 | 467.3335 | 0 | 466.729 | -0.015996 | 697.9161 | 0.029228 | 466.729 | -0.010406 | 697.1777 | 0.00032174 | 697.9161 | 0.0092905 | 466.729 | 0.50912 | 467.3335 | 0.45607
|  | 461.4233 | 0 | 467.5552 | 0.073014 | 466.9509 | 0.20946 | 461.4233 | 0 | 467.5552 | 0.032383 | 466.9509 | 0.12508 | 466.9509 | #REF! | 461.2983 | 8.8268 | 467.5552 | 4.3878 | 461.64 | 14.0373 | 467.5552 | 12.808 | 461.4233 | 0.13837 | 467.5552 | 0.70459 | 461.64 | -0.00082513 | 467.5552 | 0.072402 | 461.64 | -0.01265 | 467.5552 | 0.0051162 | 461.2983 | 0.00014302 | 467.5552 | 0.018969 | 461.2983 | 6.6805e-05 | 467.5552 | 0.013575 | 466.9509 | 0.0071659 | 698.079 | 0.039666 | 466.9509 | 0.011209 | 697.3408 | 7.1499e-05 | 698.079 | 0.0089653 | 466.9509 | 0.52151 | 467.5552 | 0.45389
|  | 461.5364 | 0 | 467.777 | 0.047296 | 467.1728 | 0.20802 | 461.5364 | 0.0079509 | 467.777 | 0.030518 | 467.1728 | 0.064471 | 467.1728 | #REF! | 461.4136 | 8.737 | 467.777 | 4.2239 | 461.86 | 14.1051 | 467.777 | 12.7151 | 461.5364 | 0.1357 | 467.777 | 0.72159 | 461.86 | -0.017133 | 467.777 | 0.070823 | 461.86 | -0.014027 | 467.777 | 0 | 461.4136 | 0.00013261 | 467.777 | 0 | 461.4136 | 8.8389e-05 | 467.777 | 0 | 467.1728 | -0.0064556 | 698.2419 | 0.031134 | 467.1728 | -0.007892 | 697.5038 | 0.00032174 | 698.2419 | 0.0094763 | 467.1728 | 0.5028 | 467.777 | 0.44521
|  | 461.6496 | 0 | 467.9988 | 0.070162 | 467.3948 | 0.20922 | 461.6496 | 0 | 467.9988 | 0.047758 | 467.3948 | 0.10636 | 467.3948 | #REF! | 461.529 | 8.6221 | 467.9988 | 4.1317 | 462.08 | 14.0502 | 467.9988 | 12.5781 | 461.6496 | 0.1413 | 467.9988 | 0.74549 | 462.08 | 0.0018541 | 467.9988 | 0.075597 | 462.08 | 0.0015813 | 467.9988 | 0.0017125 | 461.529 | 0.00014038 | 467.9988 | 0.024027 | 461.529 | 0.000105 | 467.9988 | 0.012892 | 467.3948 | 0.017254 | 698.4049 | 0.036081 | 467.3948 | -0.011771 | 697.6669 | 7.1499e-05 | 698.4049 | 0.0091047 | 467.3948 | 0.4975 | 467.9988 | 0.44339
|  | 461.7627 | 0 | 468.2206 | 0.051104 | 467.6168 | 0.18771 | 461.7627 | 0.016526 | 468.2206 | 0.0064052 | 467.6168 | 0.008365 | 467.6168 | #REF! | 461.6443 | 8.5479 | 468.2206 | 3.9609 | 462.3 | 13.8964 | 468.2206 | 12.3638 | 461.7627 | 0.13672 | 468.2206 | 0.7516 | 462.3 | -0.0011746 | 468.2206 | 0.072111 | 462.3 | -0.00025504 | 468.2206 | 0 | 461.6443 | 0.00014071 | 468.2206 | 0 | 461.6443 | 0.00013841 | 468.2206 | 0 | 467.6168 | -0.024231 | 698.5678 | 0.031996 | 467.6168 | -0.022128 | 697.83 | 0.00010725 | 698.5678 | 0.0091511 | 467.6168 | 0.4862 | 468.2206 | 0.43728
|  | 461.8759 | 0 | 468.4425 | 0.064374 | 467.8388 | 0.21139 | 461.8759 | 0 | 468.4425 | 0.027095 | 467.8388 | 0.10402 | 467.8388 | #REF! | 461.7596 | 8.4516 | 468.4425 | 3.961 | 462.53 | 13.7768 | 468.4425 | 12.362 | 461.8759 | 0.13739 | 468.4425 | 0.78355 | 462.53 | -0.0028054 | 468.4425 | 0.078518 | 462.53 | 0.0031115 | 468.4425 | 0.0037955 | 461.7596 | 0.00014913 | 468.4425 | 0.015661 | 461.7596 | 0.0001235 | 468.4425 | 0.011716 | 467.8388 | 0.0064495 | 698.7307 | 0.04897 | 467.8388 | 0.0071221 | 697.993 | 7.1499e-05 | 698.7307 | 0.0084079 | 467.8388 | 0.48709 | 468.4425 | 0.43859
|  | 461.989 | 0.003377 | 468.6643 | 0.042808 | 468.0608 | 0.19421 | 461.989 | 0.015093 | 468.6643 | 0.0046332 | 468.0608 | 0.066843 | 468.0608 | #REF! | 461.875 | 8.3738 | 468.6643 | 3.8042 | 462.75 | 13.605 | 468.6643 | 12.2932 | 461.989 | 0.13282 | 468.6643 | 0.80626 | 462.75 | -0.0011746 | 468.6643 | 0.076132 | 462.75 | 0.0067842 | 468.6643 | 0 | 461.875 | 0.00015574 | 468.6643 | 0 | 461.875 | 0.00013515 | 468.6643 | 0 | 468.0608 | -0.024028 | 698.8937 | 0.029682 | 468.0608 | -0.016069 | 698.1561 | 0.00010725 | 698.8937 | 0.0090118 | 468.0608 | 0.46954 | 468.6643 | 0.43234
|  | 462.1022 | 0 | 468.8862 | 0.076751 | 468.2828 | 0.21062 | 462.1022 | 0 | 468.8862 | 0.036551 | 468.2828 | 0.07613 | 468.2828 | #REF! | 461.9903 | 8.2487 | 468.8862 | 3.775 | 462.97 | 13.68 | 468.8862 | 12.165 | 462.1022 | 0.13246 | 468.8862 | 0.82985 | 462.97 | -0.0049022 | 468.8862 | 0.084377 | 462.97 | 0.011528 | 468.8862 | 0.0048154 | 461.9903 | 0.00013873 | 468.8862 | 0.016233 | 461.9903 | 0.00010672 | 468.8862 | 0.0096006 | 468.2828 | 0.027693 | 699.0567 | 0.042662 | 468.2828 | 0.0001505 | 698.3192 | 0 | 699.0567 | 0.008826 | 468.2828 | 0.46634 | 468.8862 | 0.43137
|  | 462.2153 | 0.0013064 | 469.108 | 0.04529 | 468.5048 | 0.20244 | 462.2153 | 0.015857 | 469.108 | 0.014705 | 468.5048 | 0.03699 | 468.5048 | #REF! | 462.1056 | 8.1489 | 469.108 | 3.6173 | 463.19 | 13.6948 | 469.108 | 12.104 | 462.2153 | 0.13788 | 469.108 | 0.84323 | 463.19 | -0.005368 | 469.108 | 0.0814 | 463.19 | -0.0089776 | 469.108 | 0 | 462.1056 | 0.00015574 | 469.108 | 0 | 462.1056 | 0.00010672 | 469.108 | 0 | 468.5048 | -0.021992 | 699.2196 | 0.036716 | 468.5048 | -0.007782 | 698.4823 | 0.00010725 | 699.2196 | 0.0098479 | 468.5048 | 0.45766 | 469.108 | 0.42373
|  | 462.3285 | 0.0007407 | 469.3299 | 0.060773 | 468.7269 | 0.2053 | 462.3285 | 0 | 469.3299 | 0.045445 | 468.7269 | 0.1032 | 468.7269 | #REF! | 462.221 | 8.0197 | 469.3299 | 3.6156 | 463.41 | 13.4228 | 469.3299 | 12.1071 | 462.3285 | 0.13486 | 469.3299 | 0.8827 | 463.41 | -0.002223 | 469.3299 | 0.08962 | 463.41 | -0.0077534 | 469.3299 | 0.0065151 | 462.221 | 0.000145 | 469.3299 | 0.01671 | 462.221 | 0.00011511 | 469.3299 | 0.004378 | 468.7269 | 0.014118 | 699.3826 | 0.053282 | 468.7269 | -0.0079191 | 698.6453 | 0 | 699.3826 | 0.0094299 | 468.7269 | 0.46641 | 469.3299 | 0.4249
|  | 462.4416 | 0.005004 | 469.5518 | 0.052535 | 468.949 | 0.20476 | 462.4416 | 0.010794 | 469.5518 | 0.016937 | 468.949 | 0.031756 | 468.949 | #REF! | 462.3363 | 7.9346 | 469.5518 | 3.4757 | 463.64 | 13.4531 | 469.5518 | 11.9687 | 462.4416 | 0.13637 | 469.5518 | 0.90439 | 463.64 | -0.0060669 | 469.5518 | 0.088926 | 463.64 | -0.0022444 | 469.5518 | 0 | 462.3363 | 0.00018034 | 469.5518 | 0 | 462.3363 | 0.00013841 | 469.5518 | 0 | 468.949 | -0.0019712 | 699.5456 | 0.040801 | 468.949 | -0.0075235 | 698.8084 | 0 | 699.5456 | 0.0098015 | 468.949 | 0.44432 | 469.5518 | 0.4176
|  | 462.5548 | 0 | 469.7737 | 0.060654 | 469.171 | 0.20851 | 462.5548 | 0 | 469.7737 | 0.037876 | 469.171 | 0.11735 | 469.171 | #REF! | 462.4517 | 7.8411 | 469.7737 | 3.4424 | 463.86 | 13.0846 | 469.7737 | 11.8255 | 462.5548 | 0.14671 | 469.7737 | 0.93809 | 463.86 | -0.001757 | 469.7737 | 0.095872 | 463.86 | 0.0014282 | 469.7737 | 0.0020325 | 462.4517 | 0.00015375 | 469.7737 | 0.024316 | 462.4517 | 0.00014012 | 469.7737 | 0.01401 | 469.171 | 0.014839 | 699.7086 | 0.052102 | 469.171 | 0.0073464 | 698.9715 | 7.1499e-05 | 699.7086 | 0.0089189 | 469.171 | 0.45274 | 469.7737 | 0.42099
|  | 462.668 | 0.0072224 | 469.9956 | 0.045115 | 469.3931 | 0.16132 | 462.668 | 0.0081166 | 469.9956 | -0.0055536 | 469.3931 | 0.07688 | 469.3931 | #REF! | 462.567 | 7.7887 | 469.9956 | 3.3257 | 464.08 | 13.2826 | 469.9956 | 11.7678 | 462.668 | 0.1341 | 469.9956 | 0.95211 | 464.08 | -0.0065332 | 469.9956 | 0.093424 | 464.08 | 5.1009e-05 | 469.9956 | 0 | 462.567 | 0.00015375 | 469.9956 | 0 | 462.567 | 0.00015006 | 469.9956 | 0 | 469.3931 | -0.013288 | 699.8715 | 0.041164 | 469.3931 | -0.0094272 | 699.1346 | 0.00010725 | 699.8715 | 0.0093369 | 469.3931 | 0.43646 | 469.9956 | 0.41524
|  | 462.7811 | 0 | 470.2176 | 0.058895 | 469.6152 | 0.19775 | 462.7811 | 0 | 470.2176 | 0.019991 | 469.6152 | 0.1158 | 469.6152 | #REF! | 462.6824 | 7.6976 | 470.2176 | 3.3101 | 464.3 | 12.9973 | 470.2176 | 11.7784 | 462.7811 | 0.13357 | 470.2176 | 1.0023 | 464.3 | -0.0060669 | 470.2176 | 0.10092 | 464.3 | 0.0021933 | 470.2176 | 0.00079656 | 462.6824 | 0.0001237 | 470.2176 | 0.015387 | 462.6824 | 0.00016016 | 470.2176 | 0.0096237 | 469.6152 | 0.013464 | 700.0345 | 0.05251 | 469.6152 | 0.0015197 | 699.2977 | 7.1499e-05 | 700.0345 | 0.009244 | 469.6152 | 0.44361 | 470.2176 | 0.41735
|  | 462.8943 | 0 | 470.4395 | 0.025949 | 469.8373 | 0.18398 | 462.8943 | 0 | 470.4395 | 0.0078976 | 469.8373 | 0.045591 | 469.8373 | #REF! | 462.7978 | 7.6188 | 470.4395 | 3.1686 | 464.53 | 12.9981 | 470.4395 | 11.6327 | 462.8943 | 0.14192 | 470.4395 | 1.0233 | 464.53 | -0.0033879 | 470.4395 | 0.099842 | 464.53 | 0.0026524 | 470.4395 | 0 | 462.7978 | 0.00013311 | 470.4395 | 0 | 462.7978 | 0.00018843 | 470.4395 | 0 | 469.8373 | -0.0172 | 700.1975 | 0.035491 | 469.8373 | -0.012482 | 699.4609 | 0.00010725 | 700.1975 | 0.01008 | 469.8373 | 0.41782 | 470.4395 | 0.41035
|  | 463.0075 | 0 | 470.6615 | 0.0556 | 470.0595 | 0.19618 | 463.0075 | 0 | 470.6615 | 0.050633 | 470.0595 | 0.1178 | 470.0595 | #REF! | 462.9131 | 7.5017 | 470.6615 | 3.1647 | 464.75 | 12.536 | 470.6615 | 11.5593 | 463.0075 | 0.13335 | 470.6615 | 1.0638 | 464.75 | 0.0038344 | 470.6615 | 0.10646 | 464.75 | -0.0017853 | 470.6615 | 0.00037321 | 462.9131 | 0.00013575 | 470.6615 | 0.016093 | 462.9131 | 0.00016856 | 470.6615 | 0.0086341 | 470.0595 | 0.01681 | 700.3606 | 0.050196 | 470.0595 | -0.00067013 | 699.624 | 7.1499e-05 | 700.3606 | 0.0095228 | 470.0595 | 0.42714 | 470.6615 | 0.41314
|  | 463.1206 | 0.0072224 | 470.8834 | 0.05942 | 470.2816 | 0.17678 | 463.1206 | 0.012609 | 470.8834 | 0.011765 | 470.2816 | 0.04639 | 470.2816 | #REF! | 463.0285 | 7.4204 | 470.8834 | 3.0631 | 464.97 | 12.4694 | 470.8834 | 11.4557 | 463.1206 | 0.13863 | 470.8834 | 1.0861 | 464.97 | -0.01096 | 470.8834 | 0.10502 | 464.97 | -0.00056109 | 470.8834 | 0 | 463.0285 | 0.0001445 | 470.8834 | 0 | 463.0285 | 0.00016856 | 470.8834 | 0 | 470.2816 | -0.017847 | 700.5236 | 0.057956 | 470.2816 | -0.002232 | 699.7871 | 0.00032174 | 700.5236 | 0.009755 | 470.2816 | 0.41418 | 470.8834 | 0.40959
|  | 463.2338 | 0 | 471.1054 | 0.047203 | 470.5038 | 0.20197 | 463.2338 | 0 | 471.1054 | 0.030894 | 470.5038 | 0.12422 | 470.5038 | #REF! | 463.1439 | 7.3213 | 471.1054 | 3.0421 | 465.19 | 12.2919 | 471.1054 | 11.388 | 463.2338 | 0.12966 | 471.1054 | 1.1315 | 465.19 | 0.0075623 | 471.1054 | 0.11715 | 465.19 | -0.0049988 | 471.1054 | 0.0076603 | 463.1439 | 0.00014913 | 471.1054 | 0.013943 | 463.1439 | 0.00011168 | 471.1054 | 0.012265 | 470.5038 | 0.021992 | 700.6866 | 0.05546 | 470.5038 | 0.0087695 | 699.9502 | 7.1499e-05 | 700.6866 | 0.0088724 | 470.5038 | 0.40926 | 471.1054 | 0.4104
|  | 463.347 | 0.00012322 | 471.3274 | 0.056625 | 470.7259 | 0.19411 | 463.347 | 0.020252 | 471.3274 | 0.021299 | 470.7259 | 0.034728 | 470.7259 | #REF! | 463.2593 | 7.2604 | 471.3274 | 2.9133 | 465.42 | 12.0015 | 471.3274 | 11.1923 | 463.347 | 0.12864 | 471.3274 | 1.1526 | 465.42 | -0.002223 | 471.3274 | 0.11335 | 465.42 | -0.0080593 | 471.3274 | 0 | 463.2593 | 0.00014533 | 471.3274 | 0 | 463.2593 | 7.5028e-05 | 471.3274 | 0 | 470.7259 | -0.006869 | 700.8496 | 0.060498 | 470.7259 | -0.01379 | 700.1134 | 0.00010725 | 700.8496 | 0.0091976 | 470.7259 | 0.40052 | 471.3274 | 0.4061
|  | 463.4601 | 0 | 471.5494 | 0.060361 | 470.9481 | 0.19423 | 463.4601 | 0 | 471.5494 | 0.035976 | 470.9481 | 0.086383 | 470.9481 | #REF! | 463.3747 | 7.1736 | 471.5494 | 2.894 | 465.64 | 11.9023 | 471.5494 | 11.1383 | 463.4601 | 0.11821 | 471.5494 | 1.194 | 465.64 | -0.00035917 | 471.5494 | 0.12139 | 465.64 | 0.0083142 | 471.5494 | 0.0064117 | 463.3747 | 0.00015062 | 471.5494 | 0.014353 | 463.3747 | 9.5069e-05 | 471.5494 | 0.012474 | 470.9481 | 0.016312 | 701.0126 | 0.048607 | 470.9481 | 0.0036592 | 700.2765 | 0.00050049 | 701.0126 | 0.0087795 | 470.9481 | 0.41214 | 471.5494 | 0.40869
|  | 463.5733 | 0.0083961 | 471.7715 | 0.041408 | 471.1703 | 0.18254 | 463.5733 | 0.016431 | 471.7715 | 0.0094597 | 471.1703 | 0.029207 | 471.1703 | #REF! | 463.4901 | 7.1101 | 471.7715 | 2.7331 | 465.86 | 11.6393 | 471.7715 | 10.8089 | 463.5733 | 0.13672 | 471.7715 | 1.1986 | 465.86 | -0.0040868 | 471.7715 | 0.1171 | 465.86 | -0.0048458 | 471.7715 | 0 | 463.4901 | 0.00015986 | 471.7715 | 0 | 463.4901 | 0.00013687 | 471.7715 | 0 | 471.1703 | -0.012617 | 701.1757 | 0.048834 | 471.1703 | 0.0012654 | 700.4397 | 0.00010725 | 701.1757 | 0.0092905 | 471.1703 | 0.3896 | 471.7715 | 0.40477
|  | 463.6865 | 0 | 471.9935 | 0.078644 | 471.3925 | 0.18887 | 463.6865 | 0 | 471.9935 | 0.011642 | 471.3925 | 0.12396 | 471.3925 | #REF! | 463.6055 | 7.0178 | 471.9935 | 2.6872 | 466.08 | 11.2974 | 471.9935 | 10.6179 | 463.6865 | 0.14014 | 471.9935 | 1.2456 | 466.08 | -0.0075817 | 471.9935 | 0.12739 | 466.08 | -0.0062227 | 471.9935 | 0.0064392 | 463.6055 | 0.00014996 | 471.9935 | 0.013542 | 463.6055 | 0.00015845 | 471.9935 | 0.012476 | 471.3925 | 0.010867 | 701.3387 | 0.062631 | 471.3925 | 0.016049 | 700.6028 | 0 | 701.3387 | 0.008826 | 471.3925 | 0.39407 | 471.9935 | 0.40704
|  | 463.7997 | 0 | 472.2155 | 0.045259 | 471.6148 | 0.18175 | 463.7997 | 0.021207 | 472.2155 | 0.011819 | 471.6148 | 0.069909 | 471.6148 | #REF! | 463.7209 | 6.9413 | 472.2155 | 2.5815 | 466.31 | 11.2622 | 472.2155 | 10.3978 | 463.7997 | 0.14418 | 472.2155 | 1.2529 | 466.31 | -0.006999 | 472.2155 | 0.1252 | 466.31 | -0.0028565 | 472.2155 | 0 | 463.7209 | 0.00014417 | 472.2155 | 0 | 463.7209 | 0.00010346 | 472.2156 | 0 | 471.6148 | -0.0052958 | 701.5018 | 0.05714 | 471.6148 | 0.0016366 | 700.766 | 0.00032174 | 701.5018 | 0.0095692 | 471.6148 | 0.34848 | 472.2155 | 0.40166
|  | 463.9129 | 0 | 472.4376 | 0.058522 | 471.837 | 0.18826 | 463.9129 | 0 | 472.4376 | 0.050439 | 471.837 | 0.11226 | 471.837 | #REF! | 463.8363 | 6.8392 | 472.4376 | 2.5334 | 466.53 | 10.9865 | 472.4376 | 10.2541 | 463.9129 | 0.13672 | 472.4376 | 1.298 | 466.53 | -0.0001262 | 472.4376 | 0.13313 | 466.53 | 0.0087736 | 472.4376 | 0.0030545 | 463.8363 | 0.00013146 | 472.4376 | 0.011654 | 463.8363 | 7.8454e-05 | 472.4376 | 0.011833 | 471.837 | 0.0099986 | 701.6648 | 0.060543 | 471.837 | 0.00020444 | 700.9291 | 7.1499e-05 | 701.6648 | 0.0093369 | 471.837 | 0.40518 | 472.4376 | 0.40569
|  | 464.026 | 0 | 472.6597 | 0.05189 | 472.0592 | 0.17951 | 464.026 | 0.0062945 | 472.6597 | 0.0046839 | 472.0592 | 0.025914 | 472.0592 | #REF! | 463.9517 | 6.7682 | 472.6597 | 2.4145 | 466.75 | 10.7393 | 472.6597 | 9.9588 | 464.026 | 0.13006 | 472.6597 | 1.3053 | 466.75 | -0.0045528 | 472.6597 | 0.1314 | 466.75 | 0.0017343 | 472.6597 | 0 | 463.9517 | 0.00013641 | 472.6597 | 0 | 463.9517 | 7.6741e-05 | 472.6597 | 0 | 472.0593 | -0.019502 | 701.8279 | 0.059046 | 472.0592 | -0.0095739 | 701.0923 | 0.00010725 | 701.8279 | 0.009755 | 472.0593 | 0.3638 | 472.6597 | 0.40121
|  | 464.1392 | 0 | 472.8818 | 0.058028 | 472.2815 | 0.19634 | 464.1392 | 0 | 472.8818 | 0.03957 | 472.2815 | 0.11813 | 472.2815 | #REF! | 464.0671 | 6.687 | 472.8818 | 2.4389 | 466.97 | 10.3348 | 472.8818 | 9.8695 | 464.1392 | 0.14747 | 472.8818 | 1.3661 | 466.97 | -0.0061837 | 472.8818 | 0.14169 | 466.97 | -0.0023974 | 472.8818 | 0.0041247 | 464.0671 | 0.00014219 | 472.8818 | 0.014624 | 464.0671 | 7.5028e-05 | 472.8818 | 0.01428 | 472.2815 | 0.022399 | 701.9909 | 0.06254 | 472.2815 | 0.011313 | 701.2555 | 0 | 701.9909 | 0.0091047 | 472.2815 | 0.37108 | 472.8818 | 0.40198
|  | 464.2524 | 0.0010107 | 473.1039 | 0.037368 | 472.5038 | 0.18029 | 464.2524 | 0.010794 | 473.1039 | 0.013283 | 472.5038 | 0.054604 | 472.5038 | #REF! | 464.1825 | 6.6366 | 473.1039 | 2.3118 | 467.2 | 10.2143 | 473.1039 | 9.8005 | 464.2524 | 0.13885 | 473.1039 | 1.3956 | 467.2 | -0.0051353 | 473.1039 | 0.14114 | 467.2 | -0.010049 | 473.1039 | 0 | 464.1825 | 0.00013493 | 473.1039 | 0 | 464.1825 | 8.8389e-05 | 473.1039 | 0 | 472.5038 | -0.020133 | 702.154 | 0.048743 | 472.5038 | -0.0081581 | 701.4186 | 0 | 702.154 | 0.0096621 | 472.5038 | 0.35365 | 473.1039 | 0.39678
|  | 464.3656 | 0 | 473.326 | 0.082915 | 472.7261 | 0.18375 | 464.3656 | 0 | 473.326 | 0.040621 | 472.7261 | 0.071005 | 472.7261 | #REF! | 464.2979 | 6.5593 | 473.326 | 2.2948 | 467.42 | 9.9449 | 473.326 | 9.6591 | 464.3656 | 0.13965 | 473.326 | 1.4458 | 467.42 | -0.0011746 | 473.326 | 0.14847 | 467.42 | 0.0093854 | 473.326 | 0 | 464.2979 | 0.0001346 | 473.326 | 0.020283 | 464.2979 | 0.00011511 | 473.326 | 0.010559 | 472.7261 | 0.017298 | 702.3171 | 0.065672 | 472.7261 | -0.0033575 | 701.5818 | 0 | 702.3171 | 0.0093834 | 472.7261 | 0.36221 | 473.326 | 0.39882
|  | 464.4788 | 0.003377 | 473.5481 | 0.061192 | 472.9484 | 0.17489 | 464.4788 | 0.0079509 | 473.5481 | -0.0067345 | 472.9484 | 0.04959 | 472.9484 | #REF! | 464.4134 | 6.4973 | 473.5481 | 2.2138 | 467.64 | 9.8349 | 473.5481 | 9.4094 | 464.4788 | 0.1429 | 473.5481 | 1.4666 | 467.64 | -0.0021065 | 473.5481 | 0.14765 | 467.64 | -0.00607 | 473.5481 | 0 | 464.4134 | 0.00013806 | 473.5481 | 0 | 464.4134 | 0.00015519 | 473.5481 | 0 | 472.9484 | -0.019486 | 702.4802 | 0.056595 | 472.9484 | -0.0063552 | 701.745 | 0.00010725 | 702.4802 | 0.0096157 | 472.9484 | 0.35461 | 473.5481 | 0.3971
|  | 464.592 | 0 | 473.7703 | 0.091046 | 473.1707 | 0.18058 | 464.592 | 0 | 473.7703 | 0.029336 | 473.1707 | 0.104 | 473.1707 | #REF! | 464.5288 | 6.4111 | 473.7703 | 2.1768 | 467.86 | 9.4113 | 473.7703 | 9.226 | 464.592 | 0.14356 | 473.7703 | 1.4974 | 467.86 | 0.0072128 | 473.7703 | 0.15519 | 467.86 | 0.0032646 | 473.7703 | 0.0048671 | 464.5288 | 0.00014153 | 473.7703 | 0.020151 | 464.5288 | 0.00013841 | 473.7703 | 0.012997 | 473.1707 | 0.014794 | 702.6432 | 0.064764 | 473.1707 | 0.0050744 | 701.9082 | 7.1499e-05 | 702.6432 | 0.0089189 | 473.1707 | 0.35123 | 473.7703 | 0.3995
|  | 464.7052 | 0 | 473.9924 | 0.030812 | 473.3931 | 0.17081 | 464.7052 | 0.010603 | 473.9924 | 0.0075662 | 473.3931 | 0.012904 | 473.3931 | #REF! | 464.6442 | 6.3543 | 473.9924 | 2.0718 | 468.09 | 9.3653 | 473.9924 | 9.035 | 464.7052 | 0.14352 | 473.9924 | 1.5298 | 468.09 | -0.0067659 | 473.9924 | 0.15303 | 468.09 | -0.005917 | 473.9924 | 0 | 464.6442 | 0.00012915 | 473.9924 | 0 | 464.6442 | 0.00012505 | 473.9924 | 0 | 473.3931 | -0.012758 | 702.8063 | 0.058002 | 473.3931 | -0.01611 | 702.0714 | 0.00010725 | 702.8063 | 0.0091047 | 473.3931 | 0.33846 | 473.9924 | 0.39681
|  | 464.8184 | 0 | 474.2146 | 0.053437 | 473.6154 | 0.1833 | 464.8184 | 0 | 474.2146 | 0.053358 | 473.6154 | 0.090039 | 473.6154 | #REF! | 464.7597 | 6.2771 | 474.2146 | 2.0376 | 468.31 | 9.0524 | 474.2146 | 8.849 | 464.8184 | 0.13912 | 474.2146 | 1.569 | 468.31 | -0.0075817 | 474.2146 | 0.16278 | 468.31 | -0.0007141 | 474.2146 | 0.0039341 | 464.7597 | 0.00013294 | 474.2146 | 0.017381 | 464.7597 | 0.000105 | 474.2146 | 0.015141 | 473.6154 | 0.0090552 | 702.9694 | 0.067896 | 473.6154 | 0.0056169 | 702.2346 | 0 | 702.9694 | 0.0088724 | 473.6154 | 0.34222 | 474.2146 | 0.3982
|  | 464.9316 | 0.0039686 | 474.4368 | 0.046584 | 473.8378 | 0.15463 | 464.9316 | 0.011081 | 474.4368 | 0.00021005 | 473.8378 | 0.037741 | 473.8378 | #REF! | 464.8751 | 6.2112 | 474.4368 | 1.964 | 468.53 | 8.9698 | 474.4368 | 8.6612 | 464.9316 | 0.14267 | 474.4368 | 1.5936 | 468.53 | -0.006999 | 474.4368 | 0.1602 | 468.53 | -0.0062227 | 474.4368 | 0 | 464.8751 | 0.00015111 | 474.4368 | 0 | 464.8751 | 0.00011014 | 474.4368 | 0 | 473.8378 | -0.013792 | 703.1325 | 0.051149 | 473.8378 | -0.013904 | 702.3978 | 0.00010725 | 703.1325 | 0.0094299 | 473.8378 | 0.33303 | 474.4368 | 0.39688
|  | 465.0448 | 0 | 474.659 | 0.069045 | 474.0601 | 0.17771 | 465.0448 | 0 | 474.659 | 0.054022 | 474.0601 | 0.06925 | 474.0601 | #REF! | 464.9906 | 6.1128 | 474.659 | 1.9614 | 468.75 | 8.4959 | 474.659 | 8.5828 | 465.0448 | 0.13965 | 474.659 | 1.6525 | 468.75 | -0.0023395 | 474.659 | 0.16992 | 468.75 | -0.0031625 | 474.659 | 0.0053136 | 464.9906 | 0.00016647 | 474.659 | 0.013617 | 464.9906 | 9.8495e-05 | 474.659 | 0.011597 | 474.0601 | 0.014455 | 703.2956 | 0.066534 | 474.0601 | 0.0068751 | 702.561 | 0 | 703.2956 | 0.0095228 | 474.0601 | 0.33494 | 474.659 | 0.39727
|  | 465.158 | 0.0041166 | 474.8812 | 0.058505 | 474.2825 | 0.18309 | 465.158 | 0.014616 | 474.8812 | 0.0087339 | 474.2825 | 0.029481 | 474.2825 | #REF! | 465.106 | 6.0514 | 474.8812 | 1.8843 | 468.98 | 8.489 | 474.8812 | 8.436 | 465.158 | 0.15728 | 474.8812 | 1.6881 | 468.98 | -0.002456 | 474.8812 | 0.17189 | 468.98 | 0.0014282 | 474.8812 | 0 | 465.106 | 0.00015887 | 474.8812 | 0 | 465.106 | 0.00012847 | 474.8812 | 0 | 474.2825 | -0.012815 | 703.4588 | 0.069757 | 474.2825 | 0.00019679 | 702.7243 | 0.00010725 | 703.4588 | 0.010173 | 474.2825 | 0.32703 | 474.8812 | 0.39162
|  | 465.2712 | 0 | 475.1034 | 0.066218 | 474.5049 | 0.1804 | 465.2712 | 0 | 475.1034 | 0.037367 | 474.5049 | 0.11076 | 474.5049 | #REF! | 465.2215 | 5.9699 | 475.1034 | 1.8778 | 469.2 | 8.0885 | 475.1034 | 8.3151 | 465.2712 | 0.15804 | 475.1034 | 1.7413 | 469.2 | 0.0065138 | 475.1034 | 0.18066 | 469.2 | 0.0044887 | 475.1034 | 0.0040332 | 465.2215 | 0.00013806 | 475.1034 | 0.013164 | 465.2215 | 0.00015845 | 475.1034 | 0.012865 | 474.5049 | 0.018607 | 703.6219 | 0.066534 | 474.5049 | 0.0072062 | 702.8875 | 0 | 703.6219 | 0.0094299 | 474.5049 | 0.33252 | 475.1034 | 0.39611
|  | 465.3844 | 0.01317 | 475.3256 | 0.057485 | 474.7274 | 0.17796 | 465.3844 | 0.014042 | 475.3256 | 0.0149 | 474.7274 | 0.037395 | 474.7274 | #REF! | 465.3369 | 5.922 | 475.3256 | 1.8034 | 469.42 | 7.8712 | 475.3256 | 8.1254 | 465.3844 | 0.15426 | 475.3256 | 1.7716 | 469.42 | -0.0079311 | 475.3256 | 0.18197 | 469.42 | 0.00051009 | 475.3256 | 0 | 465.3369 | 0.00013311 | 475.3256 | 0 | 465.3369 | 0.00015177 | 475.3256 | 0 | 474.7274 | -0.013221 | 703.785 | 0.068168 | 474.7274 | -0.0022167 | 703.0507 | 0.00010725 | 703.785 | 0.0094763 | 474.7274 | 0.32843 | 475.3256 | 0.39546
|  | 465.4976 | 0 | 475.5479 | 0.091702 | 474.9498 | 0.18407 | 465.4976 | 0 | 475.5479 | 0.024451 | 474.9498 | 0.10986 | 474.9498 | #REF! | 465.4524 | 5.845 | 475.5479 | 1.8253 | 469.64 | 7.6249 | 475.5479 | 8.0421 | 465.4976 | 0.15022 | 475.5479 | 1.828 | 469.64 | -0.00199 | 475.5479 | 0.19052 | 469.64 | -0.0010202 | 475.5479 | 0.0054947 | 465.4524 | 0.00011924 | 475.5479 | 0.013515 | 465.4524 | 0.0001802 | 475.5479 | 0.01101 | 474.9498 | 0.022399 | 703.9481 | 0.069167 | 474.9498 | -0.0069642 | 703.2139 | 7.1499e-05 | 703.9481 | 0.0089189 | 474.9498 | 0.33616 | 475.5479 | 0.39845
|  | 465.6108 | 0.0060393 | 475.7701 | 0.037647 | 475.1722 | 0.17846 | 465.6108 | 0.0036442 | 475.7701 | 0.014233 | 475.1722 | 0.053779 | 475.1722 | #REF! | 465.5679 | 5.8031 | 475.7701 | 1.74 | 469.87 | 7.5411 | 475.7701 | 7.8783 | 465.6108 | 0.15235 | 475.7701 | 1.8683 | 469.87 | 0.0072128 | 475.7701 | 0.19172 | 469.87 | 0.0058659 | 475.7701 | 0 | 465.5679 | 0.00012882 | 475.7701 | 0 | 465.5679 | 0.00017678 | 475.7701 | 0 | 475.1722 | -0.01078 | 704.1113 | 0.067669 | 475.1722 | -0.0074931 | 703.3772 | 0.00032174 | 704.1113 | 0.009755 | 475.1722 | 0.32269 | 475.7701 | 0.39468
|  | 465.724 | 0 | 475.9924 | 0.073935 | 475.3947 | 0.18978 | 465.724 | 0 | 475.9924 | 0.0371 | 475.3947 | 0.13119 | 475.3947 | #REF! | 465.6833 | 5.7238 | 475.9924 | 1.7456 | 470.09 | 7.198 | 475.9924 | 7.8279 | 465.724 | 0.15564 | 475.9924 | 1.9407 | 470.09 | -0.00059213 | 475.9924 | 0.2046 | 470.09 | -0.0056109 | 475.9924 | 0.0044197 | 465.6833 | 0.00013575 | 475.9924 | 0.013209 | 465.6833 | 0.00018688 | 475.9924 | 0.010636 | 475.3947 | 0.035227 | 704.2744 | 0.067487 | 475.3947 | 0.013209 | 703.5404 | 0 | 704.2744 | 0.0093834 | 475.3947 | 0.33865 | 475.9924 | 0.39704
|  | 465.8373 | 0.0054477 | 476.2147 | 0.049665 | 475.6172 | 0.18238 | 465.8373 | 0.011081 | 476.2147 | 0.014282 | 475.6172 | 0.012098 | 475.6172 | #REF! | 465.7988 | 5.6736 | 476.2147 | 1.674 | 470.31 | 7.1309 | 476.2147 | 7.6598 | 465.8373 | 0.16306 | 476.2147 | 1.9762 | 470.31 | 0.0036014 | 476.2147 | 0.20454 | 470.31 | -0.0020913 | 476.2147 | 0 | 465.7988 | 0.00015293 | 476.2147 | 0 | 465.7988 | 0.00013018 | 476.2147 | 0 | 475.6172 | -0.017906 | 704.4375 | 0.06785 | 475.6172 | -0.0063641 | 703.7037 | 0.00032174 | 704.4375 | 0.010127 | 475.6172 | 0.32371 | 476.2147 | 0.39656
|  | 465.9505 | 0 | 476.437 | 0.05738 | 475.8396 | 0.18201 | 465.9505 | 0 | 476.437 | 0.035508 | 475.8396 | 0.12461 | 475.8396 | #REF! | 465.9143 | 5.5924 | 476.437 | 1.6739 | 470.54 | 6.8338 | 476.437 | 7.5008 | 465.9505 | 0.15804 | 476.437 | 2.0099 | 470.54 | -0.0046693 | 476.437 | 0.21309 | 470.54 | 0.0087736 | 476.437 | 0.0071233 | 465.9143 | 0.00013113 | 476.437 | 0.0080604 | 465.9143 | 0.00014509 | 476.437 | 0.010793 | 475.8396 | 0.011517 | 704.6007 | 0.06894 | 475.8396 | 0.0048725 | 703.8669 | 0 | 704.6007 | 0.0092905 | 475.8396 | 0.33571 | 476.437 | 0.40168
|  | 466.0637 | 0.0061872 | 476.6593 | 0.048547 | 476.0621 | 0.17062 | 466.0637 | 0.0086135 | 476.6593 | 0.013761 | 476.0621 | 0.07266 | 476.0621 | #REF! | 466.0298 | 5.5492 | 476.6593 | 1.5676 | 470.76 | 6.5589 | 476.6593 | 7.2984 | 466.0637 | 0.1579 | 476.6593 | 2.0403 | 470.76 | -0.013289 | 476.6593 | 0.21222 | 470.76 | -0.0037746 | 476.6593 | 0 | 466.0298 | 0.0001346 | 476.6593 | 0 | 466.0298 | 0.00014337 | 476.6593 | 0 | 476.0621 | -0.0090837 | 704.7639 | 0.070074 | 476.0621 | -0.015107 | 704.0302 | 0.00010725 | 704.7639 | 0.0096621 | 476.0621 | 0.32083 | 476.6593 | 0.39763
|  | 466.1769 | 0 | 476.8816 | 0.061549 | 476.2847 | 0.17958 | 466.1769 | 0 | 476.8816 | 0.03358 | 476.2847 | 0.10227 | 476.2847 | #REF! | 466.1453 | 5.4777 | 476.8816 | 1.5585 | 470.98 | 6.4989 | 476.8816 | 7.1112 | 466.1769 | 0.17092 | 476.8816 | 2.0701 | 470.98 | 0.0098918 | 476.8816 | 0.22128 | 470.98 | 0.0023464 | 476.8816 | 0.0045353 | 466.1453 | 0.00013179 | 476.8816 | 0.01433 | 466.1453 | 0.00013515 | 476.8816 | 0.011649 | 476.2846 | 0.012974 | 704.927 | 0.068713 | 476.2847 | 0.010949 | 704.1935 | 0 | 704.927 | 0.0087331 | 476.2846 | 0.3246 | 476.8816 | 0.40197
|  | 466.2901 | 0.0052997 | 477.104 | 0.05233 | 476.5072 | 0.16203 | 466.2901 | 0.0072884 | 477.104 | -0.0017608 | 476.5072 | 0.0029029 | 476.5072 | #REF! | 466.2608 | 5.4389 | 477.104 | 1.4953 | 471.2 | 6.2874 | 477.104 | 7.0201 | 466.2901 | 0.16168 | 477.104 | 2.1284 | 471.2 | 0.0015046 | 477.104 | 0.22306 | 471.2 | 0.0040296 | 477.104 | 0 | 466.2608 | 0.00015458 | 477.104 | 0 | 466.2608 | 0.000105 | 477.104 | 0 | 476.5072 | -0.020363 | 705.0902 | 0.07189 | 476.5072 | 0.00097674 | 704.3568 | 0.00032174 | 705.0902 | 0.0096621 | 476.5072 | 0.31624 | 477.104 | 0.40098
|  | 466.4034 | 0 | 477.3263 | 0.067269 | 476.7297 | 0.18245 | 466.4034 | 0 | 477.3263 | 0.023346 | 476.7297 | 0.14096 | 476.7297 | #REF! | 466.3763 | 5.3633 | 477.3263 | 1.4967 | 471.43 | 6.1041 | 477.3263 | 6.9023 | 466.4034 | 0.16736 | 477.3263 | 2.1824 | 471.43 | -0.0036209 | 477.3263 | 0.23484 | 471.43 | 0.0052539 | 477.3263 | 0.0054787 | 466.3763 | 0.0001346 | 477.3263 | 0.013178 | 466.3763 | 9.1815e-05 | 477.3263 | 0.010202 | 476.7297 | 0.013144 | 705.2534 | 0.068304 | 476.7297 | 0.012161 | 704.52 | 0 | 705.2534 | 0.0093369 | 476.7297 | 0.3232 | 477.3263 | 0.40379
|  | 466.5166 | 0.0010107 | 477.5487 | 0.060325 | 476.9523 | 0.17349 | 466.5166 | 0.011272 | 477.5487 | 0.0095962 | 476.9523 | 0.047419 | 476.9523 | #REF! | 466.4918 | 5.3059 | 477.5487 | 1.4256 | 471.65 | 5.8848 | 477.5487 | 6.7412 | 466.5166 | 0.16723 | 477.5487 | 2.2277 | 471.65 | 0.0026695 | 477.5487 | 0.23573 | 471.65 | -0.00607 | 477.5487 | 0 | 466.4918 | 0.0001303 | 477.5487 | 0 | 466.4918 | 0.00014337 | 477.5487 | 0 | 476.9523 | -0.018916 | 705.4166 | 0.06903 | 476.9523 | -0.0083808 | 704.6833 | 0.00032174 | 705.4166 | 0.0099408 | 476.9523 | 0.31132 | 477.5487 | 0.40257
|  | 466.6298 | 0 | 477.7711 | 0.079221 | 477.1748 | 0.18148 | 466.6298 | 0 | 477.7711 | 0.041685 | 477.1748 | 0.10402 | 477.1748 | #REF! | 466.6073 | 5.2193 | 477.7711 | 1.4539 | 471.87 | 5.7768 | 477.7711 | 6.6536 | 466.6298 | 0.17407 | 477.7711 | 2.2875 | 471.87 | 0.0010387 | 477.7711 | 0.24669 | 471.87 | 5.1009e-05 | 477.7711 | 0.0024649 | 466.6073 | 0.00011841 | 477.7711 | 0.014251 | 466.6073 | 0.00015177 | 477.7711 | 0.013629 | 477.1748 | 0.014429 | 705.5797 | 0.06599 | 477.1748 | 0.019749 | 704.8466 | 0 | 705.5797 | 0.0091047 | 477.1748 | 0.32288 | 477.7711 | 0.40478
|  | 466.7431 | 0 | 477.9934 | 0.04443 | 477.3974 | 0.17191 | 466.7431 | 0.015762 | 477.9934 | 0.010189 | 477.3974 | 0.033678 | 477.3974 | #REF! | 466.7228 | 5.1734 | 477.9935 | 1.3872 | 472.09 | 5.5331 | 477.9935 | 6.5416 | 466.7431 | 0.1599 | 477.9935 | 2.3329 | 472.09 | -0.010261 | 477.9934 | 0.24787 | 472.09 | 0.006019 | 477.9935 | 0 | 466.7228 | 0.00013889 | 477.9935 | 0 | 466.7228 | 0.00015519 | 477.9934 | 0 | 477.3974 | -0.014576 | 705.7429 | 0.072525 | 477.3974 | -0.0048811 | 705.0099 | 0.00010725 | 705.7429 | 0.009755 | 477.3974 | 0.30883 | 477.9934 | 0.40296
|  | 466.8563 | 0 | 478.2159 | 0.070782 | 477.62 | 0.17291 | 466.8563 | 0 | 478.2159 | 0.040967 | 477.62 | 0.17988 | 477.62 | #REF! | 466.8383 | 5.118 | 478.2159 | 1.3924 | 472.32 | 5.3325 | 478.2159 | 6.4828 | 466.8563 | 0.16257 | 478.2159 | 2.405 | 472.32 | 0.00068922 | 478.2159 | 0.26217 | 472.32 | 0.013058 | 478.2159 | 0.0023373 | 466.8383 | 0.00014797 | 478.2159 | 0.010205 | 466.8383 | 0.00011837 | 478.2158 | 0.014964 | 477.62 | 0.016113 | 705.9061 | 0.067397 | 477.62 | 0.008742 | 705.1732 | 0 | 705.9061 | 0.0090582 | 477.62 | 0.32122 | 478.2159 | 0.4061
|  | 466.9695 | 0.0085608 | 478.4383 | 0.039403 | 477.8426 | 0.18368 | 466.9695 | 0.0094417 | 478.4383 | 0.0093124 | 477.8426 | 0.032732 | 477.8426 | #REF! | 466.9538 | 5.0857 | 478.4383 | 1.3421 | 472.54 | 5.1902 | 478.4383 | 6.38 | 466.9695 | 0.15613 | 478.4383 | 2.4574 | 472.54 | -0.0082806 | 478.4383 | 0.26782 | 472.54 | -0.0037746 | 478.4383 | 0 | 466.9538 | 0.00016449 | 478.4383 | 0 | 466.9538 | 9.1815e-05 | 478.4383 | 0 | 477.8426 | -0.0020173 | 706.0693 | 0.072934 | 477.8426 | -0.0011592 | 705.3365 | 0.00032174 | 706.0693 | 0.0098479 | 477.8426 | 0.2884 | 478.4383 | 0.40263
|  | 467.0828 | 0 | 478.6607 | 0.061151 | 478.0652 | 0.17712 | 467.0828 | 0 | 478.6607 | 0.028585 | 478.0652 | 0.11204 | 478.0652 | #REF! | 467.0693 | 5.0267 | 478.6607 | 1.3612 | 472.76 | 5.0308 | 478.6607 | 6.3283 | 467.0828 | 0.17242 | 478.6607 | 2.5306 | 472.76 | 0.0052322 | 478.6607 | 0.28173 | 472.76 | 0.0077024 | 478.6607 | 0.0056208 | 467.0693 | 0.00016119 | 478.6607 | 0.024953 | 467.0693 | 9.6782e-05 | 478.6607 | 0.015309 | 478.0652 | 0.016053 | 706.2325 | 0.067669 | 478.0652 | -0.00081626 | 705.4998 | 7.1499e-05 | 706.2325 | 0.0090582 | 478.0652 | 0.33418 | 478.6607 | 0.40751
|  | 467.196 | 0.0047082 | 478.8831 | 0.054156 | 478.2879 | 0.17325 | 467.196 | 0.001822 | 478.8831 | 0.023941 | 478.2879 | 0.020373 | 478.2879 | #REF! | 467.1849 | 4.9881 | 478.8831 | 1.2785 | 472.99 | 4.9968 | 478.8831 | 6.1348 | 467.196 | 0.16092 | 478.8831 | 2.5637 | 472.99 | 0.0055817 | 478.8831 | 0.28049 | 472.99 | -0.0048458 | 478.8831 | 0 | 467.1849 | 0.00014996 | 478.8831 | 0 | 467.1849 | 0.00013018 | 478.8832 | 0 | 478.2879 | -0.001416 | 706.3958 | 0.071844 | 478.2879 | -0.017711 | 705.6631 | 0.00032174 | 706.3958 | 0.009755 | 478.2879 | 0.308 | 478.8831 | 0.40658
|  | 467.3093 | 0 | 479.1056 | 0.069606 | 478.5105 | 0.18525 | 467.3093 | 0 | 479.1056 | 0.037354 | 478.5105 | 0.082666 | 478.5105 | #REF! | 467.3004 | 4.9294 | 479.1056 | 1.2985 | 473.21 | 4.6125 | 479.1056 | 6.048 | 467.3093 | 0.15377 | 479.1056 | 2.6218 | 473.21 | -0.00035917 | 479.1056 | 0.29299 | 473.21 | -0.0085181 | 479.1056 | 0.0054772 | 467.3004 | 0.00013063 | 479.1056 | 0.018797 | 467.3004 | 0.00014012 | 479.1056 | 0.014805 | 478.5105 | 0.0081112 | 706.559 | 0.067896 | 478.5105 | -0.0019791 | 705.8265 | 0 | 706.559 | 0.0089653 | 478.5105 | 0.31228 | 479.1056 | 0.41295
|  | 467.4225 | 0.0054477 | 479.3281 | 0.049932 | 478.7332 | 0.16168 | 467.4225 | 0.0081166 | 479.3281 | 0.017152 | 478.7332 | 0.040349 | 478.7332 | #REF! | 467.416 | 4.8932 | 479.3281 | 1.2171 | 473.43 | 4.691 | 479.3281 | 5.8334 | 467.4225 | 0.17238 | 479.3281 | 2.627 | 473.43 | 0.0032519 | 479.3281 | 0.28987 | 473.43 | -0.0094364 | 479.3281 | 0 | 467.416 | 0.00014302 | 479.3281 | 0 | 467.416 | 0.00013841 | 479.3281 | 0 | 478.7332 | -0.0019714 | 706.7222 | 0.070937 | 478.7332 | -0.0071511 | 705.9898 | 0.00010725 | 706.7222 | 0.0099873 | 478.7332 | 0.3013 | 479.3281 | 0.40937
|  | 467.5358 | 0 | 479.5505 | 0.058763 | 478.9559 | 0.17471 | 467.5358 | 0 | 479.5505 | 0.019456 | 478.9559 | 0.09464 | 478.9559 | #REF! | 467.5315 | 4.8246 | 479.5506 | 1.2191 | 473.65 | 4.3831 | 479.5506 | 5.6885 | 467.5358 | 0.15906 | 479.5506 | 2.6616 | 473.65 | -0.0032714 | 479.5505 | 0.30053 | 473.65 | 0.0047948 | 479.5506 | 0.0028855 | 467.5315 | 0.00013608 | 479.5506 | 0.015266 | 467.5315 | 0.00013669 | 479.5505 | 0.014959 | 478.9559 | 0.018097 | 706.8854 | 0.065082 | 478.9559 | -0.0099394 | 706.1531 | 0 | 706.8854 | 0.0096157 | 478.9559 | 0.3087 | 479.5505 | 0.41468
|  | 467.649 | 0.003377 | 479.773 | 0.037979 | 479.1786 | 0.16676 | 467.649 | 0.005135 | 479.773 | 0.020285 | 479.1786 | 0.049439 | 479.1786 | #REF! | 467.647 | 4.7836 | 479.773 | 1.141 | 473.88 | 4.3784 | 479.773 | 5.5172 | 467.649 | 0.16683 | 479.773 | 2.6845 | 473.88 | 0.0045333 | 479.773 | 0.30227 | 473.88 | 0.00051009 | 479.773 | 0 | 467.647 | 0.00014219 | 479.773 | 0 | 467.647 | 0.00013173 | 479.773 | 0 | 479.1785 | -0.009138 | 707.0487 | 0.071663 | 479.1786 | -0.016713 | 706.3164 | 0.00010725 | 707.0487 | 0.01022 | 479.1785 | 0.30666 | 479.773 | 0.41281
|  | 467.7622 | 0 | 479.9955 | 0.071879 | 479.4013 | 0.17176 | 467.7622 | 0 | 479.9955 | 0.048463 | 479.4013 | 0.12461 | 479.4013 | #REF! | 467.7626 | 4.7159 | 479.9956 | 1.1436 | 474.1 | 4.1495 | 479.9956 | 5.4203 | 467.7622 | 0.17291 | 479.9956 | 2.7271 | 474.1 | 0.0086102 | 479.9955 | 0.31202 | 474.1 | 0.0063253 | 479.9956 | 0.006569 | 467.7626 | 0.00011775 | 479.9956 | 0.022286 | 467.7626 | 0.00011014 | 479.9955 | 0.015198 | 479.4013 | 0.011487 | 707.2119 | 0.062132 | 479.4013 | -0.0027411 | 706.4798 | 0 | 707.2119 | 0.0095692 | 479.4013 | 0.31381 | 479.9955 | 0.41709
|  | 467.8755 | 0.001898 | 480.2181 | 0.021648 | 479.624 | 0.14791 | 467.8755 | 0.01089 | 480.2181 | 0.014521 | 479.624 | 0.064567 | 479.624 | #REF! | 467.8781 | 4.685 | 480.2181 | 1.0799 | 474.32 | 4.0343 | 480.2181 | 5.3148 | 467.8755 | 0.16785 | 480.2181 | 2.7704 | 474.32 | -0.0049022 | 480.2181 | 0.31523 | 474.32 | -0.0085181 | 480.2181 | 0 | 467.8781 | 0.0001303 | 480.2181 | 0 | 467.8781 | 0.00012676 | 480.2181 | 0 | 479.624 | -0.024028 | 707.3751 | 0.070619 | 479.624 | 0.0071145 | 706.6431 | 0.00010725 | 707.3751 | 0.0098015 | 479.624 | 0.30251 | 480.2181 | 0.41717
|  | 467.9887 | 0 | 480.4406 | 0.065539 | 479.8467 | 0.18193 | 467.9887 | 0 | 480.4406 | 0.041601 | 479.8467 | 0.11412 | 479.8467 | #REF! | 467.9937 | 4.6204 | 480.4406 | 1.1108 | 474.55 | 3.8414 | 480.4406 | 5.2556 | 467.9887 | 0.17895 | 480.4406 | 2.8454 | 474.55 | 0.00022327 | 480.4406 | 0.33308 | 474.55 | -0.0037746 | 480.4406 | 0.011845 | 467.9937 | 0.00013542 | 480.4406 | 0.024008 | 467.9937 | 0.00018843 | 480.4406 | 0.015818 | 479.8467 | 0.017878 | 707.5384 | 0.062132 | 479.8467 | 0.011892 | 706.8065 | 0 | 707.5384 | 0.0092905 | 479.8467 | 0.3126 | 480.4406 | 0.42634
|  | 468.102 | 0.001898 | 480.6631 | 0.032903 | 480.0694 | 0.1664 | 468.102 | 0.0066257 | 480.6631 | 0.013236 | 480.0694 | 0.028431 | 480.0694 | #REF! | 468.1093 | 4.5885 | 480.6632 | 1.0532 | 474.77 | 3.8357 | 480.6632 | 5.1848 | 468.102 | 0.16949 | 480.6632 | 2.9087 | 474.77 | -0.0040868 | 480.6631 | 0.3369 | 474.77 | 0.0032646 | 480.6632 | 0 | 468.1093 | 0.00013873 | 480.6632 | 0 | 468.1093 | 0.00027031 | 480.6631 | 0 | 480.0695 | 0.00049178 | 707.7017 | 0.071163 | 480.0694 | -0.010878 | 706.9698 | 0 | 707.7017 | 0.0097086 | 480.0695 | 0.30181 | 480.6631 | 0.43294
|  | 468.2153 | 0 | 480.8857 | 0.063704 | 480.2922 | 0.17992 | 468.2153 | 0 | 480.8857 | 0.029379 | 480.2922 | 0.12138 | 480.2922 | #REF! | 468.2248 | 4.5261 | 480.8857 | 1.0874 | 474.99 | 3.6351 | 480.8857 | 5.1337 | 468.2153 | 0.17092 | 480.8857 | 2.9842 | 474.99 | -0.00199 | 480.8857 | 0.35189 | 474.99 | 0.0017343 | 480.8857 | 0.002973 | 468.2248 | 0.00013063 | 480.8857 | 0.019521 | 468.2248 | 0.00022851 | 480.8857 | 0.012519 | 480.2922 | 0.0060386 | 707.8649 | 0.063267 | 480.2922 | 0.011385 | 707.1332 | 0 | 707.8649 | 0.0091511 | 480.2922 | 0.31566 | 480.8857 | 0.44336
|  | 468.3285 | 0 | 481.1083 | 0.057173 | 480.515 | 0.17835 | 468.3285 | 0.0061289 | 481.1083 | 0.033253 | 480.515 | 0.050632 | 480.515 | #REF! | 468.3404 | 4.5035 | 481.1083 | 1.0292 | 475.22 | 3.5861 | 481.1083 | 5.0247 | 468.3285 | 0.17065 | 481.1083 | 3.0234 | 475.22 | -0.0030384 | 481.1083 | 0.35582 | 475.22 | -0.011732 | 481.1083 | 0 | 468.3404 | 0.00012006 | 481.1083 | 0 | 468.3404 | 0.00017678 | 481.1083 | 0 | 480.515 | 0.0028048 | 708.0282 | 0.070619 | 480.515 | -0.012287 | 707.2966 | 0.00010725 | 708.0282 | 0.0096621 | 480.515 | 0.30679 | 481.1083 | 0.44908
|  | 468.4418 | 0 | 481.3309 | 0.05684 | 480.7378 | 0.17166 | 468.4418 | 0 | 481.3309 | 0.029225 | 480.7378 | 0.096238 | 480.7378 | #REF! | 468.456 | 4.4596 | 481.3309 | 1.0276 | 475.44 | 3.3793 | 481.3309 | 4.9277 | 468.4418 | 0.16736 | 481.3309 | 3.066 | 475.44 | 0.0032519 | 481.3309 | 0.36575 | 475.44 | 0.0028055 | 481.3309 | 0.0010711 | 468.456 | 0.00013575 | 481.3309 | 0.01122 | 468.456 | 0.00014337 | 481.3309 | 0.011106 | 480.7378 | 0.014898 | 708.1915 | 0.062767 | 480.7378 | 0.0029864 | 707.4599 | 0.00028599 | 708.1915 | 0.009244 | 480.7378 | 0.31815 | 481.3309 | 0.45915
|  | 468.5551 | 0.0021939 | 481.5535 | 0.04841 | 480.9606 | 0.15795 | 468.5551 | 0.005135 | 481.5535 | 0.010744 | 480.9606 | 0.061971 | 480.9606 | #REF! | 468.5716 | 4.4368 | 481.5535 | 0.96949 | 475.66 | 3.3703 | 481.5535 | 4.8102 | 468.5551 | 0.16306 | 481.5535 | 3.0995 | 475.66 | -0.0023395 | 481.5535 | 0.3698 | 475.66 | -0.0053048 | 481.5535 | 0 | 468.5716 | 0.00012849 | 481.5535 | 0 | 468.5716 | 0.00016856 | 481.5535 | 0 | 480.9606 | -0.008942 | 708.3547 | 0.071527 | 480.9606 | -0.011868 | 707.6233 | 0 | 708.3547 | 0.010034 | 480.9606 | 0.314 | 481.5535 | 0.46619
|  | 468.6683 | 0 | 481.7761 | 0.076502 | 481.1834 | 0.17792 | 468.6683 | 0 | 481.7761 | 0.034075 | 481.1834 | 0.090506 | 481.1834 | #REF! | 468.6871 | 4.3815 | 481.7761 | 0.98143 | 475.88 | 3.0958 | 481.7761 | 4.6967 | 468.6683 | 0.16963 | 481.7761 | 3.1353 | 475.88 | 0.0077949 | 481.7761 | 0.38316 | 475.88 | 0.0037236 | 481.7761 | 0.0072373 | 468.6871 | 0.00015029 | 481.7761 | 0.014985 | 468.6871 | 0.00017181 | 481.7761 | 0.015326 | 481.1834 | 0.0082888 | 708.518 | 0.062631 | 481.1834 | 0.003011 | 707.7867 | 7.1499e-05 | 708.518 | 0.0097086 | 481.1834 | 0.32824 | 481.7761 | 0.47677
|  | 468.7816 | 0.005004 | 481.9987 | 0.043311 | 481.4062 | 0.16893 | 468.7816 | 0.011941 | 481.9987 | 0.015838 | 481.4062 | 0.067792 | 481.4062 | #REF! | 468.8027 | 4.342 | 481.9987 | 0.9089 | 476.11 | 3.0727 | 481.9987 | 4.569 | 468.7816 | 0.18273 | 481.9987 | 3.152 | 476.11 | -0.0089791 | 481.9987 | 0.38411 | 476.11 | -0.00010202 | 481.9987 | 0 | 468.8027 | 0.00013113 | 481.9987 | 0 | 468.8027 | 0.00013173 | 481.9987 | 0 | 481.4062 | -0.010796 | 708.6813 | 0.069983 | 481.4062 | -0.011559 | 707.9501 | 0.00053624 | 708.6813 | 0.010405 | 481.4062 | 0.3133 | 481.9987 | 0.47783
|  | 468.8949 | 0 | 482.2213 | 0.057153 | 481.629 | 0.17277 | 468.8949 | 0 | 482.2213 | 0.027924 | 481.629 | 0.089911 | 481.629 | #REF! | 468.9183 | 4.2878 | 482.2214 | 0.90419 | 476.33 | 2.9232 | 482.2214 | 4.484 | 468.8949 | 0.17203 | 482.2214 | 3.1883 | 476.33 | 0.0013882 | 482.2213 | 0.39687 | 476.33 | 0.0023464 | 482.2214 | 0.0012565 | 468.9183 | 0.00016878 | 482.2214 | 0.012954 | 468.9183 | 8.5134e-05 | 482.2213 | 0.0093509 | 481.629 | 0.029933 | 708.8446 | 0.061905 | 481.629 | 0.0035468 | 708.1135 | 0 | 708.8446 | 0.01022 | 481.629 | 0.32799 | 482.2213 | 0.49016
|  | 469.0081 | 0.010207 | 482.444 | 0.04933 | 481.8519 | 0.14568 | 469.0081 | 0.0096482 | 482.444 | 0.01885 | 481.8519 | 0.051703 | 481.8519 | #REF! | 469.0339 | 4.2567 | 482.444 | 0.84078 | 476.55 | 2.8247 | 482.444 | 4.3707 | 469.0081 | 0.18917 | 482.444 | 3.2275 | 476.55 | 0.0053486 | 482.444 | 0.39995 | 476.55 | -0.00607 | 482.444 | 0 | 469.0339 | 0.00017192 | 482.444 | 0 | 469.0339 | 4.5051e-05 | 482.444 | 0 | 481.8519 | -0.018552 | 709.0079 | 0.0708 | 481.8519 | -0.0026893 | 708.2769 | 0 | 709.0079 | 0.010545 | 481.8519 | 0.32294 | 482.444 | 0.49662
|  | 469.1214 | 0 | 482.6667 | 0.062375 | 482.0747 | 0.17248 | 469.1214 | 0 | 482.6667 | 0.056168 | 482.0747 | 0.11286 | 482.0747 | #REF! | 469.1495 | 4.2004 | 482.6667 | 0.87863 | 476.78 | 2.6285 | 482.6667 | 4.2949 | 469.1214 | 0.17962 | 482.6667 | 3.255 | 476.78 | 0.0047664 | 482.6667 | 0.41493 | 476.78 | -0.0019383 | 482.6667 | 0.0035797 | 469.1495 | 0.00016961 | 482.6667 | 0.018007 | 469.1495 | 9.1815e-05 | 482.6667 | 0.011143 | 482.0747 | 0.018465 | 709.1712 | 0.061996 | 482.0747 | 0.0062452 | 708.4403 | 7.1499e-05 | 709.1712 | 0.0094299 | 482.0747 | 0.33603 | 482.6667 | 0.50719
|  | 469.2347 | 0.0060393 | 482.8893 | 0.059913 | 482.2976 | 0.16384 | 469.2347 | 0.013087 | 482.8893 | -0.016678 | 482.2976 | 0.066686 | 482.2976 | #REF! | 469.2651 | 4.1623 | 482.8893 | 0.81668 | 477 | 2.6587 | 482.8893 | 4.1871 | 469.2347 | 0.1754 | 482.8893 | 3.2949 | 477 | -0.0052516 | 482.8893 | 0.41951 | 477 | 0.0081613 | 482.8893 | 0 | 469.2651 | 0.00015689 | 482.8893 | 0 | 469.2651 | 0.00011014 | 482.8893 | 0 | 482.2976 | -0.012874 | 709.3345 | 0.076156 | 482.2976 | -0.0038659 | 708.6037 | 0.00010725 | 709.3345 | 0.0093834 | 482.2976 | 0.32945 | 482.8893 | 0.5119
|  | 469.348 | 0 | 483.112 | 0.065646 | 482.5205 | 0.16643 | 469.348 | 0 | 483.112 | 0.048996 | 482.5205 | 0.099131 | 482.5205 | #REF! | 469.3807 | 4.1062 | 483.112 | 0.81476 | 477.22 | 2.5392 | 483.112 | 4.1084 | 469.348 | 0.18655 | 483.112 | 3.3419 | 477.22 | 0.0011552 | 483.112 | 0.42989 | 477.22 | 0.0015813 | 483.112 | 0.00291 | 469.3807 | 0.00013526 | 483.112 | 0.01334 | 469.3807 | 0.00016684 | 483.112 | 0.010192 | 482.5205 | 0.015405 | 709.4979 | 0.061814 | 482.5205 | 0.00992 | 708.7671 | 0 | 709.4979 | 0.0089189 | 482.5205 | 0.33271 | 483.112 | 0.52355
|  | 469.4613 | 0 | 483.3347 | 0.037913 | 482.7434 | 0.16667 | 469.4613 | 0.010794 | 483.3347 | -0.0079538 | 482.7434 | 0.042384 | 482.7434 | #REF! | 469.4963 | 4.0765 | 483.3347 | 0.76929 | 477.45 | 2.5056 | 483.3347 | 4.0005 | 469.4613 | 0.19258 | 483.3347 | 3.363 | 477.45 | -0.0036209 | 483.3347 | 0.43602 | 477.45 | -0.0077534 | 483.3347 | 0 | 469.4963 | 0.00015986 | 483.3347 | 0 | 469.4963 | 0.00012505 | 483.3347 | 0 | 482.7434 | -0.015492 | 709.6612 | 0.074159 | 482.7434 | -0.0078364 | 708.9305 | 0.00032174 | 709.6612 | 0.010034 | 482.7434 | 0.33099 | 483.3347 | 0.52951
|  | 469.5745 | 0 | 483.5575 | 0.057984 | 482.9663 | 0.16498 | 469.5745 | 0 | 483.5575 | 0.026547 | 482.9663 | 0.097524 | 482.9663 | #REF! | 469.612 | 4.0257 | 483.5575 | 0.78344 | 477.67 | 2.3656 | 483.5575 | 3.9494 | 469.5745 | 0.18415 | 483.5575 | 3.4087 | 477.67 | -0.0010581 | 483.5575 | 0.45029 | 477.67 | 0.0024994 | 483.5575 | 0.0014375 | 469.612 | 0.00016102 | 483.5575 | 0.016096 | 469.612 | 0.00011511 | 483.5575 | 0.0096251 | 482.9663 | 0.017339 | 709.8245 | 0.062404 | 482.9663 | -0.013261 | 709.094 | 0.00028599 | 709.8245 | 0.0096621 | 482.9663 | 0.34337 | 483.5575 | 0.54019
|  | 469.6878 | 0.0082315 | 483.7802 | 0.023417 | 483.1893 | 0.16613 | 469.6878 | 0.0079509 | 483.7802 | -0.0090268 | 483.1893 | 0.010144 | 483.1893 | #REF! | 469.7276 | 4.0085 | 483.7802 | 0.73415 | 477.89 | 2.4064 | 483.7802 | 3.8333 | 469.6878 | 0.17238 | 483.7802 | 3.4327 | 477.89 | -0.00199 | 483.7802 | 0.45571 | 477.89 | -0.0095893 | 483.7802 | 0 | 469.7276 | 0.00016961 | 483.7802 | 0 | 469.7276 | 7.8454e-05 | 483.7802 | 0 | 483.1893 | -0.0094424 | 709.9878 | 0.072797 | 483.1893 | -0.0072065 | 709.2574 | 0.00032174 | 709.9878 | 0.010127 | 483.1893 | 0.33194 | 483.7802 | 0.54373
|  | 469.8011 | 0 | 484.0029 | 0.051164 | 483.4122 | 0.16427 | 469.8011 | 0 | 484.0029 | 0.029497 | 483.4122 | 0.089303 | 483.4122 | #REF! | 469.8432 | 3.9664 | 484.0029 | 0.7551 | 478.12 | 2.2274 | 484.0029 | 3.796 | 469.8011 | 0.18832 | 484.0029 | 3.47 | 478.12 | 0.0036014 | 484.0029 | 0.47239 | 478.12 | 0.00035706 | 484.0029 | 0.0024737 | 469.8432 | 0.00015607 | 484.0029 | 0.014692 | 469.8432 | 0.00011168 | 484.0029 | 0.015898 | 483.4122 | 0.0099963 | 710.1512 | 0.06127 | 483.4122 | 0.0032645 | 709.4208 | 7.1499e-05 | 710.1512 | 0.0093369 | 483.4122 | 0.3435 | 484.0029 | 0.55415
|  | 469.9144 | 0.0024896 | 484.2257 | 0.049506 | 483.6352 | 0.15948 | 469.9144 | 0.018055 | 484.2257 | 0.018152 | 483.6352 | 0.048966 | 483.6352 | #REF! | 469.9588 | 3.9488 | 484.2257 | 0.68691 | 478.34 | 2.1881 | 484.2257 | 3.6904 | 469.9144 | 0.19445 | 484.2257 | 3.5024 | 478.34 | -0.0063001 | 484.2257 | 0.47457 | 478.34 | -0.0085181 | 484.2257 | 0 | 469.9588 | 0.00013757 | 484.2257 | 0 | 469.9588 | 0.0001235 | 484.2257 | 0 | 483.6352 | -0.0095841 | 710.3145 | 0.078516 | 483.6352 | -0.0031708 | 709.5843 | 0.00010725 | 710.3145 | 0.0098015 | 483.6352 | 0.34114 | 484.2257 | 0.55847
|  | 470.0277 | 0 | 484.4485 | 0.07231 | 483.8582 | 0.15827 | 470.0277 | 0 | 484.4485 | 0.024263 | 483.8582 | 0.11839 | 483.8582 | #REF! | 470.0745 | 3.8945 | 484.4485 | 0.71468 | 478.56 | 2.1084 | 484.4485 | 3.6419 | 470.0277 | 0.19019 | 484.4485 | 3.5549 | 478.56 | 0.0073291 | 484.4485 | 0.49034 | 478.56 | 0.0089266 | 484.4485 | 0.0037885 | 470.0745 | 0.00013839 | 484.4485 | 0.012188 | 470.0745 | 0.00015177 | 484.4485 | 0.010602 | 483.8582 | 0.011306 | 710.4779 | 0.071799 | 483.8582 | 0.001498 | 709.7477 | 0 | 710.4779 | 0.0094299 | 483.8582 | 0.34688 | 484.4485 | 0.57065
|  | 470.141 | 0.0023418 | 484.6712 | 0.024556 | 484.0811 | 0.16263 | 470.141 | 0.0049694 | 484.6712 | 0.0095754 | 484.0811 | 0.021127 | 484.0811 | #REF! | 470.1901 | 3.8688 | 484.6712 | 0.65401 | 478.79 | 2.093 | 484.6712 | 3.5432 | 470.141 | 0.19849 | 484.6712 | 3.5686 | 478.79 | -9.7074e-06 | 484.6712 | 0.49804 | 478.79 | -0.010355 | 484.6712 | 0 | 470.1901 | 0.0001483 | 484.6712 | 0 | 470.1901 | 0.00012008 | 484.6712 | 0 | 484.0811 | -0.011971 | 710.6412 | 0.079424 | 484.0811 | 0.00062803 | 709.9112 | 0 | 710.6412 | 0.0098944 | 484.0811 | 0.32007 | 484.6712 | 0.57137
|  | 470.2543 | 0 | 484.894 | 0.081037 | 484.3041 | 0.16287 | 470.2543 | 0 | 484.894 | 0.043953 | 484.3041 | 0.10698 | 484.3041 | #REF! | 470.3057 | 3.8144 | 484.894 | 0.68764 | 479.01 | 1.9309 | 484.894 | 3.4902 | 470.2543 | 0.19854 | 484.894 | 3.6156 | 479.01 | -0.0068827 | 484.894 | 0.5103 | 479.01 | -0.00607 | 484.894 | 0.0065188 | 470.3057 | 0.00014467 | 484.894 | 0.018999 | 470.3057 | 0.00013018 | 484.894 | 0.011367 | 484.3041 | 0.010812 | 710.8046 | 0.062223 | 484.3041 | -0.0053109 | 710.0746 | 7.1499e-05 | 710.8046 | 0.0092905 | 484.3041 | 0.36546 | 484.894 | 0.58238
|  | 470.3676 | 0.005004 | 485.1168 | 0.046898 | 484.5272 | 0.15431 | 470.3676 | 0.014425 | 485.1168 | 0.0044161 | 484.5272 | 0.020713 | 484.5272 | #REF! | 470.4214 | 3.7913 | 485.1168 | 0.61442 | 479.23 | 1.8988 | 485.1168 | 3.3961 | 470.3676 | 0.19485 | 485.1168 | 3.6374 | 479.23 | -9.7074e-06 | 485.1168 | 0.52007 | 479.23 | -0.0076005 | 485.1168 | 0 | 470.4214 | 0.00014698 | 485.1168 | 0 | 470.4214 | 0.00010346 | 485.1168 | 0 | 484.5272 | -0.0091896 | 710.968 | 0.079333 | 484.5272 | -0.0071557 | 710.2381 | 0 | 710.968 | 0.009755 | 484.5272 | 0.34663 | 485.1168 | 0.58705
|  | 470.4809 | 0 | 485.3397 | 0.063705 | 484.7502 | 0.15754 | 470.4809 | 0 | 485.3397 | 0.043375 | 484.7502 | 0.10889 | 484.7502 | #REF! | 470.5371 | 3.7394 | 485.3397 | 0.64436 | 479.46 | 1.8148 | 485.3397 | 3.355 | 470.4809 | 0.20595 | 485.3397 | 3.6711 | 479.46 | 0.0031355 | 485.3397 | 0.53549 | 479.46 | 0.00035706 | 485.3397 | 0.0038265 | 470.5371 | 0.00012964 | 485.3397 | 0.015525 | 470.5371 | 0.00010346 | 485.3397 | 0.0114 | 484.7502 | 0.022806 | 711.1313 | 0.075566 | 484.7502 | 0.0071748 | 710.4015 | 0 | 711.1313 | 0.0094763 | 484.7502 | 0.3594 | 485.3397 | 0.59733
|  | 470.5942 | 0.0017502 | 485.5625 | 0.048685 | 484.9732 | 0.1515 | 470.5942 | 0 | 485.5625 | 0.015889 | 484.9732 | 0.048681 | 484.9732 | #REF! | 470.6527 | 3.7277 | 485.5625 | 0.59089 | 479.68 | 1.7817 | 485.5625 | 3.2541 | 470.5942 | 0.19876 | 485.5625 | 3.6982 | 479.68 | 0.003019 | 485.5625 | 0.5428 | 479.68 | 0.0021933 | 485.5625 | 0 | 470.6527 | 0.00015574 | 485.5625 | 0 | 470.6527 | 9.0102e-05 | 485.5625 | 0 | 484.9732 | -0.0020808 | 711.2947 | 0.079968 | 484.9732 | -0.0017257 | 710.565 | 0.00032174 | 711.2947 | 0.010266 | 484.9732 | 0.35614 | 485.5625 | 0.59865
|  | 470.7075 | 0 | 485.7853 | 0.066654 | 485.1963 | 0.15314 | 470.7075 | 0 | 485.7853 | 0.058612 | 485.1963 | 0.084714 | 485.1963 | #REF! | 470.7684 | 3.6862 | 485.7853 | 0.60806 | 479.9 | 1.5979 | 485.7853 | 3.2059 | 470.7075 | 0.20697 | 485.7853 | 3.7351 | 479.9 | 0.0044169 | 485.7853 | 0.55878 | 479.9 | 0.0073959 | 485.7853 | 0.0029768 | 470.7684 | 0.00014566 | 485.7853 | 0.018431 | 470.7684 | 9.5069e-05 | 485.7853 | 0.011528 | 485.1963 | 0.026879 | 711.4581 | 0.074023 | 485.1963 | 0.0093635 | 710.7285 | 0 | 711.4581 | 0.0098015 | 485.1963 | 0.36559 | 485.7853 | 0.60961
|  | 470.8208 | 0.0094662 | 486.0082 | 0.030991 | 485.4193 | 0.15249 | 470.8208 | 0.014711 | 486.0082 | 0.017043 | 485.4193 | 0.016147 | 485.4193 | #REF! | 470.884 | 3.674 | 486.0082 | 0.56117 | 480.13 | 1.6358 | 486.0082 | 3.1333 | 470.8208 | 0.22544 | 486.0082 | 3.7482 | 480.13 | -0.001757 | 486.0082 | 0.56887 | 480.13 | 0.0067842 | 486.0082 | 0 | 470.884 | 0.00015838 | 486.0082 | 0 | 470.884 | 0.00014337 | 486.0082 | 0 | 485.4193 | -0.016594 | 711.6215 | 0.063357 | 485.4193 | -0.0049829 | 710.892 | 0.00010725 | 711.6215 | 0.010405 | 485.4193 | 0.35378 | 486.0082 | 0.61025
|  | 470.9341 | 0 | 486.231 | 0.067093 | 485.6424 | 0.15391 | 470.9341 | 0 | 486.231 | 0.034424 | 485.6424 | 0.094183 | 485.6424 | #REF! | 470.9997 | 3.6167 | 486.2311 | 0.59649 | 480.35 | 1.5653 | 486.2311 | 3.1022 | 470.9341 | 0.21807 | 486.2311 | 3.809 | 480.35 | -0.0096781 | 486.231 | 0.58681 | 480.35 | -0.0028565 | 486.2311 | 0.0048715 | 470.9997 | 0.00014038 | 486.2311 | 0.012657 | 470.9997 | 0.00013018 | 486.231 | 0.01373 | 485.6424 | 0.031562 | 711.7849 | 0.082192 | 485.6424 | 0.0046995 | 711.0555 | 0 | 711.7849 | 0.0094763 | 485.6424 | 0.37415 | 486.231 | 0.62038
|  | 471.0474 | 0 | 486.4539 | 0.05763 | 485.8655 | 0.15188 | 471.0474 | 0.011272 | 486.4539 | -0.0032912 | 485.8655 | 0.02409 | 485.8655 | #REF! | 471.1154 | 3.5879 | 486.4539 | 0.5304 | 480.57 | 1.5178 | 486.4539 | 3.0087 | 471.0474 | 0.21523 | 486.4539 | 3.817 | 480.57 | 0.002553 | 486.4539 | 0.59364 | 480.57 | -0.0056109 | 486.4539 | 0 | 471.1154 | 0.00014616 | 486.4539 | 0 | 471.1154 | 0.00014337 | 486.454 | 0 | 485.8655 | 0.0037101 | 711.9483 | 0.073342 | 485.8655 | -0.0078183 | 711.2189 | 0.00010725 | 711.9483 | 0.010034 | 485.8655 | 0.37102 | 486.4539 | 0.62345
|  | 471.1607 | 0 | 486.6768 | 0.068765 | 486.0886 | 0.1614 | 471.1607 | 0 | 486.6768 | 0.037954 | 486.0886 | 0.14339 | 486.0886 | #REF! | 471.231 | 3.54 | 486.6768 | 0.54913 | 480.8 | 1.3662 | 486.6768 | 2.9702 | 471.1607 | 0.21425 | 486.6768 | 3.8729 | 480.8 | 0.0048828 | 486.6768 | 0.61264 | 480.8 | 0.0051009 | 486.6768 | 0.0041457 | 471.231 | 0.00013493 | 486.6768 | 0.017706 | 471.231 | 0.00015006 | 486.6769 | 0.011347 | 486.0886 | 0.012647 | 712.1117 | 0.08083 | 486.0886 | 0.0051818 | 711.3824 | 0 | 712.1117 | 0.0091976 | 486.0886 | 0.37498 | 486.6768 | 0.62995
|  | 471.2741 | 0.0061872 | 486.8997 | 0.042644 | 486.3117 | 0.15327 | 471.2741 | 0.0057976 | 486.8997 | 0.011032 | 486.3117 | -0.0090789 | 486.3117 | #REF! | 471.3467 | 3.5285 | 486.8998 | 0.52669 | 481.02 | 1.3465 | 486.8998 | 2.8827 | 471.2741 | 0.21652 | 486.8998 | 3.8826 | 481.02 | 0.0033685 | 486.8997 | 0.61827 | 481.02 | -0.005917 | 486.8998 | 0 | 471.3467 | 0.0001303 | 486.8998 | 0 | 471.3467 | 0.0001701 | 486.8997 | 0 | 486.3118 | -0.012485 | 712.2751 | 0.065354 | 486.3117 | 0.00082926 | 711.5459 | 0.00032174 | 712.2751 | 0.010127 | 486.3118 | 0.37587 | 486.8997 | 0.63014
|  | 471.3874 | 0 | 487.1227 | 0.073891 | 486.5349 | 0.14898 | 471.3874 | 0 | 487.1227 | 0.021434 | 486.5349 | 0.096628 | 486.5349 | #REF! | 471.4624 | 3.4999 | 487.1227 | 0.5384 | 481.24 | 1.2846 | 487.1227 | 2.8446 | 471.3874 | 0.21501 | 487.1227 | 3.9137 | 481.24 | 0.0033685 | 487.1227 | 0.63672 | 481.24 | -0.0051518 | 487.1227 | 0.0028443 | 471.4624 | 0.0001199 | 487.1227 | 0.01081 | 471.4624 | 0.0001701 | 487.1227 | 0.010555 | 486.5349 | 0.0087791 | 712.4385 | 0.078743 | 486.5349 | 0.0029219 | 711.7095 | 7.1499e-05 | 712.4385 | 0.0091047 | 486.5349 | 0.38507 | 487.1227 | 0.63785
|  | 471.5007 | 0.0066309 | 487.3456 | 0.017973 | 486.758 | 0.1471 | 471.5007 | 0.014711 | 487.3456 | -0.0033643 | 486.758 | 0.013319 | 486.758 | #REF! | 471.5781 | 3.4904 | 487.3456 | 0.47483 | 481.47 | 1.3417 | 487.3456 | 2.762 | 471.5007 | 0.2218 | 487.3456 | 3.9427 | 481.47 | -0.00070865 | 487.3456 | 0.6512 | 481.47 | -0.00607 | 487.3456 | 0 | 471.5781 | 0.00012271 | 487.3456 | 0 | 471.5781 | 0.00013515 | 487.3456 | 0 | 486.758 | -0.019947 | 712.6019 | 0.058819 | 486.758 | -0.0095442 | 711.873 | 0.00010725 | 712.6019 | 0.0096157 | 486.758 | 0.38315 | 487.3456 | 0.63803
|  | 471.614 | 0 | 487.5686 | 0.075572 | 486.9812 | 0.14941 | 471.614 | 0 | 487.5686 | 0.035609 | 486.9812 | 0.096512 | 486.9812 | #REF! | 471.6938 | 3.4477 | 487.5686 | 0.51724 | 481.69 | 1.1776 | 487.5686 | 2.7424 | 471.614 | 0.21403 | 487.5686 | 3.9921 | 481.69 | 0.0029025 | 487.5686 | 0.66872 | 481.69 | -0.0057639 | 487.5686 | 0.0043384 | 471.6938 | 0.00012882 | 487.5686 | 0.014926 | 471.6938 | 0.00012008 | 487.5686 | 0.0067866 | 486.9812 | 0.015069 | 712.7654 | 0.079605 | 486.9812 | -0.012029 | 712.0365 | 0 | 712.7654 | 0.0091047 | 486.9812 | 0.397 | 487.5686 | 0.64591
|  | 471.7274 | 0 | 487.7915 | 0.051697 | 487.2044 | 0.14409 | 471.7274 | 0.0021534 | 487.7915 | 0.023465 | 487.2044 | 0.039223 | 487.2044 | #REF! | 471.8095 | 3.4093 | 487.7915 | 0.47219 | 481.91 | 1.1805 | 487.7915 | 2.6516 | 471.7274 | 0.21261 | 487.7915 | 4.0052 | 481.91 | -0.002689 | 487.7915 | 0.67877 | 481.91 | -0.0077534 | 487.7915 | 0 | 471.8095 | 0.00012568 | 487.7915 | 0 | 471.8095 | 0.000105 | 487.7915 | 0 | 487.2044 | -0.01157 | 712.9288 | 0.06136 | 487.2044 | -0.0021323 | 712.2 | 0.00010725 | 712.9288 | 0.0099408 | 487.2044 | 0.39368 | 487.7915 | 0.64386
|  | 471.8407 | 0 | 488.0145 | 0.059052 | 487.4276 | 0.15637 | 471.8407 | 0 | 488.0145 | 0.029258 | 487.4276 | 0.090948 | 487.4276 | #REF! | 471.9252 | 3.3436 | 488.0145 | 0.48677 | 482.14 | 1.0606 | 488.0145 | 2.6307 | 471.8407 | 0.22336 | 488.0145 | 4.0507 | 482.14 | 0.010591 | 488.0145 | 0.69898 | 482.14 | -0.007141 | 488.0145 | 0.004153 | 471.9252 | 0.00012485 | 488.0145 | 0.022439 | 471.9252 | 7.006e-05 | 488.0145 | 0.01227 | 487.4276 | 0.01918 | 713.0922 | 0.077154 | 487.4276 | 0.0080609 | 712.3636 | 0 | 713.0922 | 0.0094763 | 487.4276 | 0.4129 | 488.0145 | 0.6509
|  | 471.954 | 0.0045602 | 488.2375 | 0.039034 | 487.6508 | 0.14177 | 471.954 | 0.014902 | 488.2375 | 0.0019773 | 487.6508 | 0.050164 | 487.6508 | #REF! | 472.0409 | 3.3082 | 488.2375 | 0.43384 | 482.36 | 1.0587 | 488.2375 | 2.5442 | 471.954 | 0.2262 | 488.2375 | 4.0537 | 482.36 | 0.018512 | 488.2375 | 0.71095 | 482.36 | 0.0032646 | 488.2375 | 0 | 472.0409 | 0.00013839 | 488.2375 | 0 | 472.0409 | 6.3379e-05 | 488.2375 | 0 | 487.6508 | -0.009128 | 713.2557 | 0.066807 | 487.6508 | -0.0092166 | 712.5271 | 0.00032174 | 713.2557 | 0.0099873 | 487.6508 | 0.40428 | 488.2375 | 0.64881
|  | 472.0673 | 0 | 488.4605 | 0.068779 | 487.874 | 0.14959 | 472.0673 | 0 | 488.4605 | 0.040521 | 487.874 | 0.082459 | 487.874 | #REF! | 472.1566 | 3.2668 | 488.4605 | 0.45477 | 482.58 | 0.92815 | 488.4605 | 2.5299 | 472.0673 | 0.2115 | 488.4605 | 4.0952 | 482.58 | 0.006397 | 488.4605 | 0.73323 | 482.58 | -0.011732 | 488.4605 | 0.0049173 | 472.1566 | 0.00014797 | 488.4605 | 0.015017 | 472.1566 | 7.9995e-05 | 488.4605 | 0.01618 | 487.874 | 0.020363 | 713.4191 | 0.080558 | 487.874 | 0.0030512 | 712.6906 | 7.1499e-05 | 713.4191 | 0.0095692 | 487.874 | 0.41724 | 488.4605 | 0.65235
|  | 472.1807 | 0.0063351 | 488.6835 | 0.054804 | 488.0972 | 0.14333 | 472.1807 | 0.014233 | 488.6835 | 0.021323 | 488.0972 | 0.036643 | 488.0972 | #REF! | 472.2723 | 3.2636 | 488.6835 | 0.42001 | 482.81 | 1.0251 | 488.6835 | 2.4501 | 472.1807 | 0.22771 | 488.6835 | 4.1243 | 482.81 | 0.015833 | 488.6835 | 0.74345 | 482.81 | -0.00025504 | 488.6835 | 0 | 472.2723 | 0.00015144 | 488.6835 | 0 | 472.2723 | 9.5069e-05 | 488.6835 | 0 | 488.0972 | -0.010678 | 713.5826 | 0.060952 | 488.0972 | -0.024506 | 712.8542 | 0.00010725 | 713.5826 | 0.010312 | 488.0972 | 0.42274 | 488.6835 | 0.65175
|  | 472.294 | 0 | 488.9065 | 0.091608 | 488.3204 | 0.16487 | 472.294 | 0 | 488.9065 | 0.03024 | 488.3204 | 0.11135 | 488.3204 | #REF! | 472.388 | 3.2433 | 488.9065 | 0.44896 | 483.03 | 0.86193 | 488.9065 | 2.4308 | 472.294 | 0.21883 | 488.9065 | 4.1624 | 483.03 | 0.0011552 | 488.9065 | 0.76754 | 483.03 | -0.0011732 | 488.9065 | 0.0060557 | 472.388 | 0.00012716 | 488.9065 | 0.012091 | 472.388 | 0.00011511 | 488.9065 | 0.013676 | 488.3204 | 0.024435 | 713.746 | 0.067487 | 488.3204 | 0.01004 | 713.0177 | 7.1499e-05 | 713.746 | 0.01008 | 488.3204 | 0.43001 | 488.9065 | 0.6566
|  | 472.4074 | 0.0075183 | 489.1296 | 0.024185 | 488.5437 | 0.15721 | 472.4074 | 0.01175 | 489.1296 | 0.01334 | 488.5437 | 0.029813 | 488.5437 | #REF! | 472.5038 | 3.2342 | 489.1296 | 0.40148 | 483.25 | 0.93582 | 489.1296 | 2.3661 | 472.4074 | 0.21488 | 489.1296 | 4.1777 | 483.25 | 0.0089597 | 489.1296 | 0.78286 | 483.25 | -0.005917 | 489.1296 | 0 | 472.5038 | 0.00012485 | 489.1296 | 0 | 472.5038 | 0.0001235 | 489.1296 | 0 | 488.5437 | -0.006926 | 713.9095 | 0.059636 | 488.5437 | 0.0046299 | 713.1813 | 0.00010725 | 713.9095 | 0.010266 | 488.5437 | 0.42752 | 489.1296 | 0.65375
|  | 472.5207 | 0 | 489.3526 | 0.069248 | 488.767 | 0.1619 | 472.5207 | 0 | 489.3526 | 0.020844 | 488.767 | 0.095382 | 488.767 | #REF! | 472.6195 | 3.1851 | 489.3526 | 0.42591 | 483.48 | 0.80245 | 489.3526 | 2.3435 | 472.5207 | 0.2091 | 489.3526 | 4.2163 | 483.48 | 0.019444 | 489.3526 | 0.80706 | 483.48 | 0.0043357 | 489.3526 | 0.0029332 | 472.6195 | 0.00012271 | 489.3526 | 0.013307 | 472.6195 | 0.00013344 | 489.3526 | 0.013445 | 488.767 | 0.0082654 | 714.073 | 0.072752 | 488.767 | -5.1884e-05 | 713.3448 | 0.00028599 | 714.073 | 0.0094299 | 488.767 | 0.44572 | 489.3526 | 0.65909
|  | 472.634 | 0.0085608 | 489.5757 | 0.054011 | 488.9902 | 0.14299 | 472.634 | 0.017768 | 489.5757 | 0.01091 | 488.9902 | 0.037228 | 488.9902 | #REF! | 472.7352 | 3.1492 | 489.5757 | 0.37462 | 483.7 | 0.85666 | 489.5757 | 2.2718 | 472.634 | 0.2135 | 489.5757 | 4.2408 | 483.7 | 0.01525 | 489.5757 | 0.81724 | 483.7 | -0.0098958 | 489.5757 | 0 | 472.7352 | 0.00012617 | 489.5757 | 0 | 472.7352 | 0.00010004 | 489.5757 | 0 | 488.9903 | -0.017348 | 714.2365 | 0.059681 | 488.9902 | -0.021195 | 713.5084 | 0 | 714.2365 | 0.0096157 | 488.9903 | 0.43608 | 489.5757 | 0.65961
|  | 472.7474 | 0 | 489.7988 | 0.040883 | 489.2135 | 0.14328 | 472.7474 | 0 | 489.7988 | 0.022651 | 489.2135 | 0.085141 | 489.2135 | #REF! | 472.8509 | 3.0985 | 489.7988 | 0.40894 | 483.92 | 0.75015 | 489.7988 | 2.2468 | 472.7474 | 0.21665 | 489.7988 | 4.2804 | 483.92 | 0.021308 | 489.7988 | 0.84371 | 483.92 | -0.00010202 | 489.7988 | 0.0043577 | 472.8509 | 0.00013608 | 489.7988 | 0.0086837 | 472.8509 | 7.006e-05 | 489.7988 | 0.01039 | 489.2135 | 0.0281 | 714.3999 | 0.069983 | 489.2135 | 0.0074218 | 713.672 | 7.1499e-05 | 714.3999 | 0.0094299 | 489.2135 | 0.45779 | 489.7988 | 0.671
|  | 472.8607 | 0.0066309 | 490.0219 | 0.018612 | 489.4369 | 0.1539 | 472.8607 | 0.01175 | 490.0219 | -0.012786 | 489.4369 | 0.021024 | 489.4369 | #REF! | 472.9667 | 3.0807 | 490.0219 | 0.36884 | 484.15 | 0.79333 | 490.0219 | 2.1908 | 472.8607 | 0.21741 | 490.0219 | 4.3086 | 484.15 | 0.030976 | 490.0219 | 0.85843 | 484.15 | -0.0028565 | 490.0219 | 0 | 472.9667 | 0.00013658 | 490.0219 | 0 | 472.9667 | 6.1666e-05 | 490.0218 | 0 | 489.4368 | -0.020566 | 714.5634 | 0.059046 | 489.4369 | -0.001616 | 713.8355 | 0.00010725 | 714.5634 | 0.010312 | 489.4368 | 0.44598 | 490.0219 | 0.67175
|  | 472.9741 | 0 | 490.245 | 0.063106 | 489.6602 | 0.14966 | 472.9741 | 0 | 490.245 | 0.03125 | 489.6602 | 0.10181 | 489.6602 | #REF! | 473.0824 | 3.0492 | 490.245 | 0.38749 | 484.37 | 0.69737 | 490.245 | 2.1711 | 472.9741 | 0.22056 | 490.245 | 4.3521 | 484.37 | 0.023172 | 490.245 | 0.88511 | 484.37 | 0.0011222 | 490.245 | 0.0031554 | 473.0824 | 0.0001445 | 490.245 | 0.0079611 | 473.0824 | 7.1773e-05 | 490.245 | 0.012075 | 489.6602 | 0.027082 | 714.7269 | 0.071163 | 489.6602 | 0.0053109 | 713.9991 | 0 | 714.7269 | 0.0096157 | 489.6602 | 0.46551 | 490.245 | 0.67998
|  | 473.0874 | 0.0032291 | 490.4681 | 0.038875 | 489.8835 | 0.14688 | 473.0874 | 0.010126 | 490.4681 | -0.015272 | 489.8835 | 0.025669 | 489.8835 | #REF! | 473.1982 | 3.0492 | 490.4681 | 0.35223 | 484.59 | 0.6398 | 490.4681 | 2.0988 | 473.0874 | 0.21754 | 490.4681 | 4.3713 | 484.59 | 0.023055 | 490.4681 | 0.89994 | 484.59 | -0.0045398 | 490.4681 | 0 | 473.1982 | 0.0001592 | 490.4681 | 0 | 473.1982 | 7.5028e-05 | 490.4681 | 0 | 489.8835 | -0.0081368 | 714.8904 | 0.058819 | 489.8835 | -5.7145e-05 | 714.1627 | 0 | 714.8904 | 0.010359 | 489.8835 | 0.46207 | 490.4681 | 0.68589
|  | 473.2008 | 0 | 490.6912 | 0.064384 | 490.1069 | 0.12232 | 473.2008 | 0 | 490.6912 | 0.040516 | 490.1069 | 0.10833 | 490.1069 | #REF! | 473.3139 | 3.0163 | 490.6912 | 0.38667 | 484.82 | 0.59518 | 490.6912 | 2.0753 | 473.2008 | 0.22247 | 490.6912 | 4.4192 | 484.82 | 0.032724 | 490.6912 | 0.92704 | 484.82 | -0.0098958 | 490.6912 | 0.0035006 | 473.3139 | 0.00016267 | 490.6912 | 0.017181 | 473.3139 | 7.9995e-05 | 490.6912 | 0.012466 | 490.1069 | 0.02077 | 715.0539 | 0.068531 | 490.1069 | -0.0053475 | 714.3263 | 0 | 715.0539 | 0.0096621 | 490.1069 | 0.47675 | 490.6912 | 0.69686
|  | 473.3141 | 0 | 490.9144 | 0.047177 | 490.3302 | 0.14605 | 473.3141 | 0.0092761 | 490.9144 | 0.021669 | 490.3302 | 0.012622 | 490.3302 | #REF! | 473.4297 | 3.001 | 490.9144 | 0.3416 | 485.04 | 0.62445 | 490.9144 | 2.031 | 473.3141 | 0.23606 | 490.9144 | 4.4436 | 485.04 | 0.045305 | 490.9144 | 0.94592 | 485.04 | -0.00025504 | 490.9144 | 0 | 473.4297 | 0.00017456 | 490.9144 | 0 | 473.4297 | 7.9995e-05 | 490.9144 | 0 | 490.3302 | -0.003329 | 715.2174 | 0.062268 | 490.3302 | -0.0065787 | 714.4899 | 0.00010725 | 715.2174 | 0.0091047 | 490.3302 | 0.44866 | 490.9144 | 0.70167
|  | 473.4275 | 0 | 491.1375 | 0.083467 | 490.5536 | 0.15399 | 473.4275 | 0 | 491.1375 | 0.023591 | 490.5536 | 0.12136 | 490.5536 | #REF! | 473.5454 | 2.9501 | 491.1375 | 0.3636 | 485.26 | 0.43204 | 491.1375 | 1.9984 | 473.4275 | 0.22864 | 491.1375 | 4.4717 | 485.26 | 0.052526 | 491.1375 | 0.96878 | 485.26 | 0.0099978 | 491.1375 | 0.0046987 | 473.5454 | 0.00014533 | 491.1375 | 0.021564 | 473.5454 | 0.00011014 | 491.1375 | 0.013542 | 490.5536 | 0.021177 | 715.3809 | 0.071254 | 490.5536 | 0.0064395 | 714.6535 | 7.1499e-05 | 715.3809 | 0.0084079 | 490.5536 | 0.49693 | 491.1375 | 0.71669
|  | 473.5409 | 0.0042645 | 491.3607 | 0.05275 | 490.777 | 0.14691 | 473.5409 | 0.017099 | 491.3607 | 0.0020138 | 490.777 | 0.06261 | 490.777 | #REF! | 473.6612 | 2.924 | 491.3607 | 0.31784 | 485.49 | 0.59566 | 491.3607 | 1.9361 | 473.5409 | 0.22598 | 491.3607 | 4.4733 | 485.49 | 0.069068 | 491.3607 | 0.98731 | 485.49 | -0.010202 | 491.3607 | 0 | 473.6612 | 0.00014946 | 491.3607 | 0 | 473.6612 | 0.00010672 | 491.3607 | 0 | 490.777 | -0.0052743 | 715.5445 | 0.083554 | 490.777 | -0.012912 | 714.8171 | 0.00032174 | 715.5445 | 0.0087795 | 490.777 | 0.47388 | 491.3607 | 0.72491
|  | 473.6542 | 0 | 491.5839 | 0.065064 | 491.0004 | 0.15376 | 473.6542 | 0 | 491.5839 | 0.025123 | 491.0004 | 0.075821 | 491.0004 | #REF! | 473.777 | 2.876 | 491.5839 | 0.34876 | 485.71 | 0.45028 | 491.5839 | 1.935 | 473.6542 | 0.23144 | 491.5839 | 4.5315 | 485.71 | 0.062429 | 491.5839 | 1.0165 | 485.71 | -0.00025504 | 491.5839 | 0.0030038 | 473.777 | 0.00013526 | 491.5839 | 0.018874 | 473.777 | 0.00010843 | 491.5839 | 0.010923 | 491.0004 | 0.022806 | 715.708 | 0.12327 | 491.0004 | 0.00050458 | 714.9807 | 7.1499e-05 | 715.708 | 0.009755 | 491.0004 | 0.49903 | 491.5839 | 0.73921
|  | 473.7676 | 0.010454 | 491.8071 | 0.052691 | 491.2238 | 0.1429 | 473.7676 | 0.013947 | 491.8071 | 0.00059348 | 491.2238 | 0.018319 | 491.2238 | #REF! | 473.8927 | 2.8633 | 491.8071 | 0.30677 | 485.94 | 0.47906 | 491.8071 | 1.877 | 473.7676 | 0.23628 | 491.8071 | 4.5615 | 485.94 | 0.068255 | 491.8071 | 1.0381 | 485.94 | -0.0068351 | 491.8071 | 0 | 473.8927 | 0.00013757 | 491.8071 | 0 | 473.8927 | 0.00011168 | 491.8071 | 0 | 491.2238 | -0.0043404 | 715.8715 | 0.10189 | 491.2238 | -0.0038685 | 715.1443 | 0 | 715.8715 | 0.010173 | 491.2238 | 0.49124 | 491.8071 | 0.75007
|  | 473.881 | 0 | 492.0303 | 0.056675 | 491.4472 | 0.14623 | 473.881 | 0 | 492.0303 | 0.027298 | 491.4472 | 0.077558 | 491.4472 | #REF! | 474.0085 | 2.8412 | 492.0303 | 0.32527 | 486.16 | 0.39847 | 492.0303 | 1.8412 | 473.881 | 0.22664 | 492.0303 | 4.5852 | 486.16 | 0.06336 | 492.0303 | 1.0649 | 486.16 | 0.0046418 | 492.0303 | 0.0030911 | 474.0085 | 0.00014153 | 492.0303 | 0.013678 | 474.0085 | 0.00015674 | 492.0303 | 0.012885 | 491.4472 | 0.013777 | 716.0351 | 0.12612 | 491.4472 | -0.00054741 | 715.308 | 0.00028599 | 716.0351 | 0.0098479 | 491.4472 | 0.50242 | 492.0303 | 0.76685
|  | 473.9943 | 0.0036729 | 492.2535 | 0.055016 | 491.6707 | 0.13605 | 473.9943 | 0.0071227 | 492.2535 | 0.0081776 | 491.6707 | 0.01147 | 491.6707 | #REF! | 474.1243 | 2.8504 | 492.2535 | 0.27114 | 486.38 | 0.40279 | 492.2535 | 1.7921 | 473.9943 | 0.23455 | 492.2535 | 4.5916 | 486.38 | 0.095045 | 492.2535 | 1.0812 | 486.38 | -0.0054579 | 492.2535 | 0 | 474.1243 | 0.0001308 | 492.2535 | 0 | 474.1243 | 0.0001701 | 492.2535 | 0 | 491.6707 | -0.016587 | 716.1986 | 0.097351 | 491.6707 | 0.0068572 | 715.4716 | 0.00032174 | 716.1986 | 0.010545 | 491.6707 | 0.50274 | 492.2535 | 0.77942
|  | 474.1077 | 0 | 492.4767 | 0.068543 | 491.8941 | 0.15571 | 474.1077 | 0 | 492.4767 | 0.033792 | 491.8941 | 0.083461 | 491.8941 | #REF! | 474.2401 | 2.8208 | 492.4767 | 0.33804 | 486.61 | 0.34424 | 492.4767 | 1.7773 | 474.1077 | 0.23535 | 492.4767 | 4.6181 | 486.61 | 0.09085 | 492.4767 | 1.1081 | 486.61 | 0.0046418 | 492.4767 | 0.0052926 | 474.2401 | 0.00014533 | 492.4767 | 0.023558 | 474.2401 | 0.00015177 | 492.4767 | 0.014439 | 491.8941 | 0.019492 | 716.3621 | 0.12812 | 491.8941 | 0.0049742 | 715.6352 | 0.00028599 | 716.3621 | 0.010127 | 491.8941 | 0.51097 | 492.4767 | 0.79925
|  | 474.2211 | 0.0021939 | 492.7 | 0.041198 | 492.1176 | 0.14033 | 474.2211 | 0.0053006 | 492.7 | -0.010487 | 492.1176 | 0.05052 | 492.1176 | #REF! | 474.3559 | 2.8033 | 492.7 | 0.27667 | 486.83 | 0.38744 | 492.7 | 1.7267 | 474.2211 | 0.23051 | 492.7 | 4.6545 | 486.83 | 0.12836 | 492.7 | 1.1367 | 486.83 | 0.0012752 | 492.7 | 0 | 474.3559 | 0.00011924 | 492.7 | 0 | 474.3559 | 0.00012008 | 492.7 | 0 | 492.1176 | -0.010464 | 716.5257 | 0.08546 | 492.1176 | -0.0001651 | 715.7988 | 0 | 716.5257 | 0.010173 | 492.1176 | 0.51116 | 492.7 | 0.8107
|  | 474.3345 | 0 | 492.9232 | 0.072661 | 492.3411 | 0.1519 | 474.3345 | 0 | 492.9232 | 0.028924 | 492.3411 | 0.086838 | 492.3411 | #REF! | 474.4717 | 2.7514 | 492.9232 | 0.30374 | 487.05 | 0.31786 | 492.9232 | 1.7156 | 474.3345 | 0.24414 | 492.9232 | 4.7202 | 487.05 | 0.1152 | 492.9232 | 1.1753 | 487.05 | -0.0092835 | 492.9232 | 0.0026019 | 474.4717 | 0.00012964 | 492.9232 | 0.016985 | 474.4717 | 0.00011511 | 492.9232 | 0.0066189 | 492.3411 | 0.018828 | 716.6893 | 0.1323 | 492.3411 | -0.0018163 | 715.9625 | 0.00028599 | 716.6893 | 0.0095692 | 492.3411 | 0.52891 | 492.9232 | 0.82707
|  | 474.4478 | 0.0013064 | 493.1465 | 0.044938 | 492.5646 | 0.14037 | 474.4478 | 0.0041411 | 493.1465 | 0.033108 | 492.5646 | 0.048923 | 492.5646 | #REF! | 474.5874 | 2.7268 | 493.1465 | 0.25128 | 487.28 | 0.37447 | 493.1465 | 1.6696 | 474.4478 | 0.23779 | 493.1465 | 4.7544 | 487.28 | 0.15632 | 493.1465 | 1.1982 | 487.28 | -0.0068351 | 493.1465 | 0 | 474.5874 | 0.00012915 | 493.1465 | 0 | 474.5874 | 0.0001468 | 493.1465 | 0 | 492.5646 | -0.015537 | 716.8528 | 0.10398 | 492.5646 | -0.014991 | 716.1261 | 0 | 716.8528 | 0.0099873 | 492.5646 | 0.53096 | 493.1465 | 0.83919
|  | 474.5612 | 0 | 493.3698 | 0.068389 | 492.7881 | 0.14139 | 474.5612 | 0 | 493.3698 | 0.042748 | 492.7881 | 0.092248 | 492.7881 | #REF! | 474.7033 | 2.6887 | 493.3698 | 0.2901 | 487.5 | 0.27419 | 493.3698 | 1.6537 | 474.5612 | 0.24201 | 493.3698 | 4.7602 | 487.5 | 0.15306 | 493.3698 | 1.2197 | 487.5 | -0.0013262 | 493.3698 | 0.0018391 | 474.7033 | 0.00015293 | 493.3698 | 0.015591 | 474.7033 | 0.00015348 | 493.3698 | 0.014567 | 492.7881 | 0.0092385 | 717.0164 | 0.13947 | 492.7881 | -0.0030989 | 716.2898 | 7.1499e-05 | 717.0164 | 0.0099408 | 492.7881 | 0.54692 | 493.3698 | 0.85572
|  | 474.6746 | 0.0048561 | 493.5931 | 0.03461 | 493.0116 | 0.14541 | 474.6746 | 0.0086135 | 493.5931 | 0.022811 | 493.0116 | 0.017177 | 493.0116 | #REF! | 474.8191 | 2.6789 | 493.5931 | 0.2607 | 487.73 | 0.31881 | 493.5931 | 1.597 | 474.6746 | 0.24614 | 493.5931 | 4.7455 | 487.73 | 0.16505 | 493.5931 | 1.2408 | 487.73 | -0.00607 | 493.5931 | 0 | 474.8191 | 0.00015227 | 493.5931 | 0 | 474.8191 | 0.00017352 | 493.5931 | 0 | 493.0116 | -0.0008835 | 717.18 | 0.11269 | 493.0116 | -0.0079777 | 716.4534 | 0.00010725 | 717.18 | 0.010591 | 493.0116 | 0.5413 | 493.5931 | 0.8645
|  | 474.788 | 0 | 493.8164 | 0.06655 | 493.2351 | 0.12657 | 474.788 | 0 | 493.8164 | 0.058707 | 493.2351 | 0.079839 | 493.2351 | #REF! | 474.9349 | 2.6543 | 493.8164 | 0.288 | 487.95 | 0.21758 | 493.8164 | 1.5744 | 474.788 | 0.24112 | 493.8164 | 4.7788 | 487.95 | 0.2 | 493.8164 | 1.27 | 487.95 | 0.0026524 | 493.8164 | 0.0036343 | 474.9349 | 0.00013113 | 493.8164 | 0.015362 | 474.9349 | 0.00014851 | 493.8164 | 0.013151 | 493.2351 | 0.019802 | 717.3435 | 0.12662 | 493.2351 | 0.0063714 | 716.6171 | 0 | 717.3435 | 0.0098944 | 493.2351 | 0.55132 | 493.8164 | 0.88244
|  | 474.9014 | 0.0061872 | 494.0397 | 0.030035 | 493.4587 | 0.14141 | 474.9014 | 0.012609 | 494.0397 | 0.012165 | 493.4587 | 0.018129 | 493.4587 | #REF! | 475.0507 | 2.6475 | 494.0397 | 0.23747 | 488.17 | 0.24205 | 494.0397 | 1.5342 | 474.9014 | 0.23468 | 494.0397 | 4.8324 | 488.17 | 0.22737 | 494.0397 | 1.3009 | 488.17 | 0.0012752 | 494.0397 | 0 | 475.0507 | 0.00012039 | 494.0397 | 0 | 475.0507 | 0.00011837 | 494.0397 | 0 | 493.4587 | -0.0094779 | 717.5071 | 0.10965 | 493.4587 | -0.012954 | 716.7808 | 0.00032174 | 717.5071 | 0.010173 | 493.4587 | 0.55132 | 494.0397 | 0.8917
|  | 475.0148 | 0 | 494.263 | 0.063622 | 493.6823 | 0.13199 | 475.0148 | 0 | 494.263 | 0.048697 | 493.6823 | 0.10317 | 493.6823 | #REF! | 475.1665 | 2.6212 | 494.263 | 0.28452 | 488.4 | 0.20655 | 494.263 | 1.5535 | 475.0148 | 0.24263 | 494.263 | 4.9444 | 488.4 | 0.22761 | 494.263 | 1.362 | 488.4 | -0.0022444 | 494.263 | 0.0072864 | 475.1665 | 0.00011065 | 494.263 | 0.011595 | 475.1665 | 0.00013344 | 494.263 | 0.010671 | 493.6823 | 0.020028 | 717.6707 | 0.14487 | 493.6823 | 0.019332 | 716.9444 | 7.1499e-05 | 717.6707 | 0.0095228 | 493.6823 | 0.5828 | 494.263 | 0.91024
|  | 475.1282 | 0.001898 | 494.4864 | 0.036745 | 493.9058 | 0.13867 | 475.1282 | 0.0091104 | 494.4864 | -0.0086198 | 493.9058 | 0.0075437 | 493.9058 | #REF! | 475.2823 | 2.6119 | 494.4864 | 0.24012 | 488.62 | 0.21998 | 494.4864 | 1.508 | 475.1282 | 0.24401 | 494.4864 | 5.0096 | 488.62 | 0.25696 | 494.4864 | 1.3941 | 488.62 | 0.0038766 | 494.4864 | 0 | 475.2823 | 0.00013608 | 494.4864 | 0 | 475.2823 | 0.00014012 | 494.4864 | 0 | 493.9058 | -0.0075533 | 717.8343 | 0.12236 | 493.9058 | -0.0042263 | 717.1081 | 0.00010725 | 717.8343 | 0.010173 | 493.9058 | 0.57316 | 494.4864 | 0.91821
|  | 475.2416 | 0 | 494.7097 | 0.072101 | 494.1294 | 0.14936 | 475.2416 | 0 | 494.7097 | 0.057108 | 494.1294 | 0.074337 | 494.1294 | #REF! | 475.3981 | 2.5655 | 494.7098 | 0.27603 | 488.84 | 0.1768 | 494.7098 | 1.4822 | 475.2416 | 0.25826 | 494.7098 | 5.0086 | 488.84 | 0.27933 | 494.7097 | 1.4229 | 488.84 | -0.0016323 | 494.7098 | 0.0030098 | 475.3981 | 0.00014566 | 494.7098 | 0.014943 | 475.3981 | 0.00017849 | 494.7097 | 0.015351 | 494.1294 | 0.026879 | 717.9979 | 0.14569 | 494.1294 | 0.0033528 | 717.2718 | 0.00028599 | 717.9979 | 0.0098944 | 494.1294 | 0.59608 | 494.7097 | 0.93307
|  | 475.355 | 0.0042645 | 494.9331 | 0.035964 | 494.353 | 0.13083 | 475.355 | 0.014616 | 494.9331 | -0.0035119 | 494.353 | 0.01888 | 494.353 | #REF! | 475.514 | 2.5425 | 494.9331 | 0.23228 | 489.07 | 0.2075 | 494.9331 | 1.4195 | 475.355 | 0.26465 | 494.9331 | 4.9589 | 489.07 | 0.3102 | 494.9331 | 1.4344 | 489.07 | -0.0025504 | 494.9331 | 0 | 475.514 | 0.00016763 | 494.9331 | 0 | 475.514 | 0.00014851 | 494.9331 | 0 | 494.353 | -0.014816 | 718.1615 | 0.12372 | 494.353 | 0.0014247 | 717.4355 | 0.00032174 | 718.1615 | 0.010452 | 494.353 | 0.59519 | 494.9331 | 0.9395
|  | 475.4684 | 0 | 495.1565 | 0.082802 | 494.5766 | 0.14531 | 475.4684 | 0 | 495.1565 | 0.044765 | 494.5766 | 0.11616 | 494.5766 | #REF! | 475.6298 | 2.5036 | 495.1565 | 0.26895 | 489.29 | 0.16097 | 495.1565 | 1.4102 | 475.4684 | 0.25107 | 495.1565 | 4.9863 | 489.29 | 0.3229 | 495.1565 | 1.4649 | 489.29 | 0.0058659 | 495.1565 | 0.0064643 | 475.6298 | 0.00015887 | 495.1565 | 0.016535 | 475.6298 | 0.00012847 | 495.1565 | 0.010019 | 494.5766 | 0.017226 | 718.3251 | 0.12671 | 494.5766 | 0.0070407 | 717.5992 | 7.1499e-05 | 718.3251 | 0.010173 | 494.5766 | 0.61153 | 495.1565 | 0.9515
|  | 475.5818 | 0.0036729 | 495.3799 | 0.04539 | 494.8003 | 0.14807 | 475.5818 | 0.016526 | 495.3799 | -0.00080163 | 494.8003 | 0.018553 | 494.8003 | #REF! | 475.7456 | 2.4995 | 495.3799 | 0.21394 | 489.52 | 0.1888 | 495.3799 | 1.3757 | 475.5818 | 0.27185 | 495.3799 | 4.9942 | 489.52 | 0.36227 | 495.3799 | 1.4929 | 489.52 | -0.0094364 | 495.3799 | 0 | 475.7456 | 0.0001673 | 495.3799 | 0.003375 | 475.7456 | 9.0102e-05 | 495.3799 | 0 | 494.8003 | -0.0022137 | 718.4887 | 0.12272 | 494.8003 | -0.0085376 | 717.7629 | 0.00010725 | 718.4887 | 0.010684 | 494.8003 | 0.60042 | 495.3799 | 0.96268
|  | 475.6952 | 0 | 495.6033 | 0.089909 | 495.0239 | 0.13254 | 475.6952 | 0 | 495.6033 | 0.025624 | 495.0239 | 0.076997 | 495.0239 | #REF! | 475.8615 | 2.4675 | 495.6033 | 0.26117 | 489.74 | 0.13986 | 495.6033 | 1.3552 | 475.6952 | 0.27025 | 495.6033 | 5.0419 | 489.74 | 0.38161 | 495.6033 | 1.5303 | 489.74 | -0.00056109 | 495.6033 | 0.0045041 | 475.8615 | 0.00013922 | 495.6033 | 0.0076578 | 475.8615 | 9.0102e-05 | 495.6033 | 0.010204 | 495.0239 | 0.015332 | 718.6523 | 0.13212 | 495.0239 | 0.0020354 | 717.9266 | 7.1499e-05 | 718.6523 | 0.01008 | 495.0239 | 0.62711 | 495.6033 | 0.98367
|  | 475.8086 | 0.0044124 | 495.8268 | 0.05037 | 495.2476 | 0.13736 | 475.8086 | 0.014425 | 495.8268 | 0.026148 | 495.2476 | 0.025081 | 495.2476 | #REF! | 475.9773 | 2.4574 | 495.8268 | 0.20099 | 489.96 | 0.16433 | 495.8268 | 1.3243 | 475.8086 | 0.27096 | 495.8268 | 5.0935 | 489.96 | 0.42599 | 495.8268 | 1.5685 | 489.96 | -0.014487 | 495.8268 | 0 | 475.9773 | 0.00014847 | 495.8268 | 0 | 475.9773 | 0.0001235 | 495.8268 | 0 | 495.2476 | -0.0075843 | 718.816 | 0.12004 | 495.2476 | -0.012246 | 718.0903 | 0.00010725 | 718.816 | 0.010545 | 495.2476 | 0.63439 | 495.8268 | 1.0014
|  | 475.922 | 0 | 496.0502 | 0.059795 | 495.4712 | 0.1508 | 475.922 | 0 | 496.0502 | 0.015359 | 495.4712 | 0.10759 | 495.4712 | #REF! | 476.0932 | 2.4248 | 496.0502 | 0.25543 | 490.19 | 0.14945 | 496.0502 | 1.3258 | 475.922 | 0.26909 | 496.0502 | 5.1305 | 490.19 | 0.431 | 496.0502 | 1.612 | 490.19 | -0.0043867 | 496.0502 | 0.0040868 | 476.0932 | 0.00012271 | 496.0502 | 0.017505 | 476.0932 | 0.00016016 | 496.0502 | 0.012023 | 495.4712 | 0.019462 | 718.9796 | 0.12844 | 495.4712 | -0.0061452 | 718.254 | 0 | 718.9796 | 0.010034 | 495.4712 | 0.65335 | 496.0502 | 1.0227
|  | 476.0354 | 0.00041907 | 496.2737 | 0.061475 | 495.6949 | 0.14377 | 476.0354 | 0.0094417 | 496.2737 | 0.023013 | 495.6949 | 0.021479 | 495.6949 | #REF! | 476.209 | 2.4161 | 496.2736 | 0.21158 | 490.41 | 0.10771 | 496.2736 | 1.2866 | 476.0354 | 0.26981 | 496.2736 | 5.1945 | 490.41 | 0.46361 | 496.2737 | 1.657 | 490.41 | -0.0030095 | 496.2736 | 0 | 476.209 | 0.00013113 | 496.2736 | 0 | 476.209 | 0.00016684 | 496.2736 | 0 | 495.6949 | -0.0050383 | 719.1432 | 0.15449 | 495.6949 | -0.0056379 | 718.4177 | 0 | 719.1432 | 0.010452 | 495.6949 | 0.66133 | 496.2737 | 1.0356
|  | 476.1488 | 0 | 496.4971 | 0.05566 | 495.9186 | 0.14538 | 476.1488 | 0 | 496.4971 | 0.0158 | 495.9186 | 0.12329 | 495.9186 | #REF! | 476.3249 | 2.3804 | 496.4971 | 0.23078 | 490.64 | 0.12546 | 496.4971 | 1.2807 | 476.1488 | 0.29418 | 496.4971 | 5.2261 | 490.64 | 0.48818 | 496.4971 | 1.6969 | 490.64 | 0.0014282 | 496.4971 | 0.0045274 | 476.3249 | 0.00010388 | 496.4971 | 0.023039 | 476.3249 | 0.00013344 | 496.4971 | 0.0091975 | 495.9186 | 0.020973 | 719.3069 | 0.13198 | 495.9186 | 0.0022045 | 718.5815 | 0 | 719.3069 | 0.0098015 | 495.9186 | 0.67889 | 496.4971 | 1.0521
|  | 476.2622 | 0 | 496.7206 | 0.050085 | 496.1423 | 0.12813 | 476.2622 | 0.012896 | 496.7206 | 0.02597 | 496.1423 | 0.043752 | 496.1423 | #REF! | 476.4407 | 2.3734 | 496.7206 | 0.17899 | 490.86 | 0.095717 | 496.7206 | 1.2178 | 476.2622 | 0.27913 | 496.7206 | 5.1823 | 490.86 | 0.52743 | 496.7206 | 1.7071 | 490.86 | 0.00066312 | 496.7206 | 0 | 476.4407 | 0.0001308 | 496.7206 | 0 | 476.4407 | 0.00012505 | 496.7206 | 0 | 496.1423 | -0.021788 | 719.4705 | 0.12985 | 496.1423 | -0.015958 | 718.7452 | 0.00032174 | 719.4705 | 0.010127 | 496.1423 | 0.6697 | 496.7206 | 1.0557
|  | 476.3757 | 0 | 496.9441 | 0.079104 | 496.366 | 0.1134 | 476.3757 | 0 | 496.9441 | 0.035498 | 496.366 | 0.083138 | 496.366 | #REF! | 476.5566 | 2.3438 | 496.9441 | 0.22029 | 491.08 | 0.13122 | 496.9441 | 1.2109 | 476.3757 | 0.28663 | 496.9441 | 5.1732 | 491.08 | 0.52862 | 496.9441 | 1.7417 | 491.08 | 0.013976 | 496.9441 | 0.0043473 | 476.5566 | 0.00013427 | 496.9441 | 0.0164 | 476.5566 | 0.00011682 | 496.9441 | 0.014297 | 496.366 | 0.030748 | 719.6342 | 0.13243 | 496.366 | 0.0075809 | 718.9089 | 0 | 719.6342 | 0.0095692 | 496.366 | 0.6907 | 496.9441 | 1.0654
|  | 476.4891 | 0.010207 | 497.1676 | 0.038232 | 496.5898 | 0.14671 | 476.4891 | 0.0092761 | 497.1676 | 0.0027635 | 496.5898 | 0.03951 | 496.5898 | #REF! | 476.6725 | 2.338 | 497.1676 | 0.19607 | 491.31 | 0.10387 | 497.1676 | 1.1683 | 476.4891 | 0.27247 | 497.1676 | 5.179 | 491.31 | 0.57439 | 497.1676 | 1.7721 | 491.31 | 0.0081613 | 497.1676 | 0 | 476.6725 | 0.00015062 | 497.1676 | 0 | 476.6725 | 0.00010346 | 497.1676 | 0 | 496.5898 | 0.002438 | 719.7979 | 0.17491 | 496.5898 | 0.0070483 | 719.0727 | 0.00010725 | 719.7979 | 0.010405 | 496.5898 | 0.66338 | 497.1676 | 1.0646
|  | 476.6025 | 0 | 497.3911 | 0.063927 | 496.8135 | 0.14148 | 476.6025 | 0 | 497.3911 | 0.027171 | 496.8135 | 0.080151 | 496.8135 | #REF! | 476.7883 | 2.3031 | 497.3911 | 0.21327 | 491.53 | 0.090919 | 497.3911 | 1.1513 | 476.6025 | 0.2917 | 497.3911 | 5.1534 | 491.53 | 0.59549 | 497.3911 | 1.7888 | 491.53 | 0.00081613 | 497.3911 | 0.0046909 | 476.7883 | 0.00014351 | 497.3911 | 0.015746 | 476.7883 | 9.0102e-05 | 497.3911 | 0.012118 | 496.8135 | 0.017813 | 719.9615 | 0.13148 | 496.8135 | -0.0010038 | 719.2364 | 0 | 719.9615 | 0.010034 | 496.8135 | 0.70679 | 497.3911 | 1.0824
|  | 476.7159 | 0.00889 | 497.6146 | 0.057384 | 497.0373 | 0.13844 | 476.7159 | 0.012418 | 497.6146 | 0.019311 | 497.0373 | 0.02245 | 497.0373 | #REF! | 476.9042 | 2.2928 | 497.6146 | 0.17486 | 491.76 | 0.074607 | 497.6146 | 1.0906 | 476.7159 | 0.28761 | 497.6146 | 5.0743 | 491.76 | 0.67375 | 497.6146 | 1.7905 | 491.76 | -0.0017853 | 497.6146 | 0 | 476.9042 | 0.00016383 | 497.6146 | 0.00097036 | 476.9042 | 0.00011014 | 497.6146 | 0 | 497.0373 | -0.0073905 | 720.1252 | 0.17391 | 497.0373 | 0.0062817 | 719.4002 | 0.00032174 | 720.1252 | 0.010591 | 497.0373 | 0.67321 | 497.6146 | 1.089
|  | 476.8294 | 0 | 497.8382 | 0.065391 | 497.2611 | 0.13939 | 476.8294 | 0 | 497.8382 | 0.041946 | 497.2611 | 0.11383 | 497.2611 | #REF! | 477.0201 | 2.2555 | 497.8382 | 0.22082 | 491.98 | 0.080364 | 497.8382 | 1.0775 | 476.8294 | 0.29081 | 497.8382 | 5.0864 | 491.98 | 0.65266 | 497.8382 | 1.822 | 491.98 | 0.0014282 | 497.8382 | 0.00206 | 477.0201 | 0.00016614 | 497.8382 | 0.01076 | 477.0201 | 0.0001134 | 497.8382 | 0.010529 | 497.2611 | 0.017539 | 720.2889 | 0.15413 | 497.2611 | 0.0080571 | 719.5639 | 7.1499e-05 | 720.2889 | 0.01008 | 497.2611 | 0.70162 | 497.8382 | 1.1096
|  | 476.9428 | 0.0013064 | 498.0617 | 0.049937 | 497.4849 | 0.13591 | 476.9428 | 0.0059632 | 498.0617 | 0.016144 | 497.4849 | 0.023422 | 497.4849 | #REF! | 477.136 | 2.2412 | 498.0617 | 0.17009 | 492.2 | 0.065491 | 498.0617 | 1.0454 | 476.9428 | 0.28255 | 498.0617 | 5.103 | 492.2 | 0.71125 | 498.0617 | 1.8633 | 492.2 | 0.0043357 | 498.0617 | 0 | 477.136 | 0.00015111 | 498.0617 | 0 | 477.136 | 0.00012179 | 498.0617 | 0 | 497.4848 | -0.013611 | 720.4525 | 0.17455 | 497.4849 | -0.0050931 | 719.7277 | 0.00053624 | 720.4525 | 0.010731 | 497.4848 | 0.69971 | 498.0617 | 1.1227
|  | 477.0562 | 0 | 498.2853 | 0.072384 | 497.7087 | 0.14861 | 477.0562 | 0 | 498.2853 | 0.046346 | 497.7087 | 0.073232 | 497.7087 | #REF! | 477.2519 | 2.2061 | 498.2853 | 0.20243 | 492.43 | 0.099076 | 498.2853 | 1.0498 | 477.0562 | 0.29094 | 498.2853 | 5.1395 | 492.43 | 0.73211 | 498.2853 | 1.9096 | 492.43 | -0.0085181 | 498.2853 | 0.0071636 | 477.2519 | 0.00013724 | 498.2853 | 0.018798 | 477.2519 | 0.0001134 | 498.2853 | 0.015835 | 497.7087 | 0.0095685 | 720.6162 | 0.15671 | 497.7087 | -2.2694e-05 | 719.8914 | 0 | 720.6162 | 0.010173 | 497.7087 | 0.71031 | 498.2853 | 1.1417
|  | 477.1697 | 0.0095486 | 498.5089 | 0.034076 | 497.9325 | 0.12984 | 477.1697 | 0.018055 | 498.5089 | 0.0082704 | 497.9325 | 0.019914 | 497.9325 | #REF! | 477.3678 | 2.1981 | 498.5089 | 0.15522 | 492.65 | 0.035264 | 498.5089 | 1.0044 | 477.1697 | 0.28886 | 498.5089 | 5.1179 | 492.65 | 0.78153 | 498.5089 | 1.9321 | 492.65 | -0.0092835 | 498.5089 | 0 | 477.3678 | 0.00014649 | 498.5089 | 0.00049601 | 477.3678 | 0.00015519 | 498.5088 | 0 | 497.9325 | -0.012169 | 720.7799 | 0.17428 | 497.9325 | -0.0019182 | 720.0552 | 0.00032174 | 720.7799 | 0.010405 | 497.9325 | 0.7036 | 498.5089 | 1.1489
|  | 477.2831 | 0 | 498.7325 | 0.091607 | 498.1563 | 0.13334 | 477.2831 | 0 | 498.7325 | 0.036794 | 498.1563 | 0.091295 | 498.1563 | #REF! | 477.4837 | 2.1674 | 498.7324 | 0.19491 | 492.88 | 0.035744 | 498.7324 | 1.0031 | 477.2831 | 0.30582 | 498.7324 | 5.1566 | 492.88 | 0.77547 | 498.7325 | 1.9788 | 492.88 | -0.007141 | 498.7324 | 0.0031862 | 477.4837 | 0.00016234 | 498.7324 | 0.010892 | 477.4837 | 0.00016856 | 498.7324 | 0.0085934 | 498.1563 | 0.013342 | 720.9436 | 0.16683 | 498.1563 | -0.0038243 | 720.219 | 0 | 720.9436 | 0.0098479 | 498.1563 | 0.72531 | 498.7325 | 1.1653
|  | 477.3965 | 0.0016023 | 498.9561 | 0.035482 | 498.3801 | 0.12968 | 477.3965 | 0.010317 | 498.9561 | -0.018249 | 498.3801 | 0.03631 | 498.3801 | #REF! | 477.5996 | 2.1549 | 498.9561 | 0.14524 | 493.1 | 0.069809 | 498.9561 | 0.96933 | 477.3965 | 0.29552 | 498.9561 | 5.2011 | 493.1 | 0.86679 | 498.9561 | 2.0286 | 493.1 | 0.0014282 | 498.9561 | 0 | 477.5996 | 0.0001564 | 498.9561 | 0 | 477.5996 | 0.00013841 | 498.9561 | 0 | 498.3801 | -0.0081678 | 721.1073 | 0.15513 | 498.3801 | -0.0049792 | 720.3827 | 0.00032174 | 721.1073 | 0.010545 | 498.3801 | 0.7292 | 498.9561 | 1.173
|  | 477.51 | 0 | 499.1797 | 0.05049 | 498.604 | 0.1402 | 477.51 | 0 | 499.1797 | 0.051412 | 498.604 | 0.05151 | 498.604 | #REF! | 477.7155 | 2.1288 | 499.1797 | 0.20059 | 493.32 | 0.061174 | 499.1797 | 0.97444 | 477.51 | 0.29321 | 499.1797 | 5.2466 | 493.32 | 0.87053 | 499.1797 | 2.0797 | 493.32 | -0.0025504 | 499.1797 | 0.0024829 | 477.7155 | 0.0001564 | 499.1797 | 0.012035 | 477.7155 | 0.00012847 | 499.1797 | 0.015822 | 498.604 | 0.013685 | 721.271 | 0.16833 | 498.604 | 0.00053109 | 720.5465 | 7.1499e-05 | 721.271 | 0.010359 | 498.604 | 0.74165 | 499.1797 | 1.1878
|  | 477.6234 | 0.005004 | 499.4033 | 0.042719 | 498.8279 | 0.10925 | 477.6234 | 0.0099348 | 499.4033 | 0.016008 | 498.8279 | 0.02365 | 498.8279 | #REF! | 477.8314 | 2.1225 | 499.4033 | 0.15753 | 493.55 | 0.011755 | 499.4033 | 0.95021 | 477.6234 | 0.29392 | 499.4033 | 5.2672 | 493.55 | 0.92515 | 499.4033 | 2.1284 | 493.55 | 0.0041827 | 499.4033 | 0 | 477.8314 | 0.00015177 | 499.4033 | 0 | 477.8314 | 0.00011014 | 499.4033 | 0 | 498.8279 | -0.010739 | 721.4347 | 0.17056 | 498.8279 | -0.013968 | 720.7103 | 0.00010725 | 721.4347 | 0.010498 | 498.8279 | 0.74734 | 499.4033 | 1.1979
|  | 477.7369 | 0 | 499.627 | 0.070158 | 499.0517 | 0.13712 | 477.7369 | 0 | 499.627 | 0.043494 | 499.0517 | 0.09355 | 499.0517 | #REF! | 477.9473 | 2.0937 | 499.6269 | 0.19487 | 493.77 | 0.051577 | 499.6269 | 0.94369 | 477.7369 | 0.30191 | 499.6269 | 5.2326 | 493.77 | 0.95754 | 499.627 | 2.1467 | 493.77 | -0.0048458 | 499.6269 | 0.0022144 | 477.9473 | 0.0001488 | 499.6269 | 0.014813 | 477.9473 | 0.00012847 | 499.627 | 0.013498 | 499.0517 | 0.016416 | 721.5984 | 0.17219 | 499.0517 | -0.0046812 | 720.8741 | 0 | 721.5984 | 0.0098015 | 499.0517 | 0.7513 | 499.627 | 1.2101
|  | 477.8503 | 0.0081099 | 499.8506 | 0.058276 | 499.2756 | 0.13838 | 477.8503 | 0.011272 | 499.8506 | 0.0061216 | 499.2756 | 0.043065 | 499.2756 | #REF! | 478.0632 | 2.0756 | 499.8506 | 0.14033 | 494 | 0.050617 | 499.8506 | 0.90607 | 477.8503 | 0.30235 | 499.8506 | 5.2329 | 494 | 1.0124 | 499.8506 | 2.1849 | 494 | -0.0068351 | 499.8506 | 0 | 478.0632 | 0.00013988 | 499.8506 | 0 | 478.0632 | 0.00010843 | 499.8506 | 0 | 499.2756 | -0.0054448 | 721.7622 | 0.15417 | 499.2756 | -0.00086952 | 721.0379 | 0.00032174 | 721.7622 | 0.010266 | 499.2756 | 0.74804 | 499.8506 | 1.2212
|  | 477.9638 | 0 | 500.0743 | 0.07523 | 499.4995 | 0.13767 | 477.9638 | 0 | 500.0743 | 0.052694 | 499.4995 | 0.11006 | 499.4995 | #REF! | 478.1792 | 2.043 | 500.0743 | 0.18007 | 494.22 | 0.029987 | 500.0743 | 0.90744 | 477.9638 | 0.31172 | 500.0743 | 5.2709 | 494.22 | 1.0235 | 500.0743 | 2.243 | 494.22 | 0.0032646 | 500.0743 | 0.0037522 | 478.1792 | 0.00012948 | 500.0743 | 0.010471 | 478.1792 | 0.0001134 | 500.0743 | 0.0126 | 499.4995 | 0.010928 | 721.9259 | 0.15367 | 499.4995 | -0.0067489 | 721.2017 | 7.1499e-05 | 721.9259 | 0.010127 | 499.4995 | 0.76649 | 500.0743 | 1.2362
|  | 478.0772 | 0.0044124 | 500.2979 | 0.046472 | 499.7235 | 0.12142 | 478.0772 | 0.011559 | 500.2979 | 0.013272 | 499.7235 | 0.048463 | 499.7235 | #REF! | 478.2951 | 2.0386 | 500.2979 | 0.15149 | 494.44 | 0.032866 | 500.2979 | 0.87586 | 478.0772 | 0.29592 | 500.2979 | 5.2619 | 494.44 | 1.0851 | 500.2979 | 2.272 | 494.44 | 0.0021933 | 500.2979 | 0 | 478.2951 | 0.00012799 | 500.2979 | 0 | 478.2951 | 9.5069e-05 | 500.2979 | 0 | 499.7235 | -0.0051314 | 722.0896 | 0.15218 | 499.7235 | 0.00028539 | 721.3655 | 0.00032174 | 722.0896 | 0.010963 | 499.7235 | 0.76636 | 500.2979 | 1.2482
|  | 478.1907 | 0.0013333 | 500.5216 | 0.053305 | 499.9474 | 0.12386 | 478.1907 | 0 | 500.5216 | 0.043565 | 499.9474 | 0.09611 | 499.9474 | #REF! | 478.411 | 2.0159 | 500.5216 | 0.17746 | 494.67 | 0.017512 | 500.5216 | 0.87333 | 478.1907 | 0.30426 | 500.5216 | 5.2756 | 494.67 | 1.1216 | 500.5216 | 2.3158 | 494.67 | 0.0084671 | 500.5216 | 0.0029405 | 478.411 | 0.00012948 | 500.5216 | 0.012316 | 478.411 | 0.00010346 | 500.5216 | 0.01124 | 499.9474 | 0.015981 | 722.2534 | 0.15517 | 499.9474 | 0.00055859 | 721.5294 | 7.1499e-05 | 722.2534 | 0.010359 | 499.9474 | 0.78379 | 500.5216 | 1.2619
|  | 478.3042 | 0.0038207 | 500.7454 | 0.073421 | 500.1713 | 0.1305 | 478.3042 | 0.017195 | 500.7454 | 0.021322 | 500.1713 | 0.032884 | 500.1713 | #REF! | 478.5269 | 2.0074 | 500.7453 | 0.14002 | 494.89 | 0.041023 | 500.7453 | 0.82982 | 478.3042 | 0.32012 | 500.7453 | 5.2284 | 494.89 | 1.1651 | 500.7454 | 2.338 | 494.89 | -0.0062227 | 500.7453 | 0 | 478.5269 | 0.00014996 | 500.7453 | 0 | 478.5269 | 0.00010672 | 500.7454 | 0 | 500.1713 | -0.0054745 | 722.4171 | 0.14986 | 500.1713 | 0.00075728 | 721.6932 | 0.00032174 | 722.4171 | 0.010916 | 500.1713 | 0.77447 | 500.7454 | 1.272
|  | 478.4176 | 0 | 500.9691 | 0.058058 | 500.3953 | 0.13455 | 478.4176 | 0 | 500.9691 | 0.026646 | 500.3953 | 0.058724 | 500.3953 | #REF! | 478.6429 | 1.9728 | 500.9691 | 0.16925 | 495.12 | 0.054456 | 500.9691 | 0.82085 | 478.4176 | 0.30782 | 500.9691 | 5.2471 | 495.12 | 1.1882 | 500.9691 | 2.3879 | 495.12 | 0.0031115 | 500.9691 | 0.00303 | 478.6429 | 0.00014847 | 500.9691 | 0.010346 | 478.6429 | 0.00013687 | 500.9691 | 0.015169 | 500.3953 | 0.0099659 | 722.5809 | 0.15653 | 500.3953 | 0.0066196 | 721.857 | 7.1499e-05 | 722.5809 | 0.01022 | 500.3953 | 0.79101 | 500.9691 | 1.2877
|  | 478.5311 | 0.010783 | 501.1928 | 0.08176 | 500.6193 | 0.13368 | 478.5311 | 0.013087 | 501.1928 | 0.041901 | 500.6193 | 0.031434 | 500.6193 | #REF! | 478.7588 | 1.9615 | 501.1928 | 0.129 | 495.34 | 0.018472 | 501.1928 | 0.81664 | 478.5311 | 0.3234 | 501.1928 | 5.2525 | 495.34 | 1.2622 | 501.1928 | 2.4276 | 495.34 | -0.0013262 | 501.1928 | 0 | 478.7588 | 0.00013889 | 501.1928 | 0 | 478.7588 | 0.0001468 | 501.1928 | 0 | 500.6193 | 0.0022067 | 722.7446 | 0.1505 | 500.6193 | -0.00085921 | 722.0208 | 0.00032174 | 722.7446 | 0.010777 | 500.6193 | 0.80908 | 501.1928 | 1.2983
|  | 478.6446 | 0 | 501.4165 | 0.086107 | 500.8433 | 0.12524 | 478.6446 | 0 | 501.4165 | 0.037889 | 500.8433 | 0.072932 | 500.8433 | #REF! | 478.8748 | 1.9329 | 501.4165 | 0.16286 | 495.56 | 0.071728 | 501.4165 | 0.80573 | 478.6446 | 0.3159 | 501.4165 | 5.2501 | 495.56 | 1.2809 | 501.4165 | 2.478 | 495.56 | -0.00086717 | 501.4165 | 0.0011713 | 478.8748 | 0.0001085 | 501.4165 | 0.013293 | 478.8748 | 0.00015177 | 501.4165 | 0.014557 | 500.8433 | 0.01583 | 722.9084 | 0.15749 | 500.8433 | -0.012086 | 722.1847 | 0 | 722.9084 | 0.01008 | 500.8433 | 0.82383 | 501.4165 | 1.3148
|  | 478.758 | 0.0093016 | 501.6403 | 0.050418 | 501.0673 | 0.12826 | 478.758 | 0.0081166 | 501.6403 | 0.02112 | 501.0673 | 0.041173 | 501.0673 | #REF! | 478.9907 | 1.9229 | 501.6403 | 0.11869 | 495.79 | 0.02327 | 501.6403 | 0.77897 | 478.758 | 0.30777 | 501.6403 | 5.2883 | 495.79 | 1.3428 | 501.6403 | 2.5355 | 495.79 | -0.0027035 | 501.6403 | 0 | 478.9907 | 0.00010966 | 501.6403 | 0 | 478.9907 | 0.00013687 | 501.6403 | 0 | 501.0673 | -0.0081923 | 723.0721 | 0.15299 | 501.0673 | 0.00056556 | 722.3485 | 0.00010725 | 723.0721 | 0.010359 | 501.0673 | 0.83277 | 501.6403 | 1.3235
|  | 478.8715 | 0 | 501.8641 | 0.079833 | 501.2913 | 0.12429 | 478.8715 | 0 | 501.8641 | 0.044024 | 501.2913 | 0.092235 | 501.2913 | #REF! | 479.1067 | 1.8943 | 501.8641 | 0.14688 | 496.01 | 0.028548 | 501.8641 | 0.79066 | 478.8715 | 0.32482 | 501.8641 | 5.3159 | 496.01 | 1.3892 | 501.8641 | 2.592 | 496.01 | -0.0017853 | 501.8641 | 0 | 479.1067 | 0.00011313 | 501.8641 | 0.012544 | 479.1067 | 0.00016187 | 501.8641 | 0.011871 | 501.2913 | 0.020318 | 723.2359 | 0.1623 | 501.2913 | 0.008764 | 722.5123 | 7.1499e-05 | 723.2359 | 0.0096157 | 501.2913 | 0.85205 | 501.8641 | 1.3423
|  | 478.985 | 0.0026375 | 502.0879 | 0.04332 | 501.5153 | 0.11524 | 478.985 | 0.016717 | 502.0879 | 0.014455 | 501.5153 | 0.014689 | 501.5153 | #REF! | 479.2226 | 1.8792 | 502.0879 | 0.11578 | 496.24 | 0.026148 | 502.0879 | 0.75273 | 478.985 | 0.33219 | 502.0879 | 5.2695 | 496.24 | 1.417 | 502.0879 | 2.6176 | 496.24 | -0.0046928 | 502.0879 | 0 | 479.2226 | 0.00013344 | 502.0879 | 0 | 479.2226 | 0.00013687 | 502.0879 | 0 | 501.5153 | -0.0019395 | 723.3997 | 0.15481 | 501.5153 | -0.012521 | 722.6762 | 0 | 723.3997 | 0.010266 | 501.5153 | 0.85083 | 502.0879 | 1.3561
|  | 479.0985 | 0 | 502.3116 | 0.077035 | 501.7393 | 0.13776 | 479.0985 | 0 | 502.3116 | 0.037536 | 501.7393 | 0.069232 | 501.7393 | #REF! | 479.3386 | 1.8446 | 502.3117 | 0.15059 | 496.46 | 0.035744 | 502.3117 | 0.74461 | 479.0985 | 0.33051 | 502.3117 | 5.2222 | 496.46 | 1.4512 | 502.3116 | 2.6444 | 496.46 | 0.006172 | 502.3117 | 0.0044374 | 479.3386 | 0.0001564 | 502.3117 | 0.0088909 | 479.3386 | 0.00017352 | 502.3116 | 0.0097816 | 501.7393 | 0.020973 | 723.5634 | 0.16634 | 501.7393 | 0.0049364 | 722.8401 | 0.00028599 | 723.5634 | 0.0099408 | 501.7393 | 0.85122 | 502.3116 | 1.3745
|  | 479.212 | 0.0093016 | 502.5355 | 0.074614 | 501.9634 | 0.12287 | 479.212 | 0.01175 | 502.5355 | 0.031653 | 501.9634 | 0.049516 | 501.9634 | #REF! | 479.4546 | 1.8283 | 502.5355 | 0.11499 | 496.69 | 0.045821 | 502.5355 | 0.71593 | 479.212 | 0.34481 | 502.5355 | 5.1685 | 496.69 | 1.5304 | 502.5355 | 2.6643 | 496.69 | 0.0038766 | 502.5355 | 0 | 479.4546 | 0.00016614 | 502.5355 | 0 | 479.4546 | 0.00015348 | 502.5355 | 0 | 501.9634 | -0.016258 | 723.7272 | 0.1529 | 501.9634 | -0.0069131 | 723.0039 | 0 | 723.7272 | 0.010777 | 501.9634 | 0.84892 | 502.5355 | 1.3868
|  | 479.3254 | 0 | 502.7593 | 0.073167 | 502.1875 | 0.12818 | 479.3254 | 0 | 502.7593 | 0.04066 | 502.1875 | 0.070103 | 502.1875 | #REF! | 479.5706 | 1.8013 | 502.7593 | 0.15269 | 496.91 | 0.037664 | 502.7593 | 0.71064 | 479.3254 | 0.34578 | 502.7593 | 5.1376 | 496.91 | 1.5393 | 502.7593 | 2.6924 | 496.91 | 0.0066312 | 502.7593 | 0.0038051 | 479.5706 | 0.00015342 | 502.7593 | 0.015104 | 479.5706 | 0.00016856 | 502.7593 | 0.012253 | 502.1875 | 0.012569 | 723.891 | 0.17809 | 502.1875 | -0.0022652 | 723.1678 | 7.1499e-05 | 723.891 | 0.010452 | 502.1875 | 0.85007 | 502.7593 | 1.4045
|  | 479.4389 | 0.011936 | 502.9831 | 0.049772 | 502.4115 | 0.12314 | 479.4389 | 0.0092761 | 502.9831 | 0.018393 | 502.4115 | 0.058723 | 502.4115 | #REF! | 479.6865 | 1.7988 | 502.9831 | 0.11425 | 497.13 | 0.015593 | 502.9831 | 0.67403 | 479.4389 | 0.35187 | 502.9831 | 5.1024 | 497.13 | 1.6172 | 502.9831 | 2.7292 | 497.13 | 0.0028055 | 502.9831 | 0 | 479.6865 | 0.00012485 | 502.9831 | 0 | 479.6865 | 0.0001134 | 502.9831 | 0.0011166 | 502.4115 | -0.0072261 | 724.0548 | 0.17246 | 502.4115 | 0.0063552 | 723.3317 | 0.00010725 | 724.0548 | 0.011195 | 502.4115 | 0.85773 | 502.9831 | 1.4182
|  | 479.5524 | 0 | 503.207 | 0.094277 | 502.6356 | 0.12672 | 479.5524 | 0 | 503.207 | 0.034644 | 502.6356 | 0.06868 | 502.6356 | #REF! | 479.8025 | 1.7761 | 503.207 | 0.13377 | 497.36 | 0.0040782 | 503.207 | 0.68118 | 479.5524 | 0.35067 | 503.207 | 5.1078 | 497.36 | 1.6242 | 503.207 | 2.7784 | 497.36 | -0.00010202 | 503.207 | 0.0050611 | 479.8025 | 0.00013873 | 503.207 | 0.014483 | 479.8025 | 0.00011837 | 503.207 | 0.012651 | 502.6356 | 0.0059692 | 724.2186 | 0.17904 | 502.6356 | 0.0051616 | 723.4955 | 0.00028599 | 724.2186 | 0.010545 | 502.6356 | 0.86482 | 503.207 | 1.4329
|  | 479.6659 | 0.0073704 | 503.4308 | 0.047425 | 502.8597 | 0.12312 | 479.6659 | 0.015284 | 503.4308 | 0.020607 | 502.8597 | 0.025543 | 502.8597 | #REF! | 479.9185 | 1.7631 | 503.4308 | 0.1102 | 497.58 | 0.035744 | 503.4308 | 0.65295 | 479.6659 | 0.34143 | 503.4308 | 5.0825 | 497.58 | 1.6965 | 503.4308 | 2.8218 | 497.58 | -0.0091305 | 503.4308 | 0 | 479.9185 | 0.0001488 | 503.4308 | 0 | 479.9185 | 0.00013173 | 503.4308 | 0 | 502.8597 | -0.0082493 | 724.3824 | 0.16929 | 502.8597 | -0.012111 | 723.6594 | 0 | 724.3824 | 0.010916 | 502.8597 | 0.85486 | 503.4308 | 1.4456
|  | 479.7794 | 0 | 503.6547 | 0.1177 | 503.0838 | 0.13422 | 479.7794 | 0 | 503.6547 | 0.033542 | 503.0838 | 0.068134 | 503.0838 | #REF! | 480.0345 | 1.7245 | 503.6547 | 0.13116 | 497.81 | 0.011755 | 503.6547 | 0.65722 | 479.7794 | 0.35333 | 503.6547 | 5.0835 | 497.81 | 1.7142 | 503.6547 | 2.8716 | 497.81 | -0.005917 | 503.6547 | 0.0035469 | 480.0345 | 0.000163 | 503.6547 | 0.010795 | 480.0345 | 0.00014851 | 503.6547 | 0.013105 | 503.0838 | 0.013907 | 724.5462 | 0.19234 | 503.0838 | 0.0057516 | 723.8233 | 0 | 724.5462 | 0.01008 | 503.0838 | 0.90332 | 503.6547 | 1.4627
|  | 479.8929 | 0 | 503.8786 | 0.046106 | 503.308 | 0.11888 | 479.8929 | 0.014711 | 503.8786 | -0.00045446 | 503.308 | 0.059575 | 503.308 | #REF! | 480.1505 | 1.7044 | 503.8786 | 0.094415 | 498.03 | 0.014154 | 503.8786 | 0.62102 | 479.8929 | 0.36021 | 503.8786 | 5.0169 | 498.03 | 1.8046 | 503.8786 | 2.8852 | 498.03 | 0.0029585 | 503.8786 | 0 | 480.1505 | 0.00013113 | 503.8786 | 0 | 480.1505 | 0.0001235 | 503.8786 | 0 | 503.308 | -0.0030952 | 724.7101 | 0.17655 | 503.308 | -0.011222 | 723.9872 | 0.00010725 | 724.7101 | 0.010312 | 503.308 | 0.88091 | 503.8786 | 1.4752
|  | 480.0064 | 0 | 504.1025 | 0.083025 | 503.5321 | 0.12917 | 480.0064 | 0 | 504.1025 | 0.02556 | 503.5321 | 0.066978 | 503.5321 | #REF! | 480.2665 | 1.6688 | 504.1025 | 0.12523 | 498.26 | -0.012235 | 504.1025 | 0.63688 | 480.0064 | 0.36541 | 504.1025 | 5.0177 | 498.26 | 1.8159 | 504.1025 | 2.9407 | 498.26 | 0.00035706 | 504.1025 | 0.0027824 | 480.2665 | 0.00014467 | 504.1025 | 0.013288 | 480.2665 | 9.5069e-05 | 504.1025 | 0.012927 | 503.5321 | 0.0086813 | 724.8739 | 0.18876 | 503.5321 | -0.0062244 | 724.1511 | 0 | 724.8739 | 0.0097086 | 503.5321 | 0.89821 | 504.1025 | 1.4867
|  | 480.1199 | 0.013006 | 504.3264 | 0.048604 | 503.7563 | 0.12674 | 480.1199 | 0.0026503 | 504.3264 | 0.026249 | 503.7563 | 0.037916 | 503.7563 | #REF! | 480.3825 | 1.6568 | 504.3264 | 0.094138 | 498.48 | 0.02135 | 504.3264 | 0.59976 | 480.1199 | 0.36119 | 504.3264 | 4.9797 | 498.48 | 1.8618 | 504.3264 | 2.9761 | 498.48 | -0.0062227 | 504.3264 | 0 | 480.3825 | 0.00014996 | 504.3264 | 0 | 480.3825 | 8.3421e-05 | 504.3264 | 0 | 503.7563 | -0.010493 | 725.0377 | 0.19075 | 503.7563 | 0.0093756 | 724.315 | 0.00032174 | 725.0377 | 0.010545 | 503.7563 | 0.90676 | 504.3264 | 1.4977
|  | 480.2334 | 0 | 504.5503 | 0.080339 | 503.9804 | 0.13179 | 480.2334 | 0 | 504.5503 | 0.035805 | 503.9804 | 0.06579 | 503.9804 | #REF! | 480.4985 | 1.6279 | 504.5503 | 0.12977 | 498.71 | 0.0064771 | 504.5503 | 0.61451 | 480.2334 | 0.36896 | 504.5503 | 4.9698 | 498.71 | 1.9192 | 504.5503 | 3.0341 | 498.71 | -0.0042337 | 504.5503 | 0.0045103 | 480.4985 | 0.00016267 | 504.5503 | 0.01239 | 480.4985 | 0.0001134 | 504.5503 | 0.01111 | 503.9805 | 0.019101 | 725.2015 | 0.18966 | 503.9804 | -0.007805 | 724.4789 | 7.1499e-05 | 725.2015 | 0.010312 | 503.9805 | 0.91947 | 504.5503 | 1.516
|  | 480.3469 | 0.0020459 | 504.7742 | 0.050411 | 504.2046 | 0.1249 | 480.3469 | 0.010412 | 504.7742 | 0.017144 | 504.2046 | 0.040924 | 504.2046 | #REF! | 480.6145 | 1.6352 | 504.7742 | 0.10071 | 498.93 | -0.017512 | 504.7742 | 0.58539 | 480.3469 | 0.37784 | 504.7742 | 4.9359 | 498.93 | 1.9907 | 504.7742 | 3.0688 | 498.93 | -0.0068351 | 504.7742 | 0 | 480.6145 | 0.00015755 | 504.7742 | 0 | 480.6145 | 0.00014012 | 504.7742 | 0 | 504.2046 | -0.0084814 | 725.3654 | 0.18122 | 504.2046 | 0.0018774 | 724.6428 | 0.00010725 | 725.3654 | 0.01087 | 504.2046 | 0.92528 | 504.7742 | 1.53
|  | 480.4604 | 0 | 504.9982 | 0.080658 | 504.4288 | 0.12821 | 480.4604 | 0 | 504.9982 | 0.059814 | 504.4288 | 0.085017 | 504.4288 | #REF! | 480.7305 | 1.6116 | 504.9982 | 0.13179 | 499.15 | 0.024709 | 504.9982 | 0.58201 | 480.4604 | 0.39543 | 504.9982 | 4.8823 | 499.15 | 1.9856 | 504.9982 | 3.0869 | 499.15 | -0.0023974 | 504.9982 | 0.002949 | 480.7305 | 0.00016069 | 504.9982 | 0.010443 | 480.7305 | 0.00013173 | 504.9982 | 0.013913 | 504.4288 | 0.01023 | 725.5292 | 0.20528 | 504.4288 | 0.00032203 | 724.8067 | 7.1499e-05 | 725.5292 | 0.010127 | 504.4288 | 0.93269 | 504.9982 | 1.55
|  | 480.5739 | 0 | 505.2221 | 0.057111 | 504.653 | 0.11744 | 480.5739 | 0.010317 | 505.2221 | 0.014532 | 504.653 | 0.033894 | 504.653 | #REF! | 480.8465 | 1.6076 | 505.2221 | 0.093897 | 499.38 | -0.0026388 | 505.2221 | 0.55819 | 480.5739 | 0.38819 | 505.2221 | 4.8461 | 499.38 | 2.0692 | 505.2221 | 3.1259 | 499.38 | -0.005917 | 505.2221 | 0 | 480.8465 | 0.00014996 | 505.2221 | 0 | 480.8465 | 0.00016016 | 505.2221 | 0 | 504.653 | -0.0027136 | 725.6931 | 0.19479 | 504.653 | -0.0072187 | 724.9706 | 0 | 725.6931 | 0.010452 | 504.653 | 0.92835 | 505.2221 | 1.5643
|  | 480.6875 | 0 | 505.4461 | 0.063715 | 504.8773 | 0.12553 | 480.6875 | 0 | 505.4461 | 0.027519 | 504.8773 | 0.03853 | 504.8773 | #REF! | 480.9625 | 1.5694 | 505.4461 | 0.12698 | 499.6 | 0.046299 | 505.4461 | 0.562 | 480.6875 | 0.4127 | 505.4461 | 4.8548 | 499.6 | 2.0808 | 505.4461 | 3.1895 | 499.6 | -0.0017853 | 505.4461 | 0.002924 | 480.9625 | 0.00013988 | 505.4461 | 0.0074993 | 480.9625 | 0.00014509 | 505.4461 | 0.010945 | 504.8773 | 0.015485 | 725.8569 | 0.20886 | 504.8773 | -0.0067756 | 725.1346 | 7.1499e-05 | 725.8569 | 0.010173 | 504.8773 | 0.9445 | 505.4461 | 1.58
|  | 480.801 | 0.0030813 | 505.6701 | 0.063066 | 505.1015 | 0.11534 | 480.801 | 0.012132 | 505.6701 | 0.036519 | 505.1015 | 0.032083 | 505.1015 | #REF! | 481.0786 | 1.5577 | 505.6701 | 0.082814 | 499.83 | -0.020391 | 505.6701 | 0.53783 | 480.801 | 0.40231 | 505.6701 | 4.8065 | 499.83 | 2.1836 | 505.6701 | 3.2287 | 499.83 | -0.0062227 | 505.6701 | 0 | 481.0786 | 0.00013113 | 505.6701 | 0 | 481.0786 | 0.0001802 | 505.6701 | 0 | 505.1015 | -0.011005 | 726.0208 | 0.20564 | 505.1015 | -7.9521e-05 | 725.2985 | 0.00010725 | 726.0208 | 0.011102 | 505.1015 | 0.95918 | 505.6701 | 1.5967
|  | 480.9145 | 0 | 505.8941 | 0.090003 | 505.3257 | 0.12875 | 480.9145 | 0 | 505.8941 | 0.030157 | 505.3257 | 0.07088 | 505.3257 | #REF! | 481.1946 | 1.5296 | 505.8941 | 0.11511 | 500.05 | 0.017512 | 505.8941 | 0.54513 | 480.9145 | 0.40537 | 505.8941 | 4.7976 | 500.05 | 2.1923 | 505.8941 | 3.2745 | 500.05 | 0.0011222 | 505.8941 | 0.0031511 | 481.1946 | 0.00013179 | 505.8941 | 0.013738 | 481.1946 | 0.00013687 | 505.8941 | 0.0086648 | 505.3258 | 0.011462 | 726.1846 | 0.20718 | 505.3257 | 0.0088659 | 725.4624 | 0 | 726.1846 | 0.011102 | 505.3258 | 0.97489 | 505.8941 | 1.6152
|  | 481.028 | 0.0026375 | 506.1181 | 0.035365 | 505.55 | 0.12035 | 481.028 | 0.0076196 | 506.1181 | 0.0029008 | 505.55 | 0.024584 | 505.55 | #REF! | 481.3106 | 1.5246 | 506.1181 | 0.076668 | 500.28 | -0.010315 | 506.1181 | 0.5263 | 481.028 | 0.41554 | 506.1181 | 4.7732 | 500.28 | 2.239 | 506.1181 | 3.3296 | 500.28 | -0.0034686 | 506.1181 | 0 | 481.3106 | 0.00012964 | 506.1181 | 0 | 481.3106 | 0.00015845 | 506.1181 | 0 | 505.55 | -0.006663 | 726.3485 | 0.22847 | 505.55 | -0.0016601 | 725.6264 | 0 | 726.3485 | 0.01152 | 505.55 | 0.97629 | 506.1181 | 1.6227
|  | 481.1415 | 0 | 506.3421 | 0.071705 | 505.7743 | 0.13115 | 481.1415 | 0 | 506.3421 | 0.037584 | 505.7743 | 0.081733 | 505.7743 | #REF! | 481.4266 | 1.5088 | 506.3421 | 0.11006 | 500.5 | 0.018952 | 506.3421 | 0.53089 | 481.1415 | 0.42078 | 506.3421 | 4.7592 | 500.5 | 2.3035 | 506.3421 | 3.3796 | 500.5 | -0.007141 | 506.3421 | 0.0039918 | 481.4266 | 0.00013146 | 506.3421 | 0.015603 | 481.4266 | 0.00015845 | 506.3421 | 0.010385 | 505.7743 | 0.012197 | 726.5124 | 0.22325 | 505.7743 | 0.0059385 | 725.7903 | 7.1499e-05 | 726.5124 | 0.010731 | 505.7743 | 0.99781 | 506.3421 | 1.6388
|  | 481.2551 | 0.0075183 | 506.5662 | 0.067817 | 505.9986 | 0.12318 | 481.2551 | 0.013565 | 506.5662 | 0.015517 | 505.9986 | 0.028908 | 505.9986 | #REF! | 481.5427 | 1.5008 | 506.5662 | 0.071097 | 500.73 | -0.004558 | 506.5662 | 0.5087 | 481.2551 | 0.4353 | 506.5662 | 4.7125 | 500.73 | 2.3767 | 506.5662 | 3.4272 | 500.73 | 0.0023464 | 506.5662 | 0 | 481.5427 | 0.00014384 | 506.5662 | 0 | 481.5427 | 0.00014851 | 506.5662 | 0 | 505.9986 | -0.006804 | 726.6762 | 0.22969 | 505.9986 | -0.0064564 | 725.9543 | 0.00032174 | 726.6762 | 0.011009 | 505.9986 | 1.0034 | 506.5662 | 1.6539
|  | 481.3686 | 0 | 506.7902 | 0.055452 | 506.2229 | 0.12152 | 481.3686 | 0 | 506.7902 | 0.049178 | 506.2229 | 0.062272 | 506.2229 | #REF! | 481.6587 | 1.4716 | 506.7902 | 0.11683 | 500.95 | 0.027109 | 506.7902 | 0.50429 | 481.3686 | 0.44219 | 506.7902 | 4.6787 | 500.95 | 2.3567 | 506.7902 | 3.461 | 500.95 | 0.0023464 | 506.7902 | 0.0026866 | 481.6587 | 0.00015144 | 506.7902 | 0.012231 | 481.6587 | 0.00013687 | 506.7902 | 0.015022 | 506.2229 | 0.012065 | 726.8401 | 0.23105 | 506.2229 | 0.0017131 | 726.1182 | 7.1499e-05 | 726.8401 | 0.010591 | 506.2229 | 1.0146 | 506.7902 | 1.6668
|  | 481.4821 | 0.0051518 | 507.0143 | 0.057309 | 506.4472 | 0.1207 | 481.4821 | 0 | 507.0143 | 0.026622 | 506.4472 | 0.028456 | 506.4472 | #REF! | 481.7748 | 1.4513 | 507.0143 | 0.080232 | 501.17 | -0.033346 | 507.0143 | 0.47803 | 481.4821 | 0.41692 | 507.0143 | 4.5939 | 501.17 | 2.4418 | 507.0143 | 3.4757 | 501.17 | 0.0032646 | 507.0143 | 0 | 481.7748 | 0.0001554 | 507.0143 | 0 | 481.7748 | 0.00012505 | 507.0143 | 0 | 506.4472 | -0.011487 | 727.004 | 0.23201 | 506.4472 | -0.0053292 | 726.2822 | 0 | 727.004 | 0.011009 | 506.4472 | 1.0138 | 507.0143 | 1.6771
|  | 481.5957 | 0 | 507.2384 | 0.094398 | 506.6715 | 0.12215 | 481.5957 | 0 | 507.2384 | 0.051113 | 506.6715 | 0.076475 | 506.6715 | #REF! | 481.8908 | 1.418 | 507.2384 | 0.10527 | 501.4 | 0.018952 | 507.2384 | 0.48655 | 481.5957 | 0.4286 | 507.2384 | 4.5499 | 501.4 | 2.4592 | 507.2384 | 3.5118 | 501.4 | 0.0017343 | 507.2384 | 0.0020327 | 481.8908 | 0.00014847 | 507.2384 | 0.0065638 | 481.8908 | 0.00012008 | 507.2384 | 0.010976 | 506.6715 | 0.019953 | 727.1679 | 0.22729 | 506.6715 | -0.0019685 | 726.4462 | 0.00028599 | 727.1679 | 0.010405 | 506.6715 | 1.0317 | 507.2384 | 1.6916
|  | 481.7092 | 0.010454 | 507.4625 | 0.062117 | 506.8959 | 0.12292 | 481.7092 | 0.013278 | 507.4625 | 0.013622 | 506.8959 | 0.046044 | 506.8959 | #REF! | 482.0069 | 1.407 | 507.4625 | 0.070852 | 501.62 | -0.0050378 | 507.4625 | 0.45905 | 481.7092 | 0.44312 | 507.4625 | 4.494 | 501.62 | 2.5151 | 507.4625 | 3.5402 | 501.62 | 0.0031115 | 507.4625 | 0 | 482.0069 | 0.00014583 | 507.4625 | 0 | 482.0069 | 0.00010843 | 507.4625 | 0 | 506.8958 | -0.012329 | 727.3318 | 0.22116 | 506.8959 | -0.0018951 | 726.6101 | 0 | 727.3318 | 0.010963 | 506.8958 | 1.029 | 507.4625 | 1.7092
|  | 481.8227 | 0 | 507.6866 | 0.070463 | 507.1202 | 0.12445 | 481.8227 | 0 | 507.6866 | 0.025368 | 507.1202 | 0.078681 | 507.1202 | #REF! | 482.123 | 1.3833 | 507.6866 | 0.10408 | 501.85 | 0.014634 | 507.6866 | 0.47049 | 481.8227 | 0.42798 | 507.6866 | 4.4728 | 501.85 | 2.5546 | 507.6866 | 3.5928 | 501.85 | -0.0083652 | 507.6866 | 0.0038667 | 482.123 | 0.00014153 | 507.6866 | 0.0089104 | 482.123 | 9.3356e-05 | 507.6866 | 0.0097147 | 507.1202 | 0.014651 | 727.4957 | 0.24172 | 507.1202 | -0.0024894 | 726.7741 | 0 | 727.4957 | 0.010545 | 507.1202 | 1.0468 | 507.6866 | 1.7254
|  | 481.9363 | 0.007814 | 507.9107 | 0.051721 | 507.3446 | 0.1198 | 481.9363 | 0.0033129 | 507.9107 | 0.020278 | 507.3446 | 0.035968 | 507.3446 | #REF! | 482.239 | 1.3836 | 507.9107 | 0.076062 | 502.07 | -0.012235 | 507.9107 | 0.4391 | 481.9363 | 0.44338 | 507.9107 | 4.4264 | 502.07 | 2.6282 | 507.9107 | 3.6311 | 502.07 | -0.0043867 | 507.9107 | 0 | 482.239 | 0.0001483 | 507.9107 | 0 | 482.239 | 7.8454e-05 | 507.9107 | 0 | 507.3446 | -0.0083821 | 727.6596 | 0.24172 | 507.3446 | -0.0045175 | 726.9381 | 0.00010725 | 727.6596 | 0.011334 | 507.3446 | 1.0348 | 507.9107 | 1.7339
|  | 482.0498 | 0.0013333 | 508.1348 | 0.087955 | 507.569 | 0.10801 | 482.0498 | 0 | 508.1348 | 0.037667 | 507.569 | 0.074162 | 507.569 | #REF! | 482.3551 | 1.3723 | 508.1348 | 0.09679 | 502.3 | 0.018952 | 508.1348 | 0.45046 | 482.0498 | 0.44436 | 508.1348 | 4.4142 | 502.3 | 2.6197 | 508.1348 | 3.6915 | 502.3 | 0.0064783 | 508.1348 | 0.0019483 | 482.3551 | 0.000163 | 508.1348 | 0.015273 | 482.3551 | 6.0125e-05 | 508.1348 | 0.0088579 | 507.5689 | 0.013885 | 727.8235 | 0.24127 | 507.569 | -0.0050544 | 727.1021 | 7.1499e-05 | 727.8235 | 0.010545 | 507.5689 | 1.0489 | 508.1348 | 1.7486
|  | 482.1634 | 0.0013064 | 508.3589 | 0.050644 | 507.7933 | 0.11425 | 482.1634 | 0.0064601 | 508.3589 | 0.023023 | 507.7933 | 0.036452 | 507.7933 | #REF! | 482.4712 | 1.3723 | 508.3589 | 0.069047 | 502.52 | -0.0031186 | 508.3589 | 0.42829 | 482.1634 | 0.44161 | 508.3589 | 4.3906 | 502.52 | 2.7 | 508.3589 | 3.7552 | 502.52 | 0.0017343 | 508.3589 | 0 | 482.4712 | 0.00017308 | 508.3589 | 0 | 482.4712 | 4.5051e-05 | 508.3589 | 0 | 507.7933 | -0.004285 | 727.9875 | 0.24308 | 507.7933 | -0.0038504 | 727.2661 | 0.00010725 | 727.9875 | 0.011195 | 507.7933 | 1.0597 | 508.3589 | 1.7592
|  | 482.2769 | 0 | 508.5831 | 0.073835 | 508.0178 | 0.12666 | 482.2769 | 0 | 508.5831 | 0.016357 | 508.0178 | 0.10573 | 508.0178 | #REF! | 482.5872 | 1.3432 | 508.5831 | 0.10234 | 502.75 | -0.0040782 | 508.5831 | 0.43627 | 482.2769 | 0.44121 | 508.5831 | 4.366 | 502.75 | 2.7029 | 508.5831 | 3.803 | 502.75 | -0.0046928 | 508.5831 | 0.0016516 | 482.5872 | 0.00016383 | 508.5831 | 0.0089145 | 482.5872 | 8.5134e-05 | 508.5831 | 0.01263 | 508.0177 | 0.021992 | 728.1514 | 0.24862 | 508.0178 | 0.0088358 | 727.4301 | 0 | 728.1514 | 0.010359 | 508.0177 | 1.0864 | 508.5831 | 1.7713
|  | 482.3905 | 0.0089723 | 508.8073 | 0.060644 | 508.2422 | 0.11861 | 482.3905 | 0.010412 | 508.8073 | 0.037528 | 508.2422 | 0.039852 | 508.2422 | #REF! | 482.7033 | 1.3222 | 508.8072 | 0.071178 | 502.97 | 0.0035984 | 508.8072 | 0.41394 | 482.3905 | 0.45848 | 508.8072 | 4.3124 | 502.97 | 2.7857 | 508.8073 | 3.8421 | 502.97 | -0.007141 | 508.8072 | 0 | 482.7033 | 0.00016218 | 508.8072 | 0 | 482.7033 | 0.00010672 | 508.8073 | 0 | 508.2422 | -0.013963 | 728.3153 | 0.24077 | 508.2422 | -0.010119 | 727.5941 | 0.00010725 | 728.3153 | 0.011056 | 508.2422 | 1.079 | 508.8073 | 1.7779
|  | 482.504 | 0 | 509.0314 | 0.063666 | 508.4666 | 0.11978 | 482.504 | 0 | 509.0314 | 0.053412 | 508.4666 | 0.066039 | 508.4666 | #REF! | 482.8194 | 1.2833 | 509.0314 | 0.087181 | 503.2 | 0.030946 | 509.0314 | 0.42217 | 482.504 | 0.446 | 509.0314 | 4.2881 | 503.2 | 2.8102 | 509.0314 | 3.8911 | 503.2 | -0.010202 | 509.0314 | 0.0033732 | 482.8194 | 0.00014335 | 509.0314 | 0.015783 | 482.8194 | 0.00014337 | 509.0314 | 0.010923 | 508.4666 | 0.0042358 | 728.4793 | 0.24948 | 508.4666 | 0.007296 | 727.7581 | 0 | 728.4793 | 0.010266 | 508.4666 | 1.1014 | 509.0314 | 1.7946
|  | 482.6176 | 0.0066309 | 509.2556 | 0.05507 | 508.691 | 0.11338 | 482.6176 | 0.002319 | 509.2556 | 0.025017 | 508.691 | 0.033075 | 508.691 | #REF! | 482.9355 | 1.2702 | 509.2556 | 0.058085 | 503.42 | 0.014634 | 509.2556 | 0.40177 | 482.6176 | 0.45724 | 509.2556 | 4.2136 | 503.42 | 2.8771 | 509.2556 | 3.9087 | 503.42 | -0.0039276 | 509.2556 | 0 | 482.9355 | 0.00013575 | 509.2556 | 0 | 482.9355 | 0.00013173 | 509.2556 | 0 | 508.6911 | -0.0057587 | 728.6432 | 0.25402 | 508.691 | 0.0022939 | 727.9221 | 0.00032174 | 728.6432 | 0.010591 | 508.6911 | 1.104 | 509.2556 | 1.8057
|  | 482.7312 | 0 | 509.4798 | 0.074307 | 508.9155 | 0.11481 | 482.7312 | 0 | 509.4798 | 0.042377 | 508.9155 | 0.053086 | 508.9155 | #REF! | 483.0516 | 1.2412 | 509.4798 | 0.086103 | 503.64 | -0.012714 | 509.4798 | 0.40466 | 482.7312 | 0.46816 | 509.4798 | 4.1562 | 503.64 | 2.9141 | 509.4798 | 3.931 | 503.64 | 0.010304 | 509.4798 | 0.0026867 | 483.0516 | 0.00011412 | 509.4798 | 0.010025 | 483.0516 | 0.00013018 | 509.4798 | 0.014858 | 508.9155 | 0.0025641 | 728.8071 | 0.26677 | 508.9155 | -0.001198 | 728.0861 | 0 | 728.8071 | 0.0099873 | 508.9155 | 1.11 | 509.4798 | 1.8178
|  | 482.8447 | 0 | 509.704 | 0.034148 | 509.14 | 0.11823 | 482.8447 | 0.011272 | 509.704 | 0.018789 | 509.14 | 0.028799 | 509.14 | #REF! | 483.1677 | 1.2419 | 509.704 | 0.063766 | 503.87 | 0.011755 | 509.704 | 0.38051 | 482.8447 | 0.46479 | 509.704 | 4.1082 | 503.87 | 2.9513 | 509.704 | 3.9697 | 503.87 | -0.0046928 | 509.704 | 0 | 483.1677 | 0.00012452 | 509.704 | 0 | 483.1677 | 0.00013173 | 509.704 | 0 | 509.14 | -0.0028868 | 728.9711 | 0.26278 | 509.14 | -0.0068352 | 728.2501 | 0.0007506 | 728.9711 | 0.010916 | 509.14 | 1.091 | 509.704 | 1.8276
|  | 482.9583 | 0 | 509.9283 | 0.086936 | 509.3645 | 0.12105 | 482.9583 | 0 | 509.9283 | 0.044573 | 509.3645 | 0.08119 | 509.3645 | #REF! | 483.2838 | 1.224 | 509.9282 | 0.097311 | 504.09 | -0.025668 | 509.9282 | 0.38621 | 482.9583 | 0.46124 | 509.9282 | 4.0426 | 504.09 | 2.9356 | 509.9283 | 3.9836 | 504.09 | 0.0015813 | 509.9282 | 0.0016882 | 483.2838 | 0.00012337 | 509.9282 | 0.0096008 | 483.2838 | 0.00010672 | 509.9282 | 0.0097743 | 509.3645 | 0.0092217 | 729.135 | 0.26464 | 509.3645 | -0.00015023 | 728.4142 | 0 | 729.135 | 0.010916 | 509.3645 | 1.128 | 509.9283 | 1.8405
|  | 483.0718 | 0.0057434 | 510.1525 | 0.066595 | 509.589 | 0.10669 | 483.0718 | 0.013756 | 510.1525 | 0.013286 | 509.589 | 0.028896 | 509.589 | #REF! | 483.3999 | 1.2245 | 510.1525 | 0.052624 | 504.32 | -0.012235 | 510.1525 | 0.36853 | 483.0718 | 0.47513 | 510.1525 | 3.9772 | 504.32 | 2.9995 | 510.1525 | 3.9985 | 504.32 | -0.00056109 | 510.1525 | 0 | 483.3999 | 0.00013839 | 510.1525 | 0 | 483.3999 | 8.8389e-05 | 510.1525 | 0 | 509.589 | -0.011608 | 729.299 | 0.26741 | 509.589 | -0.0044772 | 728.5782 | 0.00053624 | 729.299 | 0.011613 | 509.589 | 1.1072 | 510.1525 | 1.8567
|  | 483.1854 | 0 | 510.3767 | 0.063485 | 509.8135 | 0.11943 | 483.1854 | 0 | 510.3767 | 0.034546 | 509.8135 | 0.052868 | 509.8135 | #REF! | 483.516 | 1.195 | 510.3767 | 0.087898 | 504.54 | -0.02183 | 510.3767 | 0.37426 | 483.1854 | 0.47611 | 510.3767 | 3.9368 | 504.54 | 3.0236 | 510.3767 | 4.0435 | 504.54 | 0.00020403 | 510.3767 | 0.0020454 | 483.516 | 0.00012948 | 510.3767 | 0.013427 | 483.516 | 9.1815e-05 | 510.3767 | 0.0095447 | 509.8135 | 0.011708 | 729.463 | 0.27127 | 509.8135 | 0.005215 | 728.7422 | 0 | 729.463 | 0.010916 | 509.8135 | 1.1231 | 510.3767 | 1.8738
|  | 483.299 | 0.0027855 | 510.601 | 0.043881 | 510.038 | 0.1101 | 483.299 | 0.014902 | 510.601 | 0.0407 | 510.038 | 0.0037826 | 510.038 | #REF! | 483.6321 | 1.1784 | 510.601 | 0.059969 | 504.77 | 0.00071969 | 510.601 | 0.35024 | 483.299 | 0.46958 | 510.601 | 3.8771 | 504.77 | 3.0488 | 510.601 | 4.0685 | 504.77 | 0.0031115 | 510.601 | 0 | 483.6321 | 0.00013724 | 510.601 | 0 | 483.6321 | 0.00012676 | 510.601 | 0 | 510.038 | -0.010015 | 729.6269 | 0.26832 | 510.038 | -0.0059203 | 728.9063 | 0.00010725 | 729.6269 | 0.011288 | 510.038 | 1.1204 | 510.601 | 1.8809
|  | 483.4126 | 0 | 510.8253 | 0.06927 | 510.2625 | 0.1192 | 483.4126 | 0 | 510.8253 | 0.033773 | 510.2625 | 0.10198 | 510.2625 | #REF! | 483.7482 | 1.142 | 510.8253 | 0.074382 | 504.99 | 0.025668 | 510.8253 | 0.36035 | 483.4126 | 0.48002 | 510.8253 | 3.8307 | 504.99 | 3.0667 | 510.8253 | 4.0909 | 504.99 | 0.00051009 | 510.8253 | 0.0020877 | 483.7482 | 0.00012188 | 510.8253 | 0.0096088 | 483.7482 | 0.0001468 | 510.8253 | 0.01039 | 510.2625 | 0.016358 | 729.7909 | 0.27925 | 510.2625 | -0.0070111 | 729.0703 | 0 | 729.7909 | 0.010498 | 510.2625 | 1.136 | 510.8253 | 1.8934
|  | 483.5262 | 0.0052997 | 511.0496 | 0.067385 | 510.4871 | 0.11343 | 483.5262 | 0.011941 | 511.0496 | 0.019757 | 510.4871 | 0.0057573 | 510.4871 | #REF! | 483.8644 | 1.129 | 511.0496 | 0.054281 | 505.22 | -0.040542 | 511.0496 | 0.3394 | 483.5262 | 0.48433 | 511.0496 | 3.7756 | 505.22 | 3.0889 | 511.0496 | 4.1239 | 505.22 | 0.0029585 | 511.0496 | 0 | 483.8644 | 0.00014417 | 511.0496 | 0 | 483.8644 | 0.0001134 | 511.0496 | 0 | 510.4871 | -0.0018037 | 729.9549 | 0.27072 | 510.4871 | -0.0046376 | 729.2344 | 0 | 729.9549 | 0.010684 | 510.4871 | 1.1414 | 511.0496 | 1.9068
|  | 483.6397 | 0 | 511.2739 | 0.09189 | 510.7116 | 0.11811 | 483.6397 | 0 | 511.2739 | 0.056882 | 510.7116 | 0.073343 | 510.7116 | #REF! | 483.9805 | 1.1022 | 511.2739 | 0.081429 | 505.44 | 0.0040782 | 511.2739 | 0.34581 | 483.6397 | 0.48331 | 511.2739 | 3.7061 | 505.44 | 3.1401 | 511.2739 | 4.1314 | 505.44 | 0.0052539 | 511.2739 | 0.0043384 | 483.9805 | 0.00015293 | 511.2739 | 0.0084086 | 483.9805 | 8.1708e-05 | 511.2739 | 0.012226 | 510.7116 | 0.010875 | 730.1189 | 0.27898 | 510.7116 | 0.0020212 | 729.3984 | 0 | 730.1189 | 0.0099408 | 510.7116 | 1.145 | 511.2739 | 1.9183
|  | 483.7533 | 0.012841 | 511.4982 | 0.058258 | 510.9362 | 0.11716 | 483.7533 | 0.013756 | 511.4982 | 0.023777 | 510.9362 | 0.021024 | 510.9362 | #REF! | 484.0966 | 1.0949 | 511.4982 | 0.047352 | 505.67 | -0.024228 | 511.4982 | 0.32275 | 483.7533 | 0.48672 | 511.4982 | 3.6537 | 505.67 | 3.1491 | 511.4982 | 4.151 | 505.67 | -0.00010202 | 511.4982 | 0 | 484.0966 | 0.00015144 | 511.4982 | 0 | 484.0966 | 8.1708e-05 | 511.4982 | 0 | 510.9362 | -0.0027994 | 730.2829 | 0.2758 | 510.9362 | 0.00046614 | 729.5625 | 0.00053624 | 730.2829 | 0.010731 | 510.9362 | 1.1461 | 511.4982 | 1.9252
|  | 483.8669 | 0 | 511.7225 | 0.047258 | 511.1608 | 0.11855 | 483.8669 | 0 | 511.7225 | 0.038103 | 511.1608 | 0.11046 | 511.1608 | #REF! | 484.2127 | 1.0781 | 511.7225 | 0.078906 | 505.89 | 0.004558 | 511.7225 | 0.33135 | 483.8669 | 0.49312 | 511.7225 | 3.6009 | 505.89 | 3.1438 | 511.7225 | 4.1722 | 505.89 | -0.0051518 | 511.7225 | 0.0034817 | 484.2127 | 0.00013179 | 511.7225 | 0.0092103 | 484.2127 | 9.1815e-05 | 511.7225 | 0.012189 | 511.1608 | 0.022806 | 730.4469 | 0.28012 | 511.1608 | 0.0038443 | 729.7265 | 0 | 730.4469 | 0.010777 | 511.1608 | 1.1693 | 511.7225 | 1.9344
|  | 483.9805 | 0.0030813 | 511.9468 | 0.066759 | 511.3854 | 0.11125 | 483.9805 | 0.014902 | 511.9468 | 0.036446 | 511.3854 | 0.0012933 | 511.3854 | #REF! | 484.3289 | 1.0784 | 511.9469 | 0.056609 | 506.12 | 0.0031186 | 511.9469 | 0.29957 | 483.9805 | 0.48459 | 511.9469 | 3.5287 | 506.12 | 3.2298 | 511.9468 | 4.1747 | 506.12 | -0.011426 | 511.9469 | 0 | 484.3289 | 0.00013179 | 511.9469 | 0 | 484.3289 | 0.00010004 | 511.9468 | 0 | 511.3854 | -0.0086028 | 730.6109 | 0.28602 | 511.3854 | -0.0019808 | 729.8906 | 0.00010725 | 730.6109 | 0.011427 | 511.3854 | 1.1627 | 511.9468 | 1.9426
|  | 484.0941 | 0 | 512.1712 | 0.077638 | 511.61 | 0.11565 | 484.0941 | 0 | 512.1712 | 0.032575 | 511.61 | 0.080223 | 511.61 | #REF! | 484.445 | 1.0626 | 512.1712 | 0.072759 | 506.34 | 0.030466 | 512.1712 | 0.30967 | 484.0941 | 0.47735 | 512.1712 | 3.4852 | 506.34 | 3.2502 | 512.1712 | 4.2023 | 506.34 | 5.1009e-05 | 512.1712 | 0.0022484 | 484.445 | 0.00015144 | 512.1712 | 0.0092739 | 484.445 | 8.5134e-05 | 512.1712 | 0.014643 | 511.61 | 0.024435 | 730.7749 | 0.28338 | 511.61 | 0.013501 | 730.0547 | 0 | 730.7749 | 0.010731 | 511.61 | 1.1578 | 512.1712 | 1.947
|  | 484.2077 | 0.00056695 | 512.3956 | 0.055807 | 511.8346 | 0.1115 | 484.2077 | 0.011559 | 512.3956 | 0.015269 | 511.8346 | 0.021607 | 511.8346 | #REF! | 484.5612 | 1.053 | 512.3956 | 0.048908 | 506.57 | -0.025189 | 512.3956 | 0.29198 | 484.2077 | 0.49734 | 512.3956 | 3.42 | 506.57 | 3.2654 | 512.3956 | 4.2063 | 506.57 | 0.00020403 | 512.3956 | 0 | 484.5612 | 0.00014583 | 512.3956 | 0 | 484.5612 | 0.00013344 | 512.3956 | 0 | 511.8346 | -0.0058874 | 730.9389 | 0.27381 | 511.8346 | -0.0092617 | 730.2188 | 0.00010725 | 730.9389 | 0.011102 | 511.8346 | 1.1477 | 512.3956 | 1.9456
|  | 484.3213 | 0 | 512.6199 | 0.066225 | 512.0593 | 0.1091 | 484.3213 | 0 | 512.6199 | 0.029928 | 512.0593 | 0.085153 | 512.0593 | #REF! | 484.6773 | 1.0236 | 512.6199 | 0.081037 | 506.79 | -0.035264 | 512.6199 | 0.3007 | 484.3213 | 0.50551 | 512.6199 | 3.3728 | 506.79 | 3.3073 | 512.6199 | 4.2264 | 506.79 | -0.0043867 | 512.6199 | 0.0028996 | 484.6773 | 0.00014616 | 512.6199 | 0.0092719 | 484.6773 | 0.00011168 | 512.6199 | 0.0098976 | 512.0593 | 0.012871 | 731.1029 | 0.29822 | 512.0593 | 0.00093481 | 730.3829 | 0 | 731.1029 | 0.010684 | 512.0593 | 1.1559 | 512.6199 | 1.9545
|  | 484.4349 | 0.00041907 | 512.8444 | 0.062621 | 512.2839 | 0.11481 | 484.4349 | 0.0079509 | 512.8444 | -0.0032455 | 512.2839 | 0.014702 | 512.2839 | #REF! | 484.7935 | 1.0064 | 512.8443 | 0.051939 | 507.02 | -0.017512 | 512.8443 | 0.2872 | 484.4349 | 0.50373 | 512.8443 | 3.306 | 507.02 | 3.3051 | 512.8444 | 4.2214 | 507.02 | -0.0045398 | 512.8443 | 0 | 484.7935 | 0.00012733 | 512.8443 | 0 | 484.7935 | 0.00016016 | 512.8444 | 0 | 512.2839 | -0.0016142 | 731.2669 | 0.28887 | 512.2839 | -0.0023899 | 730.547 | 0.00032174 | 731.2669 | 0.011056 | 512.2839 | 1.1518 | 512.8444 | 1.9665
|  | 484.5485 | 0 | 513.0687 | 0.08167 | 512.5086 | 0.11061 | 484.5485 | 0 | 513.0687 | 0.047435 | 512.5086 | 0.072158 | 512.5086 | #REF! | 484.9096 | 0.97501 | 513.0687 | 0.074697 | 507.24 | -0.0031186 | 513.0687 | 0.28843 | 484.5485 | 0.50688 | 513.0687 | 3.2601 | 507.24 | 3.3315 | 513.0687 | 4.2391 | 507.24 | 0.0028055 | 513.0687 | 0.002652 | 484.9096 | 0.00013658 | 513.0687 | 0.010347 | 484.9096 | 0.00016342 | 513.0687 | 0.013257 | 512.5086 | 0.01799 | 731.431 | 0.294 | 512.5086 | 0.0040887 | 730.7111 | 0 | 731.431 | 0.010498 | 512.5086 | 1.1805 | 513.0687 | 1.986
|  | 484.6621 | 0.0095486 | 513.2932 | 0.062266 | 512.7333 | 0.10526 | 484.6621 | 0.0082822 | 513.2932 | 0.018143 | 512.7333 | 0.021945 | 512.7333 | #REF! | 485.0258 | 0.96669 | 513.2932 | 0.047675 | 507.47 | 0.0083963 | 513.2932 | 0.2667 | 484.6621 | 0.52025 | 513.2932 | 3.2226 | 507.47 | 3.329 | 513.2932 | 4.283 | 507.47 | -0.0033155 | 513.2932 | 0 | 485.0258 | 0.00013773 | 513.2932 | 0 | 485.0258 | 0.00020024 | 513.2931 | 0 | 512.7333 | -0.014275 | 731.595 | 0.29977 | 512.7333 | -0.0054005 | 730.8752 | 0.00010725 | 731.595 | 0.010684 | 512.7333 | 1.1814 | 513.2932 | 2.0045
|  | 484.7757 | 0 | 513.5176 | 0.090839 | 512.958 | 0.116 | 484.7757 | 0 | 513.5176 | 0.037151 | 512.958 | 0.079689 | 512.958 | #REF! | 485.142 | 0.93543 | 513.5176 | 0.077131 | 507.69 | -0.0083963 | 513.5176 | 0.28407 | 484.7757 | 0.52012 | 513.5176 | 3.2044 | 507.69 | 3.3576 | 513.5176 | 4.3362 | 507.69 | -0.0017853 | 513.5176 | 0.0031247 | 485.142 | 0.00013873 | 513.5176 | 0.011394 | 485.142 | 0.00016856 | 513.5176 | 0.010751 | 512.958 | 0.013337 | 731.7591 | 0.30285 | 512.958 | 0.0053436 | 731.0393 | 7.1499e-05 | 731.7591 | 0.010638 | 512.958 | 1.2102 | 513.5176 | 2.0199
|  | 484.8893 | 0.0024896 | 513.742 | 0.055397 | 513.1827 | 0.10369 | 484.8893 | 0.018055 | 513.742 | 0.01789 | 513.1827 | 0.044932 | 513.1827 | #REF! | 485.2581 | 0.92295 | 513.742 | 0.041209 | 507.92 | -0.0083963 | 513.742 | 0.26318 | 484.8893 | 0.52593 | 513.742 | 3.1571 | 507.92 | 3.4092 | 513.742 | 4.3635 | 507.92 | -0.01265 | 513.742 | 0 | 485.2581 | 0.00014731 | 513.742 | 0 | 485.2581 | 0.00012008 | 513.742 | 0 | 513.1827 | -0.015522 | 731.9231 | 0.30136 | 513.1827 | -0.0036428 | 731.2034 | 0.00010725 | 731.9231 | 0.011288 | 513.1827 | 1.2093 | 513.742 | 2.0284
|  | 485.0029 | 0 | 513.9665 | 0.07183 | 513.4074 | 0.11453 | 485.0029 | 0 | 513.9665 | 0.028729 | 513.4074 | 0.067142 | 513.4074 | #REF! | 485.3743 | 0.88654 | 513.9665 | 0.073587 | 508.14 | 0.010795 | 513.9665 | 0.26963 | 485.0029 | 0.52829 | 513.9665 | 3.1122 | 508.14 | 3.4158 | 513.9665 | 4.3919 | 508.14 | -0.0014792 | 513.9665 | 0.0025937 | 485.3743 | 0.00014583 | 513.9665 | 0.0072661 | 485.3743 | 9.0102e-05 | 513.9665 | 0.012251 | 513.4074 | 0.013058 | 732.0871 | 0.30771 | 513.4074 | 0.0053135 | 731.3675 | 0 | 732.0871 | 0.010916 | 513.4074 | 1.224 | 513.9665 | 2.0373
|  | 485.1166 | 0.00027119 | 514.1909 | 0.039235 | 513.6321 | 0.11056 | 485.1166 | 0.0097437 | 514.1909 | 0.019556 | 513.6321 | 0.03926 | 513.6321 | #REF! | 485.4905 | 0.87656 | 514.1909 | 0.038894 | 508.37 | 0.002159 | 514.1909 | 0.25043 | 485.1166 | 0.52704 | 514.1909 | 3.0806 | 508.37 | 3.4312 | 514.1909 | 4.433 | 508.37 | -0.013874 | 514.1909 | 0 | 485.4905 | 0.0001564 | 514.1909 | 0 | 485.4905 | 9.3356e-05 | 514.1909 | 0 | 513.6321 | -0.016439 | 732.2512 | 0.30957 | 513.6321 | 0.00035859 | 731.5316 | 0.00032174 | 732.2512 | 0.011056 | 513.6321 | 1.2305 | 514.1909 | 2.0388
|  | 485.2302 | 0.0038515 | 514.4154 | 0.064217 | 513.8569 | 0.11297 | 485.2302 | 0 | 514.4154 | 0.046053 | 513.8569 | 0.072238 | 513.8569 | #REF! | 485.6067 | 0.83798 | 514.4154 | 0.073849 | 508.59 | 0.0035984 | 514.4154 | 0.25848 | 485.2302 | 0.54556 | 514.4154 | 3.0263 | 508.59 | 3.4212 | 514.4154 | 4.4331 | 508.59 | 0.00020403 | 514.4154 | 0.004001 | 485.6067 | 0.00013889 | 514.4154 | 0.019067 | 485.6067 | 0.00012179 | 514.4154 | 0.006749 | 513.8569 | 0.0085345 | 732.4153 | 0.31656 | 513.8569 | 0.0085342 | 731.6957 | 7.1499e-05 | 732.4153 | 0.010312 | 513.8569 | 1.228 | 514.4154 | 2.0473
|  | 485.3438 | 0.013582 | 514.6399 | 0.0512 | 514.0816 | 0.1058 | 485.3438 | 0.014616 | 514.6399 | 0.03157 | 514.0816 | 0.036523 | 514.0816 | #REF! | 485.7228 | 0.83532 | 514.6399 | 0.048344 | 508.82 | -0.013674 | 514.6399 | 0.2413 | 485.3438 | 0.5568 | 514.6399 | 2.972 | 508.82 | 3.4571 | 514.6399 | 4.4379 | 508.82 | 0.0031115 | 514.6399 | 0 | 485.7228 | 0.00013839 | 514.6399 | 0 | 485.7228 | 0.0001468 | 514.6399 | 0 | 514.0816 | 0.0022617 | 732.5793 | 0.32609 | 514.0816 | 0.0034676 | 731.8599 | 0 | 732.5793 | 0.010963 | 514.0816 | 1.2167 | 514.6399 | 2.0531
|  | 485.4574 | 0 | 514.8644 | 0.060611 | 514.3064 | 0.096588 | 485.4574 | 0 | 514.8644 | 0.023083 | 514.3064 | 0.048534 | 514.3064 | #REF! | 485.839 | 0.80838 | 514.8644 | 0.075644 | 509.04 | 0.00071969 | 514.8644 | 0.2548 | 485.4574 | 0.54898 | 514.8644 | 2.943 | 509.04 | 3.4509 | 514.8644 | 4.4653 | 509.04 | -0.0031625 | 514.8644 | 0.005664 | 485.839 | 0.00012964 | 514.8644 | 0.0062774 | 485.839 | 0.00016187 | 514.8644 | 0.016495 | 514.3064 | 0.010285 | 732.7434 | 0.31819 | 514.3064 | 0.0077384 | 732.024 | 7.1499e-05 | 732.7434 | 0.010498 | 514.3064 | 1.2198 | 514.8644 | 2.0676
|  | 485.5711 | 0 | 515.0889 | 0.054756 | 514.5312 | 0.10343 | 485.5711 | 0.0014908 | 515.0889 | 0.013216 | 514.5312 | 0.02663 | 514.5312 | #REF! | 485.9552 | 0.82268 | 515.0889 | 0.045231 | 509.27 | -0.002159 | 515.0889 | 0.23613 | 485.5711 | 0.5587 | 515.0889 | 2.8751 | 509.27 | 3.4612 | 515.0889 | 4.4561 | 509.27 | -0.0085181 | 515.0889 | 0 | 485.9552 | 0.00014384 | 515.0889 | 0 | 485.9552 | 0.00015006 | 515.0889 | 0 | 514.5312 | -0.010097 | 732.9075 | 0.324 | 514.5312 | -0.014417 | 732.1881 | 0 | 732.9075 | 0.011149 | 514.5312 | 1.1999 | 515.0889 | 2.0808
|  | 485.6847 | 0 | 515.3135 | 0.087474 | 514.756 | 0.11046 | 485.6847 | 0 | 515.3135 | 0.03077 | 514.756 | 0.059731 | 514.756 | #REF! | 486.0714 | 0.7964 | 515.3135 | 0.074614 | 509.49 | 0.0055175 | 515.3135 | 0.24138 | 485.6847 | 0.56661 | 515.3135 | 2.8619 | 509.49 | 3.4645 | 515.3135 | 4.51 | 509.49 | -0.0007141 | 515.3135 | 0.0040529 | 486.0714 | 0.00013806 | 515.3135 | 0.012243 | 486.0714 | 0.00013687 | 515.3135 | 0.0096343 | 514.756 | 0.013017 | 733.0715 | 0.33821 | 514.756 | 0.0041592 | 732.3523 | 0 | 733.0715 | 0.010823 | 514.756 | 1.2212 | 515.3135 | 2.0994
|  | 485.7983 | 0.007962 | 515.538 | 0.06021 | 514.9808 | 0.10247 | 485.7983 | 0.013565 | 515.538 | 0.0002635 | 514.9808 | 0.013159 | 514.9808 | #REF! | 486.1876 | 0.79823 | 515.538 | 0.038455 | 509.72 | -0.0055175 | 515.538 | 0.22029 | 485.7983 | 0.56186 | 515.538 | 2.8084 | 509.72 | 3.5036 | 515.538 | 4.5115 | 509.72 | -0.011273 | 515.538 | 0 | 486.1876 | 0.0001488 | 515.538 | 0 | 486.1876 | 0.00015674 | 515.538 | 0 | 514.9808 | -0.0040465 | 733.2356 | 0.33789 | 514.9808 | -0.0064444 | 732.5164 | 0.00032174 | 733.2356 | 0.011613 | 514.9808 | 1.2116 | 515.538 | 2.1136
|  | 485.912 | 0 | 515.7626 | 0.064653 | 515.2056 | 0.10544 | 485.912 | 0 | 515.7626 | 0.031966 | 515.2056 | 0.072919 | 515.2056 | #REF! | 486.3038 | 0.7678 | 515.7625 | 0.069534 | 509.94 | 0.0055175 | 515.7625 | 0.23498 | 485.912 | 0.56146 | 515.7625 | 2.7882 | 509.94 | 3.4994 | 515.7626 | 4.5447 | 509.94 | 0.0093854 | 515.7625 | 0.0026788 | 486.3038 | 0.0001412 | 515.7625 | 0.01652 | 486.3038 | 0.00012505 | 515.7626 | 0.01405 | 515.2056 | 0.018642 | 733.3997 | 0.33612 | 515.2056 | 0.0093304 | 732.6806 | 0 | 733.3997 | 0.011009 | 515.2056 | 1.2532 | 515.7626 | 2.1283
|  | 486.0256 | 0.0027855 | 515.9871 | 0.051402 | 515.4304 | 0.10515 | 486.0256 | 0.013756 | 515.9871 | -0.016937 | 515.4304 | -0.0046213 | 515.4304 | #REF! | 486.42 | 0.7653 | 515.9871 | 0.036863 | 510.17 | -0.0050378 | 515.9871 | 0.21131 | 486.0256 | 0.58504 | 515.9871 | 2.7206 | 510.17 | 3.5064 | 515.9871 | 4.5182 | 510.17 | -0.0177 | 515.9871 | 0 | 486.42 | 0.00015309 | 515.9871 | 0 | 486.42 | 0.00014183 | 515.9871 | 0 | 515.4304 | -0.0075939 | 733.5638 | 0.33766 | 515.4304 | -0.0012761 | 732.8448 | 0 | 733.5638 | 0.011474 | 515.4304 | 1.2198 | 515.9871 | 2.1379
|  | 486.1393 | 0 | 516.2117 | 0.086872 | 515.6553 | 0.11002 | 486.1393 | 0 | 516.2117 | 0.030899 | 515.6553 | 0.058261 | 515.6553 | #REF! | 486.5362 | 0.7505 | 516.2117 | 0.067654 | 510.39 | 0.00071969 | 516.2117 | 0.2295 | 486.1393 | 0.59751 | 516.2117 | 2.6911 | 510.39 | 3.5459 | 516.2117 | 4.5371 | 510.39 | 0.0018873 | 516.2117 | 0.0047206 | 486.5362 | 0.00013195 | 516.2117 | 0.019101 | 486.5362 | 0.00014337 | 516.2117 | 0.011541 | 515.6553 | 0.011564 | 733.7279 | 0.35169 | 515.6553 | 0.0064078 | 733.0089 | 0 | 733.7279 | 0.010684 | 515.6553 | 1.2543 | 516.2117 | 2.1508
|  | 486.2529 | 0.016381 | 516.4363 | 0.057145 | 515.8801 | 0.10052 | 486.2529 | 0.0034785 | 516.4363 | 0.0176 | 515.8801 | 0.037588 | 515.8801 | #REF! | 486.6524 | 0.75433 | 516.4363 | 0.039588 | 510.62 | -0.02375 | 516.4363 | 0.20847 | 486.2529 | 0.61403 | 516.4363 | 2.6509 | 510.62 | 3.5338 | 516.4363 | 4.5508 | 510.62 | -0.005917 | 516.4363 | 0 | 486.6524 | 0.00013773 | 516.4363 | 0 | 486.6524 | 0.00019853 | 516.4363 | 0 | 515.8801 | -0.0061706 | 733.892 | 0.35114 | 515.8801 | -0.0049938 | 733.1731 | 0.00032174 | 733.892 | 0.011567 | 515.8801 | 1.2416 | 516.4363 | 2.1609
|  | 486.3666 | 0 | 516.6609 | 0.065531 | 516.105 | 0.1148 | 486.3666 | 0 | 516.6609 | 0.033445 | 516.105 | 0.073574 | 516.105 | #REF! | 486.7687 | 0.75599 | 516.6609 | 0.066714 | 510.84 | -0.011755 | 516.6609 | 0.22406 | 486.3666 | 0.60964 | 516.6609 | 2.6314 | 510.84 | 3.5074 | 516.6609 | 4.5874 | 510.84 | 0.013976 | 516.6609 | 0.0038898 | 486.7687 | 0.00011296 | 516.6609 | 0.016024 | 486.7687 | 0.00020675 | 516.6609 | 0.012393 | 516.105 | 0.02586 | 734.0561 | 0.35378 | 516.105 | 0.0077647 | 733.3373 | 0 | 734.0561 | 0.011009 | 516.105 | 1.2463 | 516.6609 | 2.1754
|  | 486.4802 | 0.0048561 | 516.8855 | 0.05796 | 516.3299 | 0.084161 | 486.4802 | 0.014616 | 516.8855 | 0.0025318 | 516.3299 | 0.02051 | 516.3299 | #REF! | 486.8849 | 0.76364 | 516.8855 | 0.043197 | 511.07 | 0.0002399 | 516.8855 | 0.20531 | 486.4802 | 0.62047 | 516.8855 | 2.6252 | 511.07 | 3.5118 | 516.8855 | 4.651 | 511.07 | -0.00056109 | 516.8855 | 0 | 486.8849 | 0.00012849 | 516.8855 | 0.0022401 | 486.8849 | 0.00021515 | 516.8855 | 0 | 516.3299 | -2.6824e-05 | 734.2202 | 0.34955 | 516.3299 | -3.6955e-05 | 733.5015 | 0.00010725 | 734.2202 | 0.011938 | 516.3299 | 1.2563 | 516.8855 | 2.1862
|  | 486.5939 | 0 | 517.1101 | 0.064525 | 516.5548 | 0.10849 | 486.5939 | 0 | 517.1101 | 0.038085 | 516.5548 | 0.077947 | 516.5548 | #REF! | 487.0011 | 0.77561 | 517.1101 | 0.072041 | 511.29 | 0.0011995 | 517.1101 | 0.20937 | 486.5939 | 0.62753 | 517.1101 | 2.5996 | 511.29 | 3.5542 | 517.1101 | 4.6805 | 511.29 | -0.0077534 | 517.1101 | 0.0018408 | 487.0011 | 0.00012716 | 517.1101 | 0.012555 | 487.0011 | 0.00016684 | 517.1101 | 0.0076954 | 516.5548 | 0.014541 | 734.3843 | 0.36907 | 516.5548 | 0.0022659 | 733.6656 | 7.1499e-05 | 734.3843 | 0.011242 | 516.5548 | 1.2844 | 517.1101 | 2.197
|  | 486.7075 | 0 | 517.3348 | 0.03197 | 516.7797 | 0.090764 | 486.7075 | 0.013278 | 517.3348 | 0.001564 | 516.7797 | 0.013082 | 516.7797 | #REF! | 487.1174 | 0.78094 | 517.3348 | 0.042367 | 511.52 | -0.037664 | 517.3348 | 0.19503 | 486.7075 | 0.6322 | 517.3348 | 2.5615 | 511.52 | 3.5637 | 517.3348 | 4.6833 | 511.52 | -0.0036216 | 517.3348 | 0 | 487.1174 | 0.00016498 | 517.3348 | 0 | 487.1174 | 0.00014012 | 517.3348 | 0 | 516.7797 | -0.0018344 | 734.5485 | 0.35913 | 516.7797 | -0.0097876 | 733.8298 | 0.00010725 | 734.5485 | 0.011752 | 516.7797 | 1.2805 | 517.3348 | 2.2106
|  | 486.8212 | 0 | 517.5594 | 0.051302 | 517.0046 | 0.11579 | 486.8212 | 0 | 517.5594 | 0.018073 | 517.0046 | 0.080728 | 517.0046 | #REF! | 487.2336 | 0.7831 | 517.5594 | 0.068084 | 511.74 | 0.031426 | 517.5594 | 0.21271 | 486.8212 | 0.67505 | 517.5594 | 2.5318 | 511.74 | 3.5049 | 517.5594 | 4.6905 | 511.74 | -0.0040807 | 517.5594 | 0.0041187 | 487.2336 | 0.00015408 | 517.5594 | 0.018492 | 487.2336 | 8.6676e-05 | 517.5594 | 0.011338 | 517.0046 | 0.021788 | 734.7126 | 0.37193 | 517.0046 | 0.014011 | 733.994 | 0 | 734.7126 | 0.011149 | 517.0046 | 1.291 | 517.5594 | 2.2281
|  | 486.9348 | 0.0061872 | 517.7841 | 0.044844 | 517.2296 | 0.10588 | 486.9348 | 0.010603 | 517.7841 | 0.013016 | 517.2296 | 0.014452 | 517.2296 | #REF! | 487.3498 | 0.75799 | 517.7841 | 0.033953 | 511.97 | 0.002159 | 517.7841 | 0.18846 | 486.9348 | 0.67465 | 517.7841 | 2.4885 | 511.97 | 3.5804 | 517.7841 | 4.6879 | 511.97 | -0.0048458 | 517.7841 | 0 | 487.3498 | 0.0001483 | 517.7841 | 0 | 487.3498 | 8.1708e-05 | 517.7841 | 0 | 517.2296 | -0.0082734 | 734.8767 | 0.36399 | 517.2296 | -0.0014481 | 734.1582 | 0.00010725 | 734.8767 | 0.011567 | 517.2296 | 1.2782 | 517.7841 | 2.2383
|  | 487.0485 | 0 | 518.0088 | 0.074995 | 517.4545 | 0.10615 | 487.0485 | 0 | 518.0088 | 0.037765 | 517.4545 | 0.074106 | 517.4545 | #REF! | 487.4661 | 0.73504 | 518.0088 | 0.063626 | 512.19 | -0.02183 | 518.0088 | 0.20309 | 487.0485 | 0.67545 | 518.0088 | 2.4575 | 512.19 | 3.5277 | 518.0088 | 4.7038 | 512.19 | -0.0043867 | 518.0088 | 0.0029686 | 487.4661 | 0.00013113 | 518.0088 | 0.015181 | 487.4661 | 8.8389e-05 | 518.0088 | 0.010693 | 517.4545 | 0.013722 | 735.0409 | 0.37361 | 517.4545 | -0.0030988 | 734.3224 | 7.1499e-05 | 735.0409 | 0.010963 | 517.4545 | 1.2945 | 518.0088 | 2.2498
|  | 487.1622 | 0.0069267 | 518.2335 | 0.053957 | 517.6795 | 0.091171 | 487.1622 | 0.010794 | 518.2335 | 0.017829 | 517.6795 | -0.0012834 | 517.6795 | #REF! | 487.5823 | 0.69729 | 518.2335 | 0.03281 | 512.42 | -0.017032 | 518.2335 | 0.17929 | 487.1622 | 0.6802 | 518.2335 | 2.3986 | 512.42 | 3.5774 | 518.2335 | 4.6711 | 512.42 | 0.00081613 | 518.2335 | 0 | 487.5823 | 0.00015144 | 518.2335 | 0 | 487.5823 | 0.00012676 | 518.2335 | 0 | 517.6795 | -0.014193 | 735.205 | 0.36748 | 517.6795 | -0.0040708 | 734.4866 | 0 | 735.205 | 0.011613 | 517.6795 | 1.2957 | 518.2335 | 2.2638
|  | 487.2758 | 0 | 518.4581 | 0.068464 | 517.9045 | 0.10124 | 487.2758 | 0 | 518.4581 | 0.031706 | 517.9045 | 0.061459 | 517.9045 | #REF! | 487.6986 | 0.66769 | 518.4582 | 0.060318 | 512.64 | 0.0035984 | 518.4582 | 0.18844 | 487.2758 | 0.70466 | 518.4582 | 2.3721 | 512.64 | 3.5783 | 518.4581 | 4.6782 | 512.64 | 0.0020403 | 518.4582 | 0.0039951 | 487.6986 | 0.00016614 | 518.4582 | 0.0086199 | 487.6986 | 0.00013687 | 518.4581 | 0.010545 | 517.9045 | 0.010408 | 735.3692 | 0.37706 | 517.9045 | 0.0075062 | 734.6509 | 0 | 735.3692 | 0.010963 | 517.9045 | 1.3089 | 518.4581 | 2.276
|  | 487.3895 | 0.0036729 | 518.6829 | 0.044873 | 518.1295 | 0.098913 | 487.3895 | 0.012896 | 518.6829 | 0.00033443 | 518.1295 | 0.015596 | 518.1295 | #REF! | 487.8148 | 0.63676 | 518.6829 | 0.038685 | 512.87 | -0.012235 | 518.6829 | 0.16965 | 487.3895 | 0.7282 | 518.6829 | 2.3268 | 512.87 | 3.5467 | 518.6829 | 4.654 | 512.87 | -0.00086717 | 518.6829 | 0 | 487.8148 | 0.00016218 | 518.6829 | 0 | 487.8148 | 0.00016342 | 518.6829 | 0 | 518.1295 | -0.014455 | 735.5333 | 0.37524 | 518.1295 | -0.005843 | 734.8151 | 0 | 735.5333 | 0.011799 | 518.1295 | 1.299 | 518.6829 | 2.2862
|  | 487.5032 | 0 | 518.9076 | 0.050195 | 518.3545 | 0.10908 | 487.5032 | 0 | 518.9076 | 0.042484 | 518.3545 | 0.069539 | 518.3545 | #REF! | 487.9311 | 0.60732 | 518.9076 | 0.068012 | 513.09 | 0.018472 | 518.9076 | 0.1882 | 487.5032 | 0.71386 | 518.9076 | 2.3295 | 513.09 | 3.5399 | 518.9076 | 4.7071 | 513.09 | 0.0096913 | 518.9076 | 0.0048523 | 487.9311 | 0.00014797 | 518.9076 | 0.0092714 | 487.9311 | 0.00013018 | 518.9076 | 0.013625 | 518.3545 | 0.013313 | 735.6975 | 0.3737 | 518.3545 | 0.0059342 | 734.9793 | 7.1499e-05 | 735.6975 | 0.011009 | 518.3545 | 1.3356 | 518.9076 | 2.2975
|  | 487.6169 | 0.011195 | 519.1323 | 0.046741 | 518.5795 | 0.10132 | 487.6169 | 0.01089 | 519.1323 | 0.019677 | 518.5795 | 0.016659 | 518.5795 | #REF! | 488.0474 | 0.60483 | 519.1323 | 0.03531 | 513.32 | 0.0035984 | 519.1323 | 0.16482 | 487.6169 | 0.71461 | 519.1323 | 2.2864 | 513.32 | 3.5792 | 519.1323 | 4.6869 | 513.32 | -0.011426 | 519.1323 | 0 | 488.0474 | 0.00014566 | 519.1323 | 0 | 488.0474 | 0.0001701 | 519.1323 | 0 | 518.5795 | -0.015019 | 735.8616 | 0.38827 | 518.5795 | -0.006047 | 735.1435 | 0.00010725 | 735.8616 | 0.011892 | 518.5795 | 1.3193 | 519.1323 | 2.3096
|  | 487.7306 | 0 | 519.3571 | 0.072952 | 518.8045 | 0.10936 | 487.7306 | 0 | 519.3571 | 0.044138 | 518.8045 | 0.07145 | 518.8045 | #REF! | 488.1636 | 0.58404 | 519.3571 | 0.060649 | 513.54 | 0.011755 | 519.3571 | 0.1859 | 487.7306 | 0.70493 | 519.3571 | 2.2723 | 513.54 | 3.5282 | 519.3571 | 4.7226 | 513.54 | 0.0058659 | 519.3571 | 0.0027514 | 488.1636 | 0.00014269 | 519.3571 | 0.0082104 | 488.1636 | 0.00015519 | 519.3571 | 0.012653 | 518.8045 | 0.01619 | 736.0258 | 0.39076 | 518.8045 | -0.0059492 | 735.3078 | 0 | 736.0258 | 0.011242 | 518.8045 | 1.3332 | 519.3571 | 2.3196
|  | 487.8442 | 0 | 519.5818 | 0.060161 | 519.0295 | 0.09581 | 487.8442 | 0.0099348 | 519.5818 | 0.0099891 | 519.0295 | 0.034064 | 519.0295 | #REF! | 488.2799 | 0.60449 | 519.5819 | 0.025411 | 513.77 | -0.038142 | 519.5819 | 0.16254 | 487.8442 | 0.72647 | 519.5819 | 2.2587 | 513.77 | 3.557 | 519.5818 | 4.7683 | 513.77 | -0.0079064 | 519.5819 | 0 | 488.2799 | 0.00014038 | 519.5819 | 0 | 488.2799 | 0.00018688 | 519.5819 | 0 | 519.0295 | -0.014206 | 736.19 | 0.39671 | 519.0295 | -0.0053037 | 735.472 | 0.00053624 | 736.19 | 0.011474 | 519.0295 | 1.3481 | 519.5818 | 2.3304
|  | 487.9579 | 0 | 519.8066 | 0.078872 | 519.2546 | 0.10814 | 487.9579 | 0 | 519.8066 | 0.048267 | 519.2546 | 0.093892 | 519.2546 | #REF! | 488.3962 | 0.56974 | 519.8066 | 0.054274 | 513.99 | 0.0002399 | 519.8066 | 0.17583 | 487.9579 | 0.75258 | 519.8066 | 2.2563 | 513.99 | 3.5402 | 519.8066 | 4.7923 | 513.99 | 0.0037236 | 519.8066 | 0.0012722 | 488.3962 | 0.00012882 | 519.8066 | 0.010619 | 488.3962 | 0.00014851 | 519.8066 | 0.013243 | 519.2546 | 0.013999 | 736.3542 | 0.40538 | 519.2546 | 0.0090624 | 735.6363 | 0 | 736.3542 | 0.010777 | 519.2546 | 1.3575 | 519.8066 | 2.342
|  | 488.0716 | 0 | 520.0314 | 0.061542 | 519.4797 | 0.10197 | 488.0716 | 0.012418 | 520.0314 | 0.0067473 | 519.4797 | 0.019156 | 519.4797 | #REF! | 488.5125 | 0.57922 | 520.0314 | 0.026434 | 514.22 | -0.0093559 | 520.0314 | 0.1587 | 488.0716 | 0.73881 | 520.0314 | 2.2138 | 514.22 | 3.608 | 520.0314 | 4.7671 | 514.22 | 0.0075495 | 520.0314 | 0 | 488.5125 | 0.00013228 | 520.0314 | 0 | 488.5125 | 0.00013841 | 520.0314 | 0 | 519.4797 | -0.015156 | 736.5184 | 0.40987 | 519.4797 | -0.0086201 | 735.8005 | 0.00032174 | 736.5184 | 0.011195 | 519.4797 | 1.3536 | 520.0314 | 2.3564
|  | 488.1853 | 0 | 520.2562 | 0.051565 | 519.7047 | 0.10518 | 488.1853 | 0 | 520.2562 | 0.020349 | 519.7047 | 0.06166 | 519.7047 | #REF! | 488.6287 | 0.50787 | 520.2562 | 0.062159 | 514.44 | 0.002159 | 520.2562 | 0.17174 | 488.1853 | 0.76141 | 520.2562 | 2.1846 | 514.44 | 3.5191 | 520.2562 | 4.7626 | 514.44 | 0.0051009 | 520.2562 | 0 | 488.6287 | 0.00013377 | 520.2562 | 0.017538 | 488.6287 | 0.00012179 | 520.2562 | 0.0084798 | 519.7047 | 0.011901 | 736.6825 | 0.40252 | 519.7047 | -0.0021031 | 735.9648 | 0 | 736.6825 | 0.011102 | 519.7047 | 1.3635 | 520.2562 | 2.3727
|  | 488.299 | 0.0030813 | 520.4811 | 0.042835 | 519.9298 | 0.092337 | 488.299 | 0.0039755 | 520.4811 | 0.00032678 | 519.9298 | 0.021264 | 519.9298 | #REF! | 488.745 | 0.5122 | 520.481 | 0.022692 | 514.67 | -0.019911 | 520.481 | 0.1495 | 488.299 | 0.74649 | 520.481 | 2.1295 | 514.67 | 3.5713 | 520.4811 | 4.7249 | 514.67 | -0.0063763 | 520.481 | 0 | 488.745 | 0.0001412 | 520.481 | 0 | 488.745 | 0.00012179 | 520.4811 | 0 | 519.9298 | -0.0048553 | 736.8467 | 0.40315 | 519.9298 | -0.0038294 | 736.129 | 0.00032174 | 736.8467 | 0.011706 | 519.9298 | 1.3517 | 520.4811 | 2.3872
|  | 488.4127 | 0 | 520.7059 | 0.056638 | 520.1549 | 0.10832 | 488.4127 | 0 | 520.7059 | 0.040051 | 520.1549 | 0.056246 | 520.1549 | #REF! | 488.8613 | 0.45233 | 520.7059 | 0.065942 | 514.89 | 0.0050378 | 520.7059 | 0.16931 | 488.4127 | 0.75307 | 520.7059 | 2.1285 | 514.89 | 3.5072 | 520.7059 | 4.7641 | 514.89 | 0.00096913 | 520.7059 | 0.0062286 | 488.8613 | 0.00015078 | 520.7059 | 0.01833 | 488.8613 | 9.5069e-05 | 520.7059 | 0.016309 | 520.1549 | 0.021992 | 737.0109 | 0.41613 | 520.1549 | 0.0048862 | 736.2933 | 0.00028599 | 737.0109 | 0.011102 | 520.1549 | 1.3735 | 520.7059 | 2.4077
|  | 488.5264 | 0.012512 | 520.9307 | 0.03934 | 520.3801 | 0.10823 | 488.5264 | 0.016431 | 520.9307 | 0.021946 | 520.3801 | 0.023526 | 520.3801 | #REF! | 488.9776 | 0.46963 | 520.9307 | 0.030314 | 515.12 | -0.0016793 | 520.9307 | 0.151 | 488.5264 | 0.76754 | 520.9307 | 2.1148 | 515.12 | 3.5492 | 520.9307 | 4.8025 | 515.12 | 0.00066312 | 520.9307 | 0 | 488.9776 | 0.00015953 | 520.9307 | 0 | 488.9776 | 6.3379e-05 | 520.9307 | 0 | 520.38 | -0.0080199 | 737.1751 | 0.42035 | 520.3801 | 0.0032328 | 736.4575 | 0.00010725 | 737.1751 | 0.011752 | 520.38 | 1.3857 | 520.9307 | 2.4236
|  | 488.6401 | 0 | 521.1556 | 0.074942 | 520.6052 | 0.10398 | 488.6401 | 0 | 521.1556 | 0.037385 | 520.6052 | 0.07187 | 520.6052 | #REF! | 489.0939 | 0.41525 | 521.1556 | 0.051535 | 515.34 | 0.0079165 | 521.1556 | 0.16618 | 488.6401 | 0.7619 | 521.1556 | 2.0967 | 515.34 | 3.5301 | 521.1556 | 4.7919 | 515.34 | 0.00066312 | 521.1556 | 0.0028468 | 489.0939 | 0.0001554 | 521.1556 | 0.013359 | 489.0939 | 7.5028e-05 | 521.1556 | 0.0066958 | 520.6052 | -0.00039177 | 737.3393 | 0.41799 | 520.6052 | 0.0051903 | 736.6218 | 0 | 737.3393 | 0.011056 | 520.6052 | 1.3985 | 521.1556 | 2.4388
|  | 488.7538 | 0 | 521.3804 | 0.055586 | 520.8303 | 0.092385 | 488.7538 | 0.017768 | 521.3804 | 0.011822 | 520.8303 | 0.0064763 | 520.8303 | #REF! | 489.2102 | 0.4076 | 521.3804 | 0.022006 | 515.57 | -0.046779 | 521.3804 | 0.13843 | 488.7538 | 0.77247 | 521.3804 | 2.0454 | 515.57 | 3.5726 | 521.3804 | 4.7668 | 515.57 | -0.007141 | 521.3804 | 0 | 489.2102 | 0.00014236 | 521.3804 | 0 | 489.2102 | 0.00017181 | 521.3804 | 0 | 520.8303 | -0.012934 | 737.5036 | 0.41786 | 520.8303 | -0.0025002 | 736.7861 | 0.00032174 | 737.5036 | 0.011985 | 520.8303 | 1.3868 | 521.3804 | 2.4425
|  | 488.8675 | 0 | 521.6053 | 0.083612 | 521.0555 | 0.10661 | 488.8675 | 0 | 521.6053 | 0.020874 | 521.0555 | 0.085811 | 521.0555 | #REF! | 489.3265 | 0.37001 | 521.6053 | 0.066088 | 515.8 | 0.019431 | 521.6053 | 0.16062 | 488.8675 | 0.78233 | 521.6053 | 2.0373 | 515.8 | 3.5305 | 521.6053 | 4.7761 | 515.8 | 0.0083142 | 521.6053 | 0.003763 | 489.3265 | 0.00014269 | 521.6053 | 0.011562 | 489.3265 | 0.00018843 | 521.6053 | 0.014234 | 521.0555 | 0.017105 | 737.6678 | 0.43043 | 521.0555 | 0.0093425 | 736.9504 | 7.1499e-05 | 737.6678 | 0.011288 | 521.0555 | 1.3918 | 521.6053 | 2.4457
|  | 488.9812 | 0.0041166 | 521.8302 | 0.053552 | 521.2807 | 0.095374 | 488.9812 | 0.014902 | 521.8302 | 0.016927 | 521.2807 | 0.017432 | 521.2807 | #REF! | 489.4428 | 0.37899 | 521.8302 | 0.039247 | 516.02 | 0.010315 | 521.8302 | 0.13787 | 488.9812 | 0.78872 | 521.8302 | 2.0148 | 516.02 | 3.5799 | 521.8302 | 4.7994 | 516.02 | 0.00066312 | 521.8302 | 0 | 489.4428 | 0.00014417 | 521.8302 | 0 | 489.4428 | 0.00017352 | 521.8302 | 0 | 521.2807 | -0.0018022 | 737.832 | 0.43551 | 521.2807 | -0.0036345 | 737.1147 | 0.00010725 | 737.832 | 0.01166 | 521.2807 | 1.4018 | 521.8302 | 2.4528
|  | 489.095 | 0 | 522.0551 | 0.069564 | 521.5058 | 0.10542 | 489.095 | 0 | 522.0551 | 0.018176 | 521.5058 | 0.060004 | 521.5058 | #REF! | 489.5591 | 0.378 | 522.0551 | 0.065604 | 516.25 | -0.0026388 | 522.0551 | 0.16256 | 489.095 | 0.804 | 522.0551 | 2.0228 | 516.25 | 3.5478 | 522.0551 | 4.8356 | 516.25 | 0.0043357 | 522.0551 | 0.0037998 | 489.5591 | 0.00013311 | 522.0551 | 0.016759 | 489.5591 | 0.0001235 | 522.0551 | 0.010358 | 521.5058 | 0.01964 | 737.9962 | 0.44046 | 521.5058 | 0.0064882 | 737.279 | 7.1499e-05 | 737.9962 | 0.011102 | 521.5058 | 1.4167 | 522.0551 | 2.4647
|  | 489.2087 | 0.0021939 | 522.28 | 0.049431 | 521.731 | 0.097744 | 489.2087 | 0.011463 | 522.28 | 0.016002 | 521.731 | 0.019111 | 521.731 | #REF! | 489.6755 | 0.39213 | 522.28 | 0.02304 | 516.47 | -0.0079165 | 522.28 | 0.14028 | 489.2087 | 0.82034 | 522.28 | 1.9642 | 516.47 | 3.5727 | 522.28 | 4.7783 | 516.47 | -0.00025504 | 522.28 | 0 | 489.6755 | 8.3731e-05 | 522.28 | 0 | 489.6755 | 8.5134e-05 | 522.28 | 0 | 521.731 | -0.0083829 | 738.1605 | 0.45108 | 521.731 | -0.013474 | 737.4433 | 0.00032174 | 738.1605 | 0.011195 | 521.731 | 1.3911 | 522.28 | 2.4755
|  | 489.3224 | 0 | 522.5049 | 0.040749 | 521.9562 | 0.087185 | 489.3224 | 0 | 522.5049 | 0.027572 | 521.9562 | 0.0062948 | 521.9562 | #REF! | 489.7918 | 0.40494 | 522.505 | 0.015423 | 516.7 | 0.004558 | 522.505 | 0.12834 | 489.3224 | 0.81639 | 522.505 | 1.8899 | 516.7 | 3.5033 | 522.5049 | 4.7031 | 516.7 | -0.0065293 | 522.505 | 0 | 489.7918 | 0.00023335 | 522.505 | 0 | 489.7918 | 0.00023348 | 522.5049 | 0 | 521.9562 | -0.014361 | 738.3247 | 0.4573 | 521.9562 | -0.0051808 | 737.6076 | 0 | 738.3247 | 0.011149 | 521.9562 | 1.4158 | 522.5049 | 2.4897
|  | 489.4361 | 0.0075183 | 522.7299 | 0.06605 | 522.1815 | 0.1048 | 489.4361 | 0.0057976 | 522.7299 | 0.027972 | 522.1815 | 0.078183 | 522.1815 | #REF! | 489.9081 | 0.41957 | 522.7299 | 0.051076 | 516.92 | 0.011275 | 522.7299 | 0.14548 | 489.4361 | 0.82793 | 522.7299 | 1.8734 | 516.92 | 3.5381 | 522.7299 | 4.6799 | 516.92 | 0.0017343 | 522.7299 | 0.0057276 | 489.9081 | 0.00019917 | 522.7299 | 0.016697 | 489.9081 | 0.00017352 | 522.7299 | 0.012272 | 522.1815 | 0.011852 | 738.489 | 0.46542 | 522.1815 | -5.8703e-05 | 737.7719 | 0.0007506 | 738.489 | 0.011102 | 522.1815 | 1.4244 | 522.7299 | 2.5023
|  | 489.5499 | 0 | 522.9548 | 0.044908 | 522.4067 | 0.098366 | 489.5499 | 0 | 522.9548 | -0.0029967 | 522.4067 | 0.0099094 | 522.4067 | #REF! | 490.0245 | 0.41491 | 522.9548 | 0.032572 | 517.15 | 0.002159 | 522.9548 | 0.12648 | 489.5499 | 0.84587 | 522.9548 | 1.8367 | 517.15 | 3.565 | 522.9548 | 4.6554 | 517.15 | 0.0037236 | 522.9548 | 0 | 490.0245 | 0.00040825 | 522.9548 | 0.00044066 | 490.0245 | 0.00039706 | 522.9548 | 0 | 522.4067 | -0.018335 | 738.6532 | 0.46338 | 522.4067 | -0.0056392 | 737.9362 | 0 | 738.6532 | 0.011752 | 522.4067 | 1.4019 | 522.9548 | 2.5132
|  | 489.6636 | 0.0048561 | 523.1798 | 0.070347 | 522.6319 | 0.10293 | 489.6636 | 0.020347 | 523.1798 | 0.028297 | 522.6319 | 0.085335 | 522.6319 | #REF! | 490.1408 | 0.41708 | 523.1798 | 0.053851 | 517.37 | 0.0040782 | 523.1798 | 0.14228 | 489.6636 | 0.84658 | 523.1798 | 1.8112 | 517.37 | 3.5107 | 523.1798 | 4.6133 | 517.37 | 0.0041827 | 523.1798 | 0.0052179 | 490.1408 | 0.0002099 | 523.1798 | 0.01211 | 490.1408 | 0.00022354 | 523.1798 | 0.010612 | 522.6319 | 0.019114 | 738.8175 | 0.46134 | 522.6319 | 0.0064777 | 738.1005 | 0.0007506 | 738.8175 | 0.011288 | 522.6319 | 1.4097 | 523.1798 | 2.5212
|  | 489.7773 | 0 | 523.4048 | 0.060476 | 522.8572 | 0.096431 | 489.7773 | 0 | 523.4048 | 0.015185 | 522.8572 | 0.022527 | 522.8572 | #REF! | 490.2571 | 0.39995 | 523.4048 | 0.024734 | 517.6 | -0.022789 | 523.4048 | 0.12108 | 489.7773 | 0.85546 | 523.4048 | 1.7786 | 517.6 | 3.5051 | 523.4048 | 4.5884 | 517.6 | -0.0049988 | 523.4048 | 0 | 490.2571 | 0.00041651 | 523.4048 | 0.00046413 | 490.2571 | 0.00044708 | 523.4048 | 0 | 522.8572 | -0.018616 | 738.9817 | 0.48267 | 522.8572 | -0.0074832 | 738.2648 | 0 | 738.9817 | 0.011892 | 522.8572 | 1.4054 | 523.4048 | 2.5354
|  | 489.8911 | 0.003377 | 523.6298 | 0.098943 | 523.0825 | 0.088252 | 489.8911 | 0.0038098 | 523.6298 | 0.019996 | 523.0825 | 0.033917 | 523.0825 | #REF! | 490.3735 | 0.41175 | 523.6298 | 0.042268 | 517.82 | 0.0055175 | 523.6298 | 0.13311 | 489.8911 | 0.86208 | 523.6298 | 1.7491 | 517.82 | 3.5246 | 523.6298 | 4.5478 | 517.82 | -0.0042337 | 523.6298 | 0.0030135 | 490.3735 | 0.00020908 | 523.6298 | 0.019204 | 490.3735 | 0.0002369 | 523.6298 | 0.011838 | 523.0825 | 0.0007949 | 739.146 | 0.48344 | 523.0825 | -0.010887 | 738.4292 | 0.0009651 | 739.146 | 0.011242 | 523.0825 | 1.42 | 523.6298 | 2.536
|  | 490.0048 | 0 | 523.8548 | 0.057662 | 523.3077 | 0.10034 | 490.0048 | 0 | 523.8548 | -0.0092302 | 523.3077 | 0.002782 | 523.3077 | #REF! | 490.4898 | 0.38415 | 523.8548 | 0.011585 | 518.05 | -0.0064771 | 523.8548 | 0.1175 | 490.0048 | 0.90338 | 523.8548 | 1.7266 | 518.05 | 3.5141 | 523.8548 | 4.5438 | 518.05 | -0.0057639 | 523.8548 | 0 | 490.4898 | 0.00039867 | 523.8548 | 0.00036459 | 490.4898 | 0.00045034 | 523.8548 | 0 | 523.3077 | -0.0066173 | 739.3102 | 0.4937 | 523.3077 | -0.0058979 | 738.5935 | 0 | 739.3102 | 0.012078 | 523.3077 | 1.4156 | 523.8548 | 2.547
|  | 490.1186 | 0.0098778 | 524.0798 | 0.073691 | 523.533 | 0.099785 | 490.1186 | 0.0071227 | 524.0798 | 0.032493 | 523.533 | 0.063327 | 523.533 | #REF! | 490.6062 | 0.39995 | 524.0798 | 0.063817 | 518.27 | 0.026148 | 524.0798 | 0.13727 | 490.1186 | 0.92154 | 524.0798 | 1.7045 | 518.27 | 3.5135 | 524.0798 | 4.5025 | 518.27 | 5.1009e-05 | 524.0798 | 0.0054575 | 490.6062 | 0.00019141 | 524.0798 | 0.022208 | 490.6062 | 0.0002268 | 524.0798 | 0.013827 | 523.533 | 0.015648 | 739.4745 | 0.49111 | 523.533 | -0.0062544 | 738.7578 | 0.0007506 | 739.4745 | 0.011567 | 523.533 | 1.4235 | 524.0798 | 2.5581
|  | 490.2323 | 0 | 524.3048 | 0.067428 | 523.7584 | 0.094449 | 490.2323 | 0 | 524.3048 | 0.013025 | 523.7584 | 0.02609 | 523.7584 | #REF! | 490.7225 | 0.37567 | 524.3048 | 0.018122 | 518.5 | -0.014634 | 524.3048 | 0.11746 | 490.2323 | 0.92882 | 524.3048 | 1.6579 | 518.5 | 3.5207 | 524.3048 | 4.4595 | 518.5 | -0.0043867 | 524.3048 | 0 | 490.7225 | 0.00040412 | 524.3048 | 0 | 490.7225 | 0.00041693 | 524.3048 | 0 | 523.7583 | -0.0081194 | 739.6388 | 0.50863 | 523.7584 | -0.0081389 | 738.9222 | 0 | 739.6388 | 0.011985 | 523.7583 | 1.4093 | 524.3048 | 2.5618
|  | 490.346 | 0.0067788 | 524.5298 | 0.064907 | 523.9837 | 0.089083 | 490.346 | 0.0043067 | 524.5298 | 0.03821 | 523.9837 | 0.067348 | 523.9837 | #REF! | 490.8389 | 0.39429 | 524.5299 | 0.056583 | 518.73 | 0.0031186 | 524.5299 | 0.12751 | 490.346 | 0.91816 | 524.5299 | 1.6481 | 518.73 | 3.4993 | 524.5298 | 4.433 | 518.73 | 0.0093854 | 524.5299 | 0.005294 | 490.8389 | 0.00021486 | 524.5299 | 0.011588 | 490.8389 | 0.0002035 | 524.5299 | 0.015744 | 523.9837 | 0.012634 | 739.8031 | 0.49696 | 523.9837 | 0.0052955 | 739.0865 | 0.00053624 | 739.8031 | 0.011149 | 523.9837 | 1.4139 | 524.5298 | 2.5744
|  | 490.4598 | 0 | 524.7549 | 0.040689 | 524.209 | 0.092466 | 490.4598 | 0 | 524.7549 | 0.020083 | 524.209 | 0.016526 | 524.209 | #REF! | 490.9552 | 0.37534 | 524.7549 | 0.0056168 | 518.95 | -0.033825 | 524.7549 | 0.10883 | 490.4598 | 0.94219 | 524.7549 | 1.6154 | 518.95 | 3.4976 | 524.7549 | 4.407 | 518.95 | -0.012191 | 524.7549 | 0 | 490.9552 | 0.00046209 | 524.7549 | 0 | 490.9552 | 0.00042036 | 524.7549 | 0 | 524.209 | -0.012406 | 739.9674 | 0.51117 | 524.209 | -0.017065 | 739.2509 | 0 | 739.9674 | 0.011567 | 524.209 | 1.4176 | 524.7549 | 2.5796
|  | 490.5736 | 0.0072224 | 524.98 | 0.073636 | 524.4344 | 0.10673 | 490.5736 | 0.015762 | 524.98 | 0.019808 | 524.4344 | 0.046003 | 524.4344 | #REF! | 491.0716 | 0.3913 | 524.98 | 0.056581 | 519.18 | 0.022311 | 524.98 | 0.12758 | 490.5736 | 0.95182 | 524.98 | 1.5945 | 519.18 | 3.4817 | 524.98 | 4.3773 | 519.18 | -0.0037746 | 524.98 | 0.0064123 | 491.0716 | 0.00024838 | 524.98 | 0.016036 | 491.0716 | 0.00021686 | 524.98 | 0.0090937 | 524.4344 | 0.017688 | 740.1317 | 0.51181 | 524.4344 | -0.0010321 | 739.4152 | 0.0007506 | 740.1317 | 0.010916 | 524.4344 | 1.432 | 524.98 | 2.5867
|  | 490.6873 | 0 | 525.2051 | 0.044053 | 524.6597 | 0.093043 | 490.6873 | 0 | 525.2051 | -0.010205 | 524.6597 | 0.039106 | 524.6597 | #REF! | 491.188 | 0.37916 | 525.2051 | 0.01666 | 519.4 | 0.02135 | 525.2051 | 0.099743 | 490.6873 | 0.95795 | 525.2051 | 1.5632 | 519.4 | 3.5072 | 525.2051 | 4.3426 | 519.4 | -0.0080593 | 525.2051 | 0 | 491.188 | 0.00043649 | 525.2051 | 0 | 491.188 | 0.00038867 | 525.2051 | 0 | 524.6597 | -0.0034605 | 740.296 | 0.53105 | 524.6597 | 0.0061041 | 739.5796 | 0 | 740.296 | 0.011752 | 524.6597 | 1.4172 | 525.2051 | 2.5926
|  | 490.8011 | 0.007962 | 525.4301 | 0.07874 | 524.8851 | 0.096931 | 490.8011 | 0.013947 | 525.4301 | 0.016848 | 524.8851 | 0.07758 | 524.8851 | #REF! | 491.3043 | 0.38747 | 525.4301 | 0.050991 | 519.63 | -0.0050378 | 525.4301 | 0.12157 | 490.8011 | 0.98535 | 525.4301 | 1.5252 | 519.63 | 3.4776 | 525.4301 | 4.2479 | 519.63 | 0.0054069 | 525.4301 | 0.0042959 | 491.3043 | 0.00019141 | 525.4301 | 0.013676 | 491.3043 | 0.00017181 | 525.4301 | 0.0074745 | 524.8851 | 0.0035337 | 740.4603 | 0.52288 | 524.8851 | -0.0014887 | 739.744 | 0.00053624 | 740.4603 | 0.011288 | 524.8851 | 1.4086 | 525.4301 | 2.5947
|  | 490.9148 | 0 | 525.6552 | 0.052688 | 525.1105 | 0.086739 | 490.9148 | 0 | 525.6552 | 0.010651 | 525.1105 | 0.00075876 | 525.1105 | #REF! | 491.4207 | 0.38282 | 525.6552 | 0.011493 | 519.85 | -0.014154 | 525.6552 | 0.097859 | 490.9148 | 0.99689 | 525.6552 | 1.4919 | 519.85 | 3.4916 | 525.6552 | 4.1994 | 519.85 | -0.0023974 | 525.6552 | 0 | 491.4207 | 0.00041188 | 525.6552 | 0 | 491.4207 | 0.00035527 | 525.6552 | 0 | 525.1105 | -0.013597 | 740.6246 | 0.54203 | 525.1105 | -0.010668 | 739.9083 | 0 | 740.6246 | 0.012171 | 525.1105 | 1.399 | 525.6552 | 2.5975
|  | 491.0286 | 0.0089723 | 525.8804 | 0.06845 | 525.3359 | 0.096116 | 491.0286 | 0.015284 | 525.8804 | 0.015268 | 525.3359 | 0.055007 | 525.3359 | #REF! | 491.5371 | 0.38066 | 525.8804 | 0.05027 | 520.08 | 0.042462 | 525.8804 | 0.11596 | 491.0286 | 1.0423 | 525.8804 | 1.4733 | 520.08 | 3.4559 | 525.8804 | 4.1694 | 520.08 | 0.0077024 | 525.8804 | 0.0033128 | 491.5371 | 0.00022312 | 525.8804 | 0.009351 | 491.5371 | 0.00018346 | 525.8804 | 0.011804 | 525.3359 | 0.010815 | 740.7889 | 0.52601 | 525.3359 | 0.0054505 | 740.0727 | 0.0007506 | 740.7889 | 0.011799 | 525.3359 | 1.4144 | 525.8804 | 2.6043
|  | 491.1424 | 0 | 526.1055 | 0.067576 | 525.5613 | 0.091453 | 491.1424 | 0 | 526.1055 | 0.0023576 | 525.5613 | 0.018771 | 525.5613 | #REF! | 491.6535 | 0.37949 | 526.1055 | 0.016658 | 520.3 | 0.011755 | 526.1055 | 0.097846 | 491.1424 | 1.043 | 526.1055 | 1.4499 | 520.3 | 3.4763 | 526.1055 | 4.1572 | 520.3 | -0.0082122 | 526.1055 | 0 | 491.6535 | 0.00043368 | 526.1055 | 0 | 491.6535 | 0.00037702 | 526.1055 | 0 | 525.5613 | -0.0095663 | 740.9532 | 0.54212 | 525.5613 | -0.0032959 | 740.2371 | 0 | 740.9532 | 0.012403 | 525.5613 | 1.4117 | 526.1055 | 2.6094
|  | 491.2561 | 0.0013064 | 526.3306 | 0.067773 | 525.7867 | 0.097303 | 491.2561 | 0.017386 | 526.3306 | 0.03862 | 525.7867 | 0.052931 | 525.7867 | #REF! | 491.7699 | 0.36403 | 526.3306 | 0.051715 | 520.53 | 0.02183 | 526.3306 | 0.11356 | 491.2561 | 1.0776 | 526.3306 | 1.4278 | 520.53 | 3.4155 | 526.3306 | 4.1021 | 520.53 | -0.0025504 | 526.3306 | 0.0078807 | 491.7699 | 0.00021255 | 526.3306 | 0.01068 | 491.7699 | 0.00019357 | 526.3306 | 0.0070216 | 525.7867 | 0.024639 | 741.1175 | 0.54317 | 525.7867 | 0.0028059 | 740.4015 | 0.00053624 | 741.1175 | 0.011567 | 525.7867 | 1.4165 | 526.3306 | 2.6086
|  | 491.3699 | 0 | 526.5558 | 0.043067 | 526.0121 | 0.095182 | 491.3699 | 0 | 526.5558 | 0.015337 | 526.0121 | -0.00012038 | 526.0121 | #REF! | 491.8863 | 0.35871 | 526.5558 | 0.01278 | 520.76 | -0.014154 | 526.5558 | 0.090156 | 491.3699 | 1.0768 | 526.5558 | 1.3992 | 520.76 | 3.4903 | 526.5558 | 4.087 | 520.76 | -0.0031625 | 526.5558 | 0 | 491.8863 | 0.00043021 | 526.5558 | 0.0010899 | 491.8863 | 0.00038696 | 526.5558 | 0 | 526.0122 | -0.015252 | 741.2819 | 0.54453 | 526.0121 | 0.00087495 | 740.5659 | 0 | 741.2819 | 0.012124 | 526.0122 | 1.4216 | 526.5558 | 2.6152
|  | 491.4837 | 0 | 526.7809 | 0.079585 | 526.2376 | 0.091042 | 491.4837 | 0.0067914 | 526.7809 | 0.023321 | 526.2376 | 0.039688 | 526.2376 | #REF! | 492.0027 | 0.33459 | 526.7809 | 0.044892 | 520.98 | -0.0093559 | 526.7809 | 0.11262 | 491.4837 | 1.1139 | 526.7809 | 1.3821 | 520.98 | 3.4117 | 526.7809 | 4.0582 | 520.98 | 0.007243 | 526.7809 | 0.0022596 | 492.0027 | 0.00022031 | 526.7809 | 0.0079759 | 492.0027 | 0.00019357 | 526.7809 | 0.0066387 | 526.2376 | 0.008 | 741.4462 | 0.55569 | 526.2376 | 0.0026275 | 740.7303 | 0.00053624 | 741.4462 | 0.01152 | 526.2376 | 1.4378 | 526.7809 | 2.6168
|  | 491.5975 | 0 | 527.0061 | 0.040996 | 526.4631 | 0.097302 | 491.5975 | 0 | 527.0061 | 0.00056258 | 526.4631 | -0.033656 | 526.4631 | #REF! | 492.1191 | 0.33509 | 527.0061 | 0.018518 | 521.21 | -0.014154 | 527.0061 | 0.087941 | 491.5975 | 1.1596 | 527.0061 | 1.3496 | 521.21 | 3.431 | 527.0061 | 3.9957 | 521.21 | 0.0018873 | 527.0061 | 0 | 492.1191 | 0.00041882 | 527.0061 | 0 | 492.1191 | 0.000407 | 527.0061 | 0 | 526.4631 | -0.00069293 | 741.6105 | 0.56668 | 526.4631 | -0.0044595 | 740.8947 | 0 | 741.6105 | 0.012496 | 526.4631 | 1.4278 | 527.0061 | 2.618
|  | 491.7113 | 0.0066309 | 527.2313 | 0.070067 | 526.6885 | 0.10008 | 491.7113 | 0.012418 | 527.2313 | 0.020039 | 526.6885 | 0.043676 | 526.6885 | #REF! | 492.2355 | 0.31879 | 527.2313 | 0.057867 | 521.43 | 0.013674 | 527.2313 | 0.11069 | 491.7113 | 1.138 | 527.2313 | 1.3251 | 521.43 | 3.3813 | 527.2313 | 3.9382 | 521.43 | 0.0023464 | 527.2313 | 0.0017415 | 492.2355 | 0.00020346 | 527.2313 | 0.015095 | 492.2355 | 0.00021686 | 527.2313 | 0.012924 | 526.6885 | 0.0077126 | 741.7749 | 0.57285 | 526.6885 | 0.0075749 | 741.0591 | 0.00032174 | 741.7749 | 0.011474 | 526.6885 | 1.4142 | 527.2313 | 2.621
|  | 491.8251 | 0 | 527.4565 | 0.046034 | 526.914 | 0.091374 | 491.8251 | 0 | 527.4565 | 0.0027497 | 526.914 | 0.018622 | 526.914 | #REF! | 492.3519 | 0.3168 | 527.4565 | 0.013053 | 521.66 | -0.026148 | 527.4565 | 0.087896 | 491.8251 | 1.1873 | 527.4565 | 1.2935 | 521.66 | 3.4169 | 527.4565 | 3.8896 | 521.66 | 0.00020403 | 527.4565 | 0 | 492.3519 | 0.00041518 | 527.4565 | 0.0012839 | 492.3519 | 0.00035527 | 527.4565 | 0 | 526.914 | -0.0029388 | 741.9392 | 0.56599 | 526.914 | 0.0094593 | 741.2235 | 0 | 741.9392 | 0.012171 | 526.914 | 1.4031 | 527.4565 | 2.6217
|  | 491.9389 | 0.0072224 | 527.6817 | 0.083304 | 527.1395 | 0.091967 | 491.9389 | 0.013947 | 527.6817 | 0.044735 | 527.1395 | 0.079318 | 527.1395 | #REF! | 492.4683 | 0.28404 | 527.6817 | 0.044843 | 521.88 | 0.0088761 | 527.6817 | 0.10068 | 491.9389 | 1.2055 | 527.6817 | 1.275 | 521.88 | 3.3765 | 527.6817 | 3.85 | 521.88 | 0.0020403 | 527.6817 | 0.0035137 | 492.4683 | 0.000218 | 527.6817 | 0.016017 | 492.4683 | 0.00014509 | 527.6817 | 0.016061 | 527.1395 | 0.01032 | 742.1036 | 0.58002 | 527.1395 | -0.0043622 | 741.3879 | 0.0007506 | 742.1036 | 0.011427 | 527.1395 | 1.4168 | 527.6817 | 2.6259
|  | 492.0526 | 0 | 527.9069 | 0.056429 | 527.365 | 0.082759 | 492.0526 | 0 | 527.9069 | 0.021635 | 527.365 | 0.026165 | 527.365 | #REF! | 492.5847 | 0.27921 | 527.9069 | 0.02396 | 522.11 | -0.029507 | 527.9069 | 0.085088 | 492.0526 | 1.2437 | 527.9069 | 1.2444 | 522.11 | 3.4253 | 527.9069 | 3.802 | 522.11 | -0.0027035 | 527.9069 | 0 | 492.5847 | 0.00041419 | 527.9069 | 0 | 492.5847 | 0.00035527 | 527.9069 | 0 | 527.365 | -0.018053 | 742.268 | 0.58442 | 527.365 | -0.0071835 | 741.5523 | 0 | 742.268 | 0.012728 | 527.365 | 1.4059 | 527.9069 | 2.621
|  | 492.1664 | 0.0036729 | 528.1322 | 0.083011 | 527.5906 | 0.08963 | 492.1664 | 0.0097437 | 528.1322 | 0.016486 | 527.5906 | 0.070972 | 527.5906 | #REF! | 492.7011 | 0.25128 | 528.1322 | 0.04163 | 522.34 | 0.004558 | 528.1322 | 0.098514 | 492.1664 | 1.2413 | 528.1322 | 1.235 | 522.34 | 3.3996 | 528.1322 | 3.7914 | 522.34 | 0.00066312 | 528.1322 | 0.0051762 | 492.7011 | 0.00020181 | 528.1322 | 0.01593 | 492.7011 | 0.00021686 | 528.1322 | 0.0093002 | 527.5906 | 0.014127 | 742.4323 | 0.5984 | 527.5906 | 0.00066634 | 741.7167 | 0.00053624 | 742.4323 | 0.012403 | 527.5906 | 1.4391 | 528.1322 | 2.6279
|  | 492.2802 | 0 | 528.3574 | 0.055438 | 527.8161 | 0.088616 | 492.2802 | 0 | 528.3574 | 0.013631 | 527.8161 | 0.014203 | 527.8161 | #REF! | 492.8176 | 0.24928 | 528.3574 | 0.024553 | 522.56 | -0.012235 | 528.3574 | 0.079635 | 492.2802 | 1.2653 | 528.3574 | 1.2145 | 522.56 | 3.3637 | 528.3574 | 3.7453 | 522.56 | -0.0022444 | 528.3574 | 0 | 492.8176 | 0.00042146 | 528.3574 | 0 | 492.8176 | 0.000407 | 528.3574 | 0 | 527.8161 | -0.012592 | 742.5967 | 0.59654 | 527.8161 | -0.012526 | 741.8812 | 0 | 742.5967 | 0.013053 | 527.8161 | 1.4007 | 528.3574 | 2.6234
|  | 492.394 | 0 | 528.5827 | 0.096875 | 528.0417 | 0.090919 | 492.394 | 0.0064601 | 528.5827 | 0.016633 | 528.0417 | 0.068373 | 528.0417 | #REF! | 492.934 | 0.22051 | 528.5827 | 0.047286 | 522.79 | 0.0088761 | 528.5827 | 0.098169 | 492.394 | 1.2861 | 528.5827 | 1.1843 | 522.79 | 3.3722 | 528.5827 | 3.6801 | 522.79 | 0.00096913 | 528.5827 | 0.0041112 | 492.934 | 0.00022295 | 528.5827 | 0.018546 | 492.934 | 0.00019357 | 528.5827 | 0.006316 | 528.0417 | 0.015529 | 742.761 | 0.58978 | 528.0417 | -0.0044202 | 742.0456 | 0.0009651 | 742.761 | 0.011938 | 528.0417 | 1.437 | 528.5827 | 2.6238
|  | 492.5079 | 0 | 528.808 | 0.058813 | 528.2672 | 0.092558 | 492.5079 | 0 | 528.808 | 0.00041394 | 528.2672 | 0.02436 | 528.2672 | #REF! | 493.0504 | 0.22184 | 528.808 | 0.010776 | 523.01 | -0.0055175 | 528.808 | 0.077034 | 492.5079 | 1.3098 | 528.808 | 1.1635 | 523.01 | 3.3482 | 528.808 | 3.6593 | 523.01 | -0.0065293 | 528.808 | 0 | 493.0504 | 0.0004284 | 528.808 | 0 | 493.0504 | 0.00037034 | 528.808 | 0 | 528.2672 | -0.01986 | 742.9254 | 0.60026 | 528.2672 | -0.014279 | 742.2101 | 0 | 742.9254 | 0.012589 | 528.2672 | 1.4391 | 528.808 | 2.6185
|  | 492.6217 | 0.0095486 | 529.0333 | 0.080608 | 528.4928 | 0.094123 | 492.6217 | 0.011272 | 529.0333 | 0.013092 | 528.4928 | 0.066705 | 528.4928 | #REF! | 493.1669 | 0.20072 | 529.0332 | 0.048917 | 523.24 | -0.004558 | 529.0332 | 0.088331 | 492.6217 | 1.3158 | 529.0332 | 1.1522 | 523.24 | 3.3377 | 529.0333 | 3.6432 | 523.24 | -0.0048458 | 529.0332 | 0.0050468 | 493.1669 | 0.00020726 | 529.0332 | 0.0126 | 493.1669 | 0.00017678 | 529.0333 | 0.0085437 | 528.4928 | 0.016492 | 743.0898 | 0.60507 | 528.4928 | -0.0052004 | 742.3745 | 0.0007506 | 743.0898 | 0.012031 | 528.4928 | 1.4537 | 529.0333 | 2.6183
|  | 492.7355 | 0 | 529.2585 | 0.073003 | 528.7184 | 0.085584 | 492.7355 | 0 | 529.2585 | 0.027426 | 528.7184 | -0.038758 | 528.7184 | #REF! | 493.2833 | 0.20122 | 529.2585 | 0.013863 | 523.46 | 0.016553 | 529.2585 | 0.072317 | 492.7355 | 1.3335 | 529.2585 | 1.1332 | 523.46 | 3.2884 | 529.2585 | 3.6126 | 523.46 | -0.0063763 | 529.2585 | 0 | 493.2833 | 0.00041106 | 529.2585 | 0 | 493.2833 | 0.00033026 | 529.2585 | 0 | 528.7184 | -0.014538 | 743.2542 | 0.61442 | 528.7184 | -0.021244 | 742.5389 | 0 | 743.2542 | 0.012914 | 528.7184 | 1.4423 | 529.2585 | 2.6095
|  | 492.8493 | 0.0094662 | 529.4839 | 0.078194 | 528.944 | 0.099428 | 492.8493 | 0.015857 | 529.4839 | 0.028416 | 528.944 | 0.083892 | 528.944 | #REF! | 493.3997 | 0.18459 | 529.4839 | 0.057277 | 523.69 | 0.00071969 | 529.4839 | 0.095317 | 492.8493 | 1.3285 | 529.4839 | 1.1136 | 523.69 | 3.2759 | 529.4839 | 3.5635 | 523.69 | -0.0027035 | 529.4839 | 0.0045078 | 493.3997 | 0.00020561 | 529.4839 | 0.013535 | 493.3997 | 0.00015348 | 529.4839 | 0.009203 | 528.944 | 0.01692 | 743.4186 | 0.61556 | 528.944 | 0.0095045 | 742.7034 | 0.00053624 | 743.4186 | 0.012356 | 528.944 | 1.4484 | 529.4839 | 2.6131
|  | 492.9631 | 0 | 529.7092 | 0.067429 | 529.1696 | 0.082697 | 492.9631 | 0 | 529.7092 | 0.02879 | 529.1696 | -0.018988 | 529.1696 | #REF! | 493.5162 | 0.1934 | 529.7092 | 0.017127 | 523.92 | -0.011275 | 529.7092 | 0.071177 | 492.9631 | 1.3441 | 529.7092 | 1.0862 | 523.92 | 3.2842 | 529.7092 | 3.5242 | 523.92 | -0.01464 | 529.7092 | 0 | 493.5162 | 0.00043021 | 529.7092 | 0 | 493.5162 | 0.00037702 | 529.7092 | 0 | 529.1696 | -0.011958 | 743.583 | 0.63779 | 529.1696 | -0.0075164 | 742.8679 | 0 | 743.583 | 0.013053 | 529.1696 | 1.4566 | 529.7092 | 2.613
|  | 493.0769 | 0.0075183 | 529.9345 | 0.097988 | 529.3952 | 0.096994 | 493.0769 | 0.023022 | 529.9345 | 0.018279 | 529.3952 | 0.031285 | 529.3952 | #REF! | 493.6326 | 0.17594 | 529.9345 | 0.045773 | 524.14 | 0.00071969 | 529.9345 | 0.086606 | 493.0769 | 1.3718 | 529.9345 | 1.0787 | 524.14 | 3.2593 | 529.9345 | 3.4736 | 524.14 | 0.0017343 | 529.9345 | 0.0041982 | 493.6326 | 0.00022642 | 529.9345 | 0.0099927 | 493.6326 | 0.00022354 | 529.9345 | 0.011611 | 529.3952 | 0.015638 | 743.7474 | 0.63539 | 529.3952 | 0.01493 | 743.0323 | 0.0007506 | 743.7474 | 0.012263 | 529.3952 | 1.4538 | 529.9345 | 2.6151
|  | 493.1907 | 0 | 530.1599 | 0.044677 | 529.6209 | 0.089621 | 493.1907 | 0 | 530.1599 | -0.0070278 | 529.6209 | 0.018879 | 529.6209 | #REF! | 493.7491 | 0.17877 | 530.1599 | 0.0062743 | 524.37 | -0.026148 | 530.1599 | 0.073936 | 493.1907 | 1.3862 | 530.1599 | 1.0442 | 524.37 | 3.2717 | 530.1599 | 3.4359 | 524.37 | -0.0079064 | 530.1599 | 0 | 493.7491 | 0.00044062 | 530.1599 | 0 | 493.7491 | 0.000407 | 530.1599 | 0 | 529.6209 | -0.0044497 | 743.9118 | 0.64215 | 529.6209 | -0.010432 | 743.1968 | 0 | 743.9118 | 0.012821 | 529.6209 | 1.4437 | 530.1599 | 2.6103
|  | 493.3046 | 0.003525 | 530.3853 | 0.073038 | 529.8465 | 0.085455 | 493.3046 | 0.016431 | 530.3853 | 0.043335 | 529.8465 | 0.02909 | 529.8465 | #REF! | 493.8655 | 0.16031 | 530.3852 | 0.057571 | 524.59 | 0.0050378 | 530.3852 | 0.082697 | 493.3046 | 1.3778 | 530.3852 | 1.0426 | 524.59 | 3.2307 | 530.3853 | 3.4151 | 524.59 | 0.0012752 | 530.3852 | 0.0048088 | 493.8655 | 0.00021998 | 530.3852 | 0.010968 | 493.8655 | 0.00018346 | 530.3853 | 0.0044276 | 529.8465 | 0.014204 | 744.0762 | 0.64188 | 529.8465 | 0.0078245 | 743.3613 | 0.00032174 | 744.0762 | 0.011985 | 529.8465 | 1.4557 | 530.3853 | 2.6174
|  | 493.4184 | 0 | 530.6106 | 0.036208 | 530.0722 | 0.08898 | 493.4184 | 0 | 530.6106 | 0.0069867 | 530.0722 | -0.030673 | 530.0722 | #REF! | 493.982 | 0.16779 | 530.6106 | 0 | 524.82 | -0.019911 | 530.6106 | 0.067084 | 493.4184 | 1.4218 | 530.6106 | 1.0227 | 524.82 | 3.1914 | 530.6106 | 3.3977 | 524.82 | -0.010813 | 530.6106 | 0 | 493.982 | 0.00045416 | 530.6106 | 0 | 493.982 | 0.00034687 | 530.6106 | 0 | 530.0722 | -0.021381 | 744.2406 | 0.64801 | 530.0722 | -0.0013511 | 743.5257 | 0 | 744.2406 | 0.012496 | 530.0722 | 1.4667 | 530.6106 | 2.614
|  | 493.5322 | 0.01317 | 530.836 | 0.07621 | 530.2979 | 0.089615 | 493.5322 | 0.0097437 | 530.836 | 0.015795 | 530.2979 | 0.072634 | 530.2979 | #REF! | 494.0985 | 0.14501 | 530.836 | 0.056022 | 525.05 | -0.0093559 | 530.836 | 0.085272 | 493.5322 | 1.4223 | 530.836 | 1.0147 | 525.05 | 3.1955 | 530.836 | 3.3747 | 525.05 | -0.0080593 | 530.836 | 0.0056532 | 494.0985 | 0.00023831 | 530.836 | 0.012714 | 494.0985 | 0.00016684 | 530.836 | 0.012168 | 530.2979 | 0.014792 | 744.405 | 0.65885 | 530.2979 | 0.0078492 | 743.6902 | 0.0007506 | 744.405 | 0.011752 | 530.2979 | 1.4816 | 530.836 | 2.6147
|  | 493.6461 | 0.00044442 | 531.0614 | 0.066558 | 530.5236 | 0.086956 | 493.6461 | 0 | 531.0614 | 0.018767 | 530.5236 | 0.010285 | 530.5236 | #REF! | 494.2149 | 0.14485 | 531.0614 | 0.016449 | 525.27 | -0.025189 | 531.0614 | 0.059965 | 493.6461 | 1.4417 | 531.0614 | 0.98144 | 525.27 | 3.2041 | 531.0614 | 3.3036 | 525.27 | -0.00056109 | 531.0614 | 0 | 494.2149 | 0.00044144 | 531.0614 | 0 | 494.2149 | 0.00037034 | 531.0614 | 0 | 530.5236 | -0.0027517 | 744.5695 | 0.66244 | 530.5236 | -0.0043015 | 743.8547 | 0 | 744.5695 | 0.012635 | 530.5236 | 1.4867 | 531.0614 | 2.6107
|  | 493.7599 | 0.01317 | 531.2868 | 0.068826 | 530.7493 | 0.096141 | 493.7599 | 0.021685 | 531.2868 | 0.053965 | 530.7493 | 0.09816 | 530.7493 | #REF! | 494.3314 | 0.12439 | 531.2868 | 0.050676 | 525.5 | -0.020391 | 531.2868 | 0.084203 | 493.7599 | 1.4633 | 531.2868 | 0.97601 | 525.5 | 3.1681 | 531.2868 | 3.2779 | 525.5 | -0.0019383 | 531.2868 | 0.0076856 | 494.3314 | 0.00020726 | 531.2868 | 0.018056 | 494.3314 | 0.00020675 | 531.2868 | 0.008025 | 530.7493 | 0.019755 | 744.7339 | 0.66566 | 530.7493 | 0.0039227 | 744.0192 | 0.0007506 | 744.7339 | 0.012031 | 530.7493 | 1.4879 | 531.2868 | 2.6095
|  | 493.8738 | 0 | 531.5122 | 0.047661 | 530.975 | 0.076629 | 493.8738 | 0 | 531.5122 | 0.015922 | 530.975 | 0.024246 | 530.975 | #REF! | 494.4479 | 0.13454 | 531.5122 | 0.018857 | 525.72 | -0.00071969 | 531.5122 | 0.060169 | 493.8738 | 1.4434 | 531.5122 | 0.94552 | 525.72 | 3.1512 | 531.5122 | 3.2326 | 525.72 | -0.0043867 | 531.5122 | 0 | 494.4479 | 0.00041634 | 531.5122 | 0 | 494.4479 | 0.00037702 | 531.5122 | 0 | 530.975 | -0.0043604 | 744.8984 | 0.68182 | 530.975 | -0.0029917 | 744.1837 | 0 | 744.8984 | 0.01296 | 530.975 | 1.4781 | 531.5122 | 2.6055
|  | 493.9876 | 0.0036729 | 531.7377 | 0.079027 | 531.2007 | 0.095414 | 493.9876 | 0.010794 | 531.7377 | 0.02243 | 531.2007 | 0.073969 | 531.2007 | #REF! | 494.5644 | 0.11741 | 531.7377 | 0.045103 | 525.95 | 0.015593 | 531.7377 | 0.083877 | 493.9876 | 1.4243 | 531.7377 | 0.93812 | 525.95 | 3.1268 | 531.7377 | 3.1978 | 525.95 | 0.011222 | 531.7377 | 0.0046824 | 494.5644 | 0.00020908 | 531.7377 | 0.018891 | 494.5644 | 0.00017678 | 531.7377 | 0.021022 | 531.2007 | 0.019754 | 745.0628 | 0.7085 | 531.2007 | 0.0061062 | 744.3482 | 0.00053624 | 745.0628 | 0.012263 | 531.2007 | 1.4976 | 531.7377 | 2.6077
|  | 494.1014 | 0 | 531.9631 | 0.07531 | 531.4264 | 0.076765 | 494.1014 | 0 | 531.9631 | -0.0067581 | 531.4264 | -0.0088488 | 531.4264 | #REF! | 494.6809 | 0.12107 | 531.9631 | 0 | 526.17 | -0.010315 | 531.9631 | 0.060513 | 494.1014 | 1.4515 | 531.9631 | 0.90926 | 526.17 | 3.1332 | 531.9631 | 3.1487 | 526.17 | -0.0068351 | 531.9631 | 0 | 494.6809 | 0.00041799 | 531.9631 | 0 | 494.6809 | 0.0003503 | 531.9631 | 0 | 531.4264 | -0.01875 | 745.2272 | 0.70215 | 531.4264 | -0.012072 | 744.5127 | 0 | 745.2272 | 0.013285 | 531.4264 | 1.4804 | 531.9631 | 2.6051
|  | 494.2153 | 0.0070745 | 532.1885 | 0.080952 | 531.6522 | 0.08787 | 494.2153 | 0.0062945 | 532.1885 | 0.032134 | 531.6522 | 0.05804 | 531.6522 | #REF! | 494.7974 | 0.099945 | 532.1886 | 0.044678 | 526.4 | 0.013674 | 532.1886 | 0.074447 | 494.2153 | 1.4581 | 532.1886 | 0.89706 | 526.4 | 3.0907 | 532.1885 | 3.1014 | 526.4 | 0.0040296 | 532.1886 | 0.0050947 | 494.7974 | 0.00021139 | 532.1886 | 0.014912 | 494.7974 | 0.00017678 | 532.1885 | 0.0090513 | 531.6522 | 0.0095004 | 745.3917 | 0.7184 | 531.6522 | -0.0018139 | 744.6772 | 0.0007506 | 745.3917 | 0.012263 | 531.6522 | 1.4746 | 532.1885 | 2.6064
|  | 494.3292 | 0 | 532.414 | 0.056008 | 531.878 | 0.066976 | 494.3292 | 0 | 532.414 | 0.021555 | 531.878 | -0.028424 | 531.878 | #REF! | 494.9139 | 0.10693 | 532.414 | 0.02404 | 526.63 | -0.035264 | 532.414 | 0.059501 | 494.3292 | 1.4586 | 532.414 | 0.86918 | 526.63 | 3.0765 | 532.414 | 3.039 | 526.63 | -0.012344 | 532.414 | 0 | 494.9139 | 0.00042377 | 532.414 | 0 | 494.9139 | 0.00038696 | 532.414 | 0 | 531.878 | -0.017041 | 745.5561 | 0.70015 | 531.878 | -0.019284 | 744.8417 | 0 | 745.5561 | 0.013146 | 531.878 | 1.4781 | 532.414 | 2.6068
|  | 494.443 | 0.012265 | 532.6395 | 0.06164 | 532.1037 | 0.090925 | 494.443 | 0.0092761 | 532.6395 | 0.022413 | 532.1037 | 0.051683 | 532.1037 | #REF! | 495.0304 | 0.090134 | 532.6395 | 0.050811 | 526.85 | 0.032385 | 532.6395 | 0.072126 | 494.443 | 1.4751 | 532.6395 | 0.86369 | 526.85 | 3.0761 | 532.6395 | 3.0051 | 526.85 | 0.00035706 | 532.6395 | 0.0073949 | 495.0304 | 0.00021486 | 532.6395 | 0.013405 | 495.0304 | 0.00021343 | 532.6395 | 0.016317 | 532.1037 | 0.010867 | 745.7206 | 0.71731 | 532.1037 | 0.015731 | 745.0063 | 0.0009651 | 745.7206 | 0.012682 | 532.1037 | 1.4839 | 532.6395 | 2.611
|  | 494.5569 | 0 | 532.865 | 0.059759 | 532.3295 | 0.080987 | 494.5569 | 0 | 532.865 | 0.0082124 | 532.3295 | 0.0060289 | 532.3295 | #REF! | 495.1469 | 0.094291 | 532.865 | 0.017663 | 527.08 | -0.02375 | 532.865 | 0.055696 | 494.5569 | 1.4881 | 532.865 | 0.83445 | 527.08 | 3.0754 | 532.865 | 2.9578 | 527.08 | -0.00010202 | 532.865 | 0 | 495.1469 | 0.00042493 | 532.865 | 0 | 495.1469 | 0.00043698 | 532.865 | 0 | 532.3295 | -0.014745 | 745.8851 | 0.72802 | 532.3295 | -0.0069721 | 745.1708 | 0 | 745.8851 | 0.013378 | 532.3295 | 1.4701 | 532.865 | 2.6075
|  | 494.6707 | 0.005004 | 533.0905 | 0.088024 | 532.5553 | 0.087235 | 494.6707 | 0.01901 | 533.0905 | 0.026552 | 532.5553 | 0.055302 | 532.5553 | #REF! | 495.2634 | 0.075499 | 533.0905 | 0.04819 | 527.3 | 0.032866 | 533.0905 | 0.075276 | 494.6707 | 1.473 | 533.0905 | 0.82862 | 527.3 | 3.043 | 533.0905 | 2.9298 | 527.3 | 0.0054069 | 533.0905 | 0.0039264 | 495.2634 | 0.00021255 | 533.0905 | 0.021994 | 495.2634 | 0.00022354 | 533.0905 | 0.010232 | 532.5553 | 0.0082224 | 746.0495 | 0.73324 | 532.5553 | 0.0094177 | 745.3353 | 0.00053624 | 746.0495 | 0.012403 | 532.5553 | 1.477 | 533.0905 | 2.6152
|  | 494.7846 | 0 | 533.316 | 0.057866 | 532.7812 | 0.082078 | 494.7846 | 0 | 533.316 | 0.011818 | 532.7812 | -0.010753 | 532.7812 | #REF! | 495.3799 | 0.080322 | 533.316 | 0.0040955 | 527.53 | -0.022311 | 533.316 | 0.057 | 494.7846 | 1.5085 | 533.316 | 0.80104 | 527.53 | 3.0456 | 533.316 | 2.8757 | 527.53 | -0.0085181 | 533.316 | 0 | 495.3799 | 0.0004094 | 533.316 | 0 | 495.3799 | 0.00038696 | 533.316 | 0 | 532.7812 | -0.011462 | 746.214 | 0.73918 | 532.7812 | -0.0018197 | 745.4999 | 0 | 746.214 | 0.012821 | 532.7812 | 1.4605 | 533.316 | 2.6114
|  | 494.8985 | 0.003377 | 533.5416 | 0.068739 | 533.007 | 0.084303 | 494.8985 | 0.018914 | 533.5416 | 0.032845 | 533.007 | 0.072554 | 533.007 | #REF! | 495.4964 | 0.065189 | 533.5416 | 0.042623 | 527.76 | 0.0098357 | 533.5416 | 0.072437 | 494.8985 | 1.4993 | 533.5416 | 0.79405 | 527.76 | 2.9738 | 533.5416 | 2.8303 | 527.76 | 0.0034176 | 533.5416 | 0.0060419 | 495.4964 | 0.00019851 | 533.5416 | 0.019533 | 495.4964 | 0.00016342 | 533.5416 | 0.010161 | 533.007 | 0.012221 | 746.3785 | 0.76269 | 533.007 | 0.0080775 | 745.6644 | 0.0007506 | 746.3785 | 0.012031 | 533.007 | 1.4697 | 533.5416 | 2.6133
|  | 495.0124 | 0 | 533.7672 | 0.059872 | 533.2328 | 0.084312 | 495.0124 | 0 | 533.7672 | 0.0066457 | 533.2328 | -0.027047 | 533.2328 | #REF! | 495.6129 | 0.069845 | 533.7671 | 0.017354 | 527.98 | -0.017512 | 533.7671 | 0.05223 | 495.0124 | 1.5303 | 533.7671 | 0.76379 | 527.98 | 2.9696 | 533.7672 | 2.7737 | 527.98 | -0.00086717 | 533.7671 | 0 | 495.6129 | 0.00040065 | 533.7671 | 0 | 495.6129 | 0.00036692 | 533.7672 | 0 | 533.2328 | -0.0040926 | 746.543 | 0.76537 | 533.2328 | -0.013697 | 745.8289 | 0 | 746.543 | 0.013239 | 533.2328 | 1.4562 | 533.7672 | 2.6125
|  | 495.1262 | 0.0095486 | 533.9927 | 0.082828 | 533.4587 | 0.080869 | 495.1262 | 0.001822 | 533.9927 | 0.059425 | 533.4587 | 0.044128 | 533.4587 | #REF! | 495.7294 | 0.054047 | 533.9927 | 0.041882 | 528.21 | -0.002159 | 533.9927 | 0.063236 | 495.1262 | 1.5371 | 533.9927 | 0.75845 | 528.21 | 2.9791 | 533.9927 | 2.7373 | 528.21 | -0.0014792 | 533.9927 | 0.005957 | 495.7294 | 0.00020462 | 533.9927 | 0.014162 | 495.7294 | 0.0002035 | 533.9927 | 0.012653 | 533.4587 | 0.0070484 | 746.7075 | 0.767 | 533.4587 | 0.012088 | 745.9935 | 0.0007506 | 746.7075 | 0.012542 | 533.4587 | 1.4686 | 533.9927 | 2.6177
|  | 495.2401 | 0 | 534.2183 | 0.051527 | 533.6845 | 0.077837 | 495.2401 | 0 | 534.2183 | 0.014864 | 533.6845 | 0.023329 | 533.6845 | #REF! | 495.846 | 0.058038 | 534.2182 | 0.0021044 | 528.43 | -0.0002399 | 534.2182 | 0.050684 | 495.2401 | 1.5488 | 534.2182 | 0.73549 | 528.43 | 2.9696 | 534.2183 | 2.6817 | 528.43 | -0.0046928 | 534.2182 | 0 | 495.846 | 0.00041882 | 534.2182 | 0 | 495.846 | 0.00043698 | 534.2183 | 0 | 533.6845 | -0.00087147 | 746.872 | 0.7774 | 533.6845 | -0.0044389 | 746.1581 | 0 | 746.872 | 0.013239 | 533.6845 | 1.4643 | 534.2183 | 2.6189
|  | 495.354 | 0.0020459 | 534.4438 | 0.085578 | 533.9104 | 0.08963 | 495.354 | 0.0087791 | 534.4438 | 0.049689 | 533.9104 | 0.066628 | 533.9104 | #REF! | 495.9625 | 0.043903 | 534.4438 | 0.044021 | 528.66 | -0.011755 | 534.4438 | 0.065352 | 495.354 | 1.5639 | 534.4438 | 0.72799 | 528.66 | 2.8968 | 534.4438 | 2.6499 | 528.66 | 0.00081613 | 534.4438 | 0.0060307 | 495.9625 | 0.00021734 | 534.4438 | 0.011004 | 495.9625 | 0.00023348 | 534.4438 | 0.008393 | 533.9104 | 0.017195 | 747.0365 | 0.77068 | 533.9104 | 0.0021533 | 746.3226 | 0.0007506 | 747.0365 | 0.012496 | 533.9104 | 1.462 | 534.4438 | 2.6172
|  | 495.4679 | 0 | 534.6694 | 0.042953 | 534.1363 | 0.077508 | 495.4679 | 0 | 534.6694 | 0.010362 | 534.1363 | -0.011462 | 534.1363 | #REF! | 496.079 | 0.047728 | 534.6694 | 0.0083263 | 528.89 | 0.004558 | 534.6694 | 0.047464 | 495.4679 | 1.5454 | 534.6694 | 0.70021 | 528.89 | 2.9094 | 534.6694 | 2.6046 | 528.89 | -0.0020913 | 534.6694 | 0.00017232 | 496.079 | 0.00041172 | 534.6694 | 0 | 496.079 | 0.00041865 | 534.6694 | 0 | 534.1363 | -0.011884 | 747.201 | 0.79065 | 534.1363 | -0.012027 | 746.4872 | 0 | 747.201 | 0.013007 | 534.1363 | 1.4343 | 534.6694 | 2.6155
|  | 495.5818 | 0.0038207 | 534.895 | 0.096555 | 534.3622 | 0.082384 | 495.5818 | 0.013947 | 534.895 | 0.01733 | 534.3622 | 0.036867 | 534.3622 | #REF! | 496.1956 | 0.031929 | 534.895 | 0.043472 | 529.11 | -0.002159 | 534.895 | 0.065596 | 495.5818 | 1.5893 | 534.895 | 0.6927 | 529.11 | 2.8555 | 534.895 | 2.5662 | 529.11 | 0.0066312 | 534.895 | 0.0035607 | 496.1956 | 0.0001962 | 534.895 | 0.015303 | 496.1956 | 0.00018517 | 534.895 | 0.010108 | 534.3622 | 0.014158 | 747.3655 | 0.7911 | 534.3622 | 0.00012974 | 746.6517 | 0.0009651 | 747.3655 | 0.012403 | 534.3622 | 1.4758 | 534.895 | 2.6221
|  | 495.6957 | 0 | 535.1207 | 0.062247 | 534.5881 | 0.07574 | 495.6957 | 0 | 535.1207 | -0.014312 | 534.5881 | -0.0028421 | 534.5881 | #REF! | 496.3121 | 0.035255 | 535.1207 | 0.0076317 | 529.34 | -0.0064771 | 535.1207 | 0.046414 | 495.6957 | 1.5786 | 535.1207 | 0.67309 | 529.34 | 2.8909 | 535.1207 | 2.5319 | 529.34 | -0.0068351 | 535.1207 | 0 | 496.3121 | 0.00042724 | 535.1207 | 0 | 496.3121 | 0.00037856 | 535.1207 | 0 | 534.5882 | -0.010257 | 747.53 | 0.79464 | 534.5881 | -0.0061156 | 746.8163 | 0 | 747.53 | 0.0131 | 534.5882 | 1.4555 | 535.1207 | 2.6221
|  | 495.8096 | 0.0047082 | 535.3463 | 0.072577 | 534.8141 | 0.083469 | 495.8096 | 0.01175 | 535.3463 | 0.021098 | 534.8141 | 0.058936 | 534.8141 | #REF! | 496.4286 | 0.020455 | 535.3463 | 0.041789 | 529.56 | -0.010315 | 535.3463 | 0.063539 | 495.8096 | 1.5869 | 535.3463 | 0.67242 | 529.56 | 2.8508 | 535.3463 | 2.501 | 529.56 | -0.0023974 | 535.3463 | 0.0062288 | 496.4286 | 0.00023335 | 535.3463 | 0.011334 | 496.4286 | 0.00019357 | 535.3463 | 0.012266 | 534.8141 | 0.017381 | 747.6945 | 0.81162 | 534.8141 | -0.0094382 | 746.9809 | 0.0011796 | 747.6945 | 0.012449 | 534.8141 | 1.4712 | 535.3463 | 2.6221
|  | 495.9235 | 0 | 535.5719 | 0.058772 | 535.04 | 0.076753 | 495.9235 | 0 | 535.5719 | 0.026254 | 535.04 | -0.015426 | 535.04 | #REF! | 496.5452 | 0.025943 | 535.5719 | 0.010425 | 529.79 | 0.012235 | 535.5719 | 0.048279 | 495.9235 | 1.6069 | 535.5719 | 0.65808 | 529.79 | 2.8577 | 535.5719 | 2.4792 | 529.79 | -0.007141 | 535.5719 | 0 | 496.5452 | 0.00044689 | 535.5719 | 0 | 496.5452 | 0.00038696 | 535.5719 | 0 | 535.04 | -0.014101 | 747.859 | 0.84098 | 535.04 | -0.0026387 | 747.1455 | 0 | 747.859 | 0.013285 | 535.04 | 1.4635 | 535.5719 | 2.6256
|  | 496.0374 | 0.00086279 | 535.7976 | 0.05456 | 535.266 | 0.081997 | 496.0374 | 0.013087 | 535.7976 | 0.037215 | 535.266 | 0.0486 | 535.266 | #REF! | 496.6617 | 0.016381 | 535.7976 | 0.031685 | 530.02 | 0.02375 | 535.7976 | 0.060812 | 496.0374 | 1.6932 | 535.7976 | 0.64664 | 530.02 | 2.8454 | 535.7976 | 2.4511 | 530.02 | -0.0022444 | 535.7976 | 0.0078516 | 496.6617 | 0.00021651 | 535.7976 | 0.0077202 | 496.6617 | 0.00019357 | 535.7976 | 0.01272 | 535.266 | 0.018178 | 748.0236 | 0.84284 | 535.266 | -0.0025823 | 747.3101 | 0.0009651 | 748.0236 | 0.012496 | 535.266 | 1.4687 | 535.7976 | 2.632
|  | 496.1513 | 0 | 536.0233 | 0.049959 | 535.4919 | 0.077955 | 496.1513 | 0 | 536.0233 | 0.012087 | 535.4919 | 0.00040277 | 535.4919 | #REF! | 496.7783 | 0.024446 | 536.0233 | 0 | 530.24 | -0.0088761 | 536.0233 | 0.045778 | 496.1513 | 1.6683 | 536.0233 | 0.63445 | 530.24 | 2.8574 | 536.0233 | 2.4296 | 530.24 | -0.0016323 | 536.0233 | 0 | 496.7783 | 0.00044342 | 536.0233 | 0 | 496.7783 | 0.00039706 | 536.0232 | 0 | 535.4919 | -0.0056959 | 748.1881 | 0.84266 | 535.4919 | 0.00053582 | 747.4747 | 0 | 748.1881 | 0.013564 | 535.4919 | 1.4676 | 536.0233 | 2.6306
|  | 496.2652 | 0.0066309 | 536.2489 | 0.098021 | 535.7179 | 0.081351 | 496.2652 | 0.017577 | 536.2489 | 0.037846 | 535.7179 | 0.046892 | 535.7179 | #REF! | 496.8949 | 0.014143 | 536.2489 | 0.042034 | 530.47 | 0.0079165 | 536.2489 | 0.059987 | 496.2652 | 1.698 | 536.2489 | 0.6334 | 530.47 | 2.847 | 536.2489 | 2.4076 | 530.47 | -0.0014792 | 536.2489 | 0.0075678 | 496.8949 | 0.00022923 | 536.2489 | 0.015089 | 496.8949 | 0.0002035 | 536.2489 | 0.011737 | 535.7179 | 0.0082675 | 748.3526 | 0.84584 | 535.7179 | 0.012271 | 747.6393 | 0.0009651 | 748.3526 | 0.012774 | 535.7179 | 1.4729 | 536.2489 | 2.6321
|  | 496.3791 | 0 | 536.4746 | 0.048562 | 535.9439 | 0.077301 | 496.3791 | 0 | 536.4746 | 0.010099 | 535.9439 | 0.01367 | 535.9439 | #REF! | 497.0114 | 0.017129 | 536.4746 | 0.0087255 | 530.7 | -0.0055175 | 536.4746 | 0.040987 | 496.3791 | 1.6812 | 536.4746 | 0.6155 | 530.7 | 2.793 | 536.4746 | 2.3781 | 530.7 | 0.0063253 | 536.4746 | 0.00097197 | 497.0114 | 0.00045284 | 536.4746 | 0 | 497.0114 | 0.00042704 | 536.4746 | 0 | 535.9439 | -0.0042667 | 748.5172 | 0.86458 | 535.9439 | 0.0026154 | 747.8039 | 0 | 748.5172 | 0.013425 | 535.9439 | 1.453 | 536.4746 | 2.626
|  | 496.493 | 0.0073704 | 536.7003 | 0.067662 | 536.1699 | 0.085867 | 496.493 | 0.015093 | 536.7003 | 0.025567 | 536.1699 | 0.077508 | 536.1699 | #REF! | 497.128 | 0.0068503 | 536.7003 | 0.03703 | 530.92 | 0.0040782 | 536.7003 | 0.059163 | 496.493 | 1.7186 | 536.7003 | 0.60898 | 530.92 | 2.778 | 536.7003 | 2.3427 | 530.92 | -0.010049 | 536.7003 | 0.0087019 | 497.128 | 0.00022724 | 536.7003 | 0.016344 | 497.128 | 0.00022354 | 536.7003 | 0.011831 | 536.1699 | 0.019651 | 748.6817 | 0.85936 | 536.1699 | 0.011147 | 747.9685 | 0.0007506 | 748.6817 | 0.012589 | 536.1699 | 1.4701 | 536.7003 | 2.6276
|  | 496.6069 | 0 | 536.926 | 0.065093 | 536.3959 | 0.076591 | 496.6069 | 0 | 536.926 | -0.0014839 | 536.3959 | -0.023497 | 536.3959 | #REF! | 497.2446 | 0.010553 | 536.926 | 0.014622 | 531.15 | 0.032385 | 536.926 | 0.042792 | 496.6069 | 1.7092 | 536.926 | 0.58904 | 531.15 | 2.8035 | 536.926 | 2.3054 | 531.15 | -0.0054579 | 536.926 | 0 | 497.2446 | 0.0004502 | 536.926 | 0 | 497.2446 | 0.00039706 | 536.926 | 0 | 536.3959 | -0.0081529 | 748.8463 | 0.87561 | 536.3959 | -0.0062637 | 748.1331 | 0 | 748.8463 | 0.013657 | 536.3959 | 1.4619 | 536.926 | 2.6223
|  | 496.7208 | 0.011936 | 537.1518 | 0.078847 | 536.622 | 0.082658 | 496.7208 | 0.020538 | 537.1518 | 0.036784 | 536.622 | 0.051737 | 536.622 | #REF! | 497.3611 | 0.0039747 | 537.1518 | 0.048258 | 531.37 | -0.019431 | 537.1518 | 0.053117 | 496.7208 | 1.7476 | 537.1518 | 0.58667 | 531.37 | 2.7352 | 537.1518 | 2.2831 | 531.37 | -0.0027035 | 537.1518 | 0.0076924 | 497.3611 | 0.00022609 | 537.1518 | 0.016379 | 497.3611 | 0.00017352 | 537.1518 | 0.0093609 | 536.622 | 0.015046 | 749.0108 | 0.87738 | 536.622 | 0.0077007 | 748.2977 | 0.00032174 | 749.0108 | 0.012914 | 536.622 | 1.4656 | 537.1518 | 2.623
|  | 496.8348 | 0 | 537.3775 | 0.054229 | 536.848 | 0.083398 | 496.8348 | 0 | 537.3775 | 0.0086229 | 536.848 | 0.027594 | 536.848 | #REF! | 497.4777 | 0.0053043 | 537.3775 | 0 | 531.6 | -0.049177 | 537.3775 | 0.04321 | 496.8348 | 1.7301 | 537.3775 | 0.57436 | 531.6 | 2.7217 | 537.3775 | 2.2592 | 531.6 | -0.0074475 | 537.3775 | 0.0034365 | 497.4777 | 0.00042906 | 537.3775 | 0 | 497.4777 | 0.00036024 | 537.3775 | 0 | 536.848 | -0.012247 | 749.1754 | 0.86971 | 536.848 | 0.0012034 | 748.4623 | 0 | 749.1754 | 0.01375 | 536.848 | 1.4398 | 537.3775 | 2.6226
|  | 496.9487 | 0.0038207 | 537.6033 | 0.077271 | 537.0741 | 0.080512 | 496.9487 | 0.019678 | 537.6033 | 0.044343 | 537.0741 | 0.037232 | 537.0741 | #REF! | 497.5943 | 0.0014488 | 537.6033 | 0.038305 | 531.83 | -0.0088761 | 537.6033 | 0.056017 | 496.9487 | 1.8095 | 537.6033 | 0.57392 | 531.83 | 2.6701 | 537.6033 | 2.2511 | 531.83 | -0.0079064 | 537.6033 | 0.0072757 | 497.5943 | 0.00020611 | 537.6033 | 0.014454 | 497.5943 | 0.00018688 | 537.6033 | 0.007794 | 537.0741 | 0.007633 | 749.34 | 0.90761 | 537.0741 | 0.007503 | 748.627 | 0.0007506 | 749.34 | 0.012496 | 537.0741 | 1.4576 | 537.6033 | 2.636
|  | 497.0626 | 0 | 537.829 | 0.059294 | 537.3001 | 0.072991 | 497.0626 | 0 | 537.829 | 0.0084627 | 537.3001 | -0.021774 | 537.3001 | #REF! | 497.7109 | 0.0024798 | 537.829 | 0.0028207 | 532.05 | -0.012714 | 537.829 | 0.045015 | 497.0626 | 1.7827 | 537.829 | 0.55603 | 532.05 | 2.7007 | 537.829 | 2.2206 | 532.05 | -0.0046928 | 537.829 | 0 | 497.7109 | 0.00043021 | 537.829 | 0 | 497.7109 | 0.00039038 | 537.829 | 0 | 537.3001 | -0.010679 | 749.5045 | 0.88614 | 537.3001 | -0.0014014 | 748.7916 | 0 | 749.5045 | 0.013471 | 537.3001 | 1.4507 | 537.829 | 2.6397
|  | 497.1766 | 0.003525 | 538.0548 | 0.084982 | 537.5262 | 0.078769 | 497.1766 | 0.018055 | 538.0548 | 0.046346 | 537.5262 | 0.052125 | 537.5262 | #REF! | 497.8275 | 0.0010351 | 538.0548 | 0.049223 | 532.28 | -0.012235 | 538.0548 | 0.051521 | 497.1766 | 1.8467 | 538.0548 | 0.55464 | 532.28 | 2.6676 | 538.0548 | 2.1963 | 532.28 | -0.00607 | 538.0548 | 0.0083752 | 497.8275 | 0.00022526 | 538.0548 | 0.018262 | 497.8275 | 0.0002035 | 538.0548 | 0.014737 | 537.5262 | 0.00091877 | 749.6691 | 0.91455 | 537.5262 | -0.0017105 | 748.9562 | 0.0007506 | 749.6691 | 0.012449 | 537.5262 | 1.4736 | 538.0548 | 2.6468
|  | 497.2905 | 0 | 538.2806 | 0.043863 | 537.7523 | 0.075674 | 497.2905 | 0 | 538.2806 | 0.034481 | 537.7523 | -0.013682 | 537.7523 | #REF! | 497.9441 | 0.0011549 | 538.2806 | 0.0095774 | 532.51 | -0.031426 | 538.2806 | 0.036168 | 497.2905 | 1.906 | 538.2806 | 0.54112 | 532.51 | 2.6552 | 538.2806 | 2.1726 | 532.51 | -0.0074475 | 538.2806 | 2.0815e-05 | 497.9441 | 0.00042724 | 538.2806 | 0 | 497.9441 | 0.00041693 | 538.2806 | 0 | 537.7523 | -0.015814 | 749.8337 | 0.93856 | 537.7523 | 0.0027711 | 749.1209 | 0 | 749.8337 | 0.013518 | 537.7523 | 1.4787 | 538.2806 | 2.6481
|  | 497.4044 | 0.013994 | 538.5064 | 0.073244 | 537.9784 | 0.078322 | 497.4044 | 0.016908 | 538.5064 | 0.031262 | 537.9784 | 0.053234 | 537.9784 | #REF! | 498.0607 | 0.00011977 | 538.5064 | 0.045323 | 532.73 | 0.014154 | 538.5064 | 0.054094 | 497.4044 | 1.89 | 538.5064 | 0.53436 | 532.73 | 2.641 | 538.5064 | 2.148 | 532.73 | -0.0076005 | 538.5064 | 0.0080161 | 498.0607 | 0.00020644 | 538.5064 | 0.0093112 | 498.0607 | 0.00021343 | 538.5064 | 0.013139 | 537.9784 | 0.014162 | 749.9983 | 0.94296 | 537.9784 | 0.012417 | 749.2855 | 0.00032174 | 749.9983 | 0.012589 | 537.9784 | 1.4948 | 538.5064 | 2.6482
|  | 497.5184 | 0 | 538.7322 | 0.060845 | 538.2045 | 0.079254 | 497.5184 | 0 | 538.7322 | -0.0021023 | 538.2045 | 0.024648 | 538.2045 | #REF! | 498.1773 | 0.00023768 | 538.7322 | 0.019799 | 532.96 | -0.0064771 | 538.7322 | 0.040998 | 497.5184 | 1.9223 | 538.7322 | 0.52614 | 532.96 | 2.6209 | 538.7322 | 2.1239 | 532.96 | -0.007294 | 538.7322 | 0.002105 | 498.1773 | 0.00043401 | 538.7322 | 0 | 498.1773 | 0.00043698 | 538.7322 | 0 | 538.2045 | -0.00074655 | 750.1629 | 0.95435 | 538.2045 | -0.0063878 | 749.4502 | 0 | 750.1629 | 0.013611 | 538.2045 | 1.4891 | 538.7322 | 2.648
|  | 497.6323 | 0.0066309 | 538.9581 | 0.072225 | 538.4307 | 0.069801 | 497.6323 | 0.0079509 | 538.9581 | 0.031638 | 538.4307 | 0.05508 | 538.4307 | #REF! | 498.2939 | 0.00011791 | 538.9581 | 0.03751 | 533.18 | 0.0064771 | 538.9581 | 0.056164 | 497.6323 | 1.9283 | 538.9581 | 0.51892 | 533.18 | 2.585 | 538.9581 | 2.0988 | 533.18 | 0.0026524 | 538.9581 | 0.0087698 | 498.2939 | 0.0002322 | 538.9581 | 0.015155 | 498.2939 | 0.00022354 | 538.9581 | 0.0065543 | 538.4307 | 0.0059848 | 750.3275 | 0.9445 | 538.4307 | 0.00078731 | 749.6148 | 0.00032174 | 750.3275 | 0.012774 | 538.4307 | 1.5034 | 538.9581 | 2.6477
|  | 497.7463 | 0.001037 | 539.1839 | 0.045745 | 538.6568 | 0.07384 | 497.7463 | 0 | 539.1839 | -0.0018759 | 538.6568 | 0.019278 | 538.6568 | #REF! | 498.4105 | 0.00022129 | 539.1839 | 0.0092013 | 533.41 | -0.014634 | 539.1839 | 0.038536 | 497.7463 | 1.9796 | 539.1839 | 0.51106 | 533.41 | 2.5998 | 539.1839 | 2.0918 | 533.41 | -0.0098958 | 539.1839 | 0.0023266 | 498.4105 | 0.0004426 | 539.1839 | 0 | 498.4105 | 0.00042704 | 539.1839 | 0 | 538.6568 | -0.0075927 | 750.4921 | 0.9731 | 538.6568 | 0.0015429 | 749.7795 | 0 | 750.4921 | 0.013518 | 538.6568 | 1.5101 | 539.1839 | 2.6489
|  | 497.8602 | 0.0085608 | 539.4097 | 0.076086 | 538.883 | 0.078583 | 497.8602 | 0.022353 | 539.4097 | 0.036066 | 538.883 | 0.044476 | 538.883 | #REF! | 498.5271 | 0.00010357 | 539.4097 | 0.045395 | 533.64 | -0.042462 | 539.4097 | 0.051604 | 497.8602 | 1.9954 | 539.4097 | 0.50725 | 533.64 | 2.5557 | 539.4097 | 2.0649 | 533.64 | 0.0047948 | 539.4097 | 0.010365 | 498.5271 | 0.00021453 | 539.4097 | 0.010614 | 498.5271 | 0.00020675 | 539.4097 | 0.01295 | 538.883 | 0.012139 | 750.6567 | 0.97827 | 538.883 | 0.0091154 | 749.9441 | 0.0007506 | 750.6567 | 0.012635 | 538.883 | 1.5245 | 539.4097 | 2.6571
|  | 497.9742 | 0 | 539.6356 | 0.063851 | 539.1091 | 0.071381 | 497.9742 | 0 | 539.6356 | -0.0014491 | 539.1091 | 0.032436 | 539.1091 | #REF! | 498.6437 | 0.00018907 | 539.6356 | 0.0075971 | 533.86 | -0.0074367 | 539.6356 | 0.035006 | 497.9742 | 1.9946 | 539.6356 | 0.49216 | 533.86 | 2.5604 | 539.6356 | 2.0274 | 533.86 | -0.0051518 | 539.6356 | 0.002927 | 498.6437 | 0.00044227 | 539.6356 | 0 | 498.6437 | 0.0004303 | 539.6356 | 0 | 539.1091 | -0.0036444 | 750.8213 | 0.99121 | 539.1091 | -0.010218 | 750.1088 | 0 | 750.8213 | 0.01375 | 539.1091 | 1.5131 | 539.6356 | 2.6572
|  | 498.0881 | 0.0039686 | 539.8615 | 0.072407 | 539.3353 | 0.064917 | 498.0881 | 0.017386 | 539.8615 | 0.048466 | 539.3353 | 0.055959 | 539.3353 | #REF! | 498.7603 | 8.5499e-05 | 539.8615 | 0.039056 | 534.09 | -0.0055175 | 539.8615 | 0.052673 | 498.0881 | 2.031 | 539.8615 | 0.49239 | 534.09 | 2.4988 | 539.8615 | 2.0064 | 534.09 | -0.0054579 | 539.8615 | 0.0090279 | 498.7603 | 0.00022807 | 539.8615 | 0.0088107 | 498.7603 | 0.0002268 | 539.8615 | 0.013423 | 539.3353 | 0.015089 | 750.9859 | 0.97124 | 539.3353 | -0.0057287 | 750.2735 | 0.00032174 | 750.9859 | 0.01296 | 539.3353 | 1.5307 | 539.8615 | 2.6601
|  | 498.2021 | 0 | 540.0873 | 0.077223 | 539.5615 | 0.069692 | 498.2021 | 0 | 540.0873 | 0.0049827 | 539.5615 | 0.012683 | 539.5615 | #REF! | 498.8769 | 0.00016187 | 540.0874 | 0.010111 | 534.32 | 0.015113 | 540.0874 | 0.029165 | 498.2021 | 2.0642 | 540.0874 | 0.47608 | 534.32 | 2.5107 | 540.0873 | 1.9789 | 534.32 | -0.00010202 | 540.0874 | 0.0032907 | 498.8769 | 0.00043715 | 540.0874 | 0 | 498.8769 | 0.00039706 | 540.0873 | 0 | 539.5615 | -0.0084943 | 751.1505 | 1.0115 | 539.5615 | 0.0017218 | 750.4382 | 0 | 751.1505 | 0.013982 | 539.5615 | 1.5118 | 540.0873 | 2.6604
|  | 498.3161 | 0.007962 | 540.3133 | 0.079549 | 539.7877 | 0.079542 | 498.3161 | 0.0049694 | 540.3133 | 0.03039 | 539.7877 | 0.074748 | 539.7877 | #REF! | 498.9936 | 7.6371e-05 | 540.3133 | 0.040281 | 534.54 | -0.019911 | 540.3133 | 0.053382 | 498.3161 | 2.0922 | 540.3133 | 0.47509 | 534.54 | 2.4827 | 540.3133 | 1.9609 | 534.54 | -0.0016323 | 540.3133 | 0.010335 | 498.9936 | 0.00020924 | 540.3133 | 0.015991 | 498.9936 | 0.00017352 | 540.3133 | 0.013051 | 539.7877 | 0.013355 | 751.3151 | 1.0129 | 539.7877 | 0.0019062 | 750.6028 | 0.00053624 | 751.3151 | 0.013146 | 539.7877 | 1.5275 | 540.3133 | 2.6608
|  | 498.43 | 0 | 540.5392 | 0.06325 | 540.0139 | 0.070981 | 498.43 | 0 | 540.5392 | -0.0031102 | 540.0139 | 0.011561 | 540.0139 | #REF! | 499.1102 | 0.00015665 | 540.5392 | 0.0091665 | 534.77 | -0.037183 | 540.5392 | 0.033105 | 498.43 | 2.1325 | 540.5392 | 0.45994 | 534.77 | 2.4554 | 540.5392 | 1.9317 | 534.77 | -0.0054579 | 540.5392 | 0.0048478 | 499.1102 | 0.00045994 | 540.5392 | 0 | 499.1102 | 0.00036692 | 540.5392 | 0 | 540.0139 | -0.0095273 | 751.4798 | 1.028 | 540.0139 | -0.0035531 | 750.7675 | 0 | 751.4798 | 0.014122 | 540.0139 | 1.5118 | 540.5392 | 2.6591
|  | 498.544 | 0.0020459 | 540.7651 | 0.08218 | 540.2402 | 0.067476 | 498.544 | 0.0097437 | 540.7651 | 0.049067 | 540.2402 | 0.02527 | 540.2402 | #REF! | 499.2268 | 8.0283e-05 | 540.7651 | 0.041414 | 535 | -0.011275 | 540.7651 | 0.04645 | 498.544 | 2.1865 | 540.7651 | 0.4543 | 535 | 2.4394 | 540.7651 | 1.9045 | 535 | 0.011528 | 540.7651 | 0.0093265 | 499.2268 | 0.00025136 | 540.7651 | 0.013689 | 499.2268 | 0.00019682 | 540.7651 | 0.010795 | 540.2402 | 0.011984 | 751.6444 | 1.021 | 540.2402 | 0.0087138 | 750.9322 | 0.00053624 | 751.6444 | 0.0131 | 540.2402 | 1.5163 | 540.7651 | 2.6634
|  | 498.658 | 0 | 540.991 | 0.047525 | 540.4664 | 0.073186 | 498.658 | 0 | 540.991 | 0.037812 | 540.4664 | 0.0014346 | 540.4664 | #REF! | 499.3435 | 0.00014436 | 540.991 | 0.012419 | 535.22 | -0.012714 | 540.991 | 0.033421 | 498.658 | 2.2094 | 540.991 | 0.44354 | 535.22 | 2.4375 | 540.991 | 1.8757 | 535.22 | -0.0025504 | 540.991 | 0.0029784 | 499.3435 | 0.00044607 | 540.991 | 0 | 499.3435 | 0.00039038 | 540.991 | 0 | 540.4664 | -0.010412 | 751.809 | 1.0418 | 540.4664 | 0.00069785 | 751.0969 | 0 | 751.809 | 0.013703 | 540.4664 | 1.5038 | 540.991 | 2.659
|  | 498.772 | 0.0038207 | 541.217 | 0.067816 | 540.6927 | 0.075158 | 498.772 | 0.014233 | 541.217 | 0.036103 | 540.6927 | 0.036445 | 540.6927 | #REF! | 499.4601 | 6.4077e-05 | 541.217 | 0.039285 | 535.45 | 0.0069569 | 541.217 | 0.047404 | 498.772 | 2.272 | 541.217 | 0.44407 | 535.45 | 2.3908 | 541.217 | 1.8611 | 535.45 | 0.00081613 | 541.217 | 0.0121 | 499.4601 | 0.00019603 | 541.217 | 0.011195 | 499.4601 | 0.00019682 | 541.217 | 0.01496 | 540.6927 | 0.013879 | 751.9737 | 1.0648 | 540.6927 | 0.0031239 | 751.2616 | 0.00032174 | 751.9737 | 0.012867 | 540.6927 | 1.5405 | 541.217 | 2.6677
|  | 498.8859 | 0 | 541.4429 | 0.045872 | 540.9189 | 0.060644 | 498.8859 | 0 | 541.4429 | 0.023927 | 540.9189 | 0.0047189 | 540.9189 | #REF! | 499.5768 | 0.00013654 | 541.443 | 0.011653 | 535.67 | -0.0093559 | 541.443 | 0.030498 | 498.8859 | 2.3113 | 541.443 | 0.43174 | 535.67 | 2.394 | 541.4429 | 1.8354 | 535.67 | 0.0026524 | 541.443 | 0.0042856 | 499.5768 | 0.00042212 | 541.443 | 0 | 499.5768 | 0.00038696 | 541.4429 | 0 | 540.9189 | -0.014276 | 752.1383 | 1.0706 | 540.9189 | -0.0058117 | 751.4263 | 0 | 752.1383 | 0.013378 | 540.9189 | 1.5111 | 541.4429 | 2.6671
|  | 498.9999 | 0.0093016 | 541.6689 | 0.06354 | 541.1452 | 0.075463 | 498.9999 | 0.016908 | 541.6689 | 0.034021 | 541.1452 | 0.048982 | 541.1452 | #REF! | 499.6934 | 7.246e-05 | 541.6689 | 0.035988 | 535.9 | 0.0050378 | 541.6689 | 0.044517 | 498.9999 | 2.3392 | 541.6689 | 0.43454 | 535.9 | 2.3809 | 541.6689 | 1.8168 | 535.9 | 0.0092325 | 541.6689 | 0.0084455 | 499.6934 | 0.00022724 | 541.6689 | 0.010688 | 499.6934 | 0.00019357 | 541.6689 | 0.0081719 | 541.1452 | 0.010122 | 752.303 | 1.0765 | 541.1452 | -0.0099067 | 751.5911 | 0.0007506 | 752.303 | 0.012774 | 541.1452 | 1.5218 | 541.6689 | 2.6679
|  | 499.1139 | 0 | 541.8949 | 0.063723 | 541.3715 | 0.068301 | 499.1139 | 0 | 541.8949 | 0.026728 | 541.3715 | -0.0073669 | 541.3715 | #REF! | 499.8101 | 0.00013654 | 541.8949 | 0.0039982 | 536.13 | 0.0064771 | 541.8949 | 0.027269 | 499.1139 | 2.3535 | 541.8949 | 0.41932 | 536.13 | 2.3454 | 541.8949 | 1.7939 | 536.13 | -0.011426 | 541.8949 | 0.0054028 | 499.8101 | 0.00045482 | 541.8949 | 0 | 499.8101 | 0.00039706 | 541.8949 | 0 | 541.3715 | -0.0095678 | 752.4677 | 1.0992 | 541.3715 | 0.0018328 | 751.7558 | 0 | 752.4677 | 0.013657 | 541.3715 | 1.5134 | 541.8949 | 2.6673
|  | 499.2279 | 0.0095486 | 542.1209 | 0.085677 | 541.5978 | 0.077269 | 499.2279 | 0.0077853 | 542.1209 | 0.04567 | 541.5978 | 0.064623 | 541.5978 | #REF! | 499.9267 | 6.4077e-05 | 542.1209 | 0.035292 | 536.35 | 0.0002399 | 542.1209 | 0.046771 | 499.2279 | 2.3841 | 542.1209 | 0.41748 | 536.35 | 2.2816 | 542.1209 | 1.7705 | 536.35 | -0.0023974 | 542.1209 | 0.012487 | 499.9267 | 0.00022873 | 542.1209 | 0.01033 | 499.9267 | 0.0002035 | 542.1209 | 0.013007 | 541.5978 | 0.010754 | 752.6323 | 1.1109 | 541.5978 | 0.0018079 | 751.9205 | 0.00053624 | 752.6323 | 0.013378 | 541.5978 | 1.526 | 542.1209 | 2.6739
|  | 499.3419 | 0 | 542.3469 | 0.055003 | 541.8241 | 0.066429 | 499.3419 | 0 | 542.3469 | 0.024955 | 541.8241 | 0.010848 | 541.8241 | #REF! | 500.0434 | 0.00011567 | 542.3469 | 0.013338 | 536.58 | -0.010315 | 542.3469 | 0.033915 | 499.3419 | 2.4291 | 542.3469 | 0.40339 | 536.58 | 2.2945 | 542.3469 | 1.7331 | 536.58 | -0.010967 | 542.3469 | 0.004784 | 500.0434 | 0.0004383 | 542.3469 | 0.0016231 | 500.0434 | 0.00041693 | 542.3469 | 0 | 541.8241 | -0.015585 | 752.797 | 1.1194 | 541.8241 | 0.0034159 | 752.0852 | 0 | 752.797 | 0.014075 | 541.8241 | 1.5069 | 542.3469 | 2.6718
|  | 499.4559 | 0.005004 | 542.5729 | 0.065292 | 542.0505 | 0.068393 | 499.4559 | 0.0097437 | 542.5729 | 0.0422 | 542.0505 | 0.051828 | 542.0505 | #REF! | 500.1601 | 5.1597e-05 | 542.5729 | 0.035682 | 536.81 | -0.027109 | 542.5729 | 0.045719 | 499.4559 | 2.4763 | 542.5729 | 0.40112 | 536.81 | 2.2297 | 542.5729 | 1.7145 | 536.81 | 0.0026524 | 542.5729 | 0.010942 | 500.1601 | 0.00021139 | 542.5729 | 0.0091863 | 500.1601 | 0.00021686 | 542.5729 | 0.0098788 | 542.0505 | 0.0050714 | 752.9616 | 1.1474 | 542.0505 | 0.0086694 | 752.25 | 0.00053624 | 752.9616 | 0.013146 | 542.0505 | 1.5099 | 542.5729 | 2.6787
|  | 499.5699 | 0 | 542.799 | 0.052155 | 542.2768 | 0.068505 | 499.5699 | 0 | 542.799 | 0.030693 | 542.2768 | 0.024437 | 542.2768 | #REF! | 500.2767 | 0.00011567 | 542.799 | 0 | 537.03 | -0.0059973 | 542.799 | 0.028561 | 499.5699 | 2.5218 | 542.799 | 0.38907 | 537.03 | 2.2514 | 542.799 | 1.6868 | 537.03 | -0.0076005 | 542.799 | 0.0065416 | 500.2767 | 0.00045135 | 542.799 | 0 | 500.2767 | 0.00040032 | 542.7989 | 0 | 542.2768 | -0.0079868 | 753.1263 | 1.1213 | 542.2768 | -0.0019761 | 752.4147 | 0 | 753.1263 | 0.013889 | 542.2768 | 1.503 | 542.799 | 2.6772
|  | 499.6839 | 0.0073704 | 543.025 | 0.071641 | 542.5032 | 0.074708 | 499.6839 | 0.01175 | 543.025 | 0.027032 | 542.5032 | 0.049472 | 542.5032 | #REF! | 500.3934 | 6.4077e-05 | 543.025 | 0.036062 | 537.26 | 0.0064771 | 543.025 | 0.046226 | 499.6839 | 2.5429 | 543.025 | 0.38642 | 537.26 | 2.2283 | 543.025 | 1.667 | 537.26 | -0.0033155 | 543.025 | 0.013954 | 500.3934 | 0.00024178 | 543.025 | 0.012506 | 500.3934 | 0.00018688 | 543.025 | 0.0084822 | 542.5032 | 0.0097332 | 753.291 | 1.1388 | 542.5032 | -0.0060759 | 752.5794 | 0.00032174 | 753.291 | 0.013239 | 542.5032 | 1.5121 | 543.025 | 2.682
|  | 499.7979 | 0 | 543.2511 | 0.056657 | 542.7295 | 0.06455 | 499.7979 | 0 | 543.2511 | 0.019022 | 542.7295 | -0.010075 | 542.7295 | #REF! | 500.5101 | 0.00011437 | 543.2511 | 0.00711 | 537.49 | -0.019911 | 543.2511 | 0.029312 | 499.7979 | 2.5529 | 543.2511 | 0.37452 | 537.49 | 2.2162 | 543.2511 | 1.6343 | 537.49 | -0.010967 | 543.2511 | 0.0057593 | 500.5101 | 0.00046341 | 543.2511 | 0 | 500.5101 | 0.00038696 | 543.2511 | 0 | 542.7295 | -0.015079 | 753.4557 | 1.162 | 542.7295 | -0.0051426 | 752.7442 | 0 | 753.4557 | 0.014075 | 542.7295 | 1.5102 | 543.2511 | 2.686
|  | 499.9119 | 0.0076661 | 543.4772 | 0.077037 | 542.9559 | 0.069494 | 499.9119 | 0.022831 | 543.4772 | 0.030196 | 542.9559 | 0.061449 | 542.9559 | #REF! | 500.6268 | 5.0293e-05 | 543.4772 | 0.043285 | 537.71 | -0.0059973 | 543.4772 | 0.037658 | 499.9119 | 2.5663 | 543.4772 | 0.37468 | 537.71 | 2.1707 | 543.4772 | 1.6142 | 537.71 | -0.0025504 | 543.4772 | 0.012875 | 500.6268 | 0.00022411 | 543.4772 | 0.012244 | 500.6268 | 0.00021686 | 543.4772 | 0.013195 | 542.9559 | 0.0036564 | 753.6204 | 1.1826 | 542.9559 | 0.0049086 | 752.9089 | 0.00032174 | 753.6204 | 0.013378 | 542.9559 | 1.5249 | 543.4772 | 2.6808
|  | 500.026 | 0 | 543.7032 | 0.048736 | 543.1823 | 0.065921 | 500.026 | 0 | 543.7032 | 0.026553 | 543.1823 | 0.016777 | 543.1823 | #REF! | 500.7434 | 0.00011437 | 543.7032 | 0.005107 | 537.94 | -0.039103 | 543.7032 | 0.027359 | 500.026 | 2.6017 | 543.7032 | 0.35968 | 537.94 | 2.1515 | 543.7032 | 1.5813 | 537.94 | -0.010813 | 543.7032 | 0.0067663 | 500.7434 | 0.00045218 | 543.7032 | 0 | 500.7434 | 0.00040032 | 543.7033 | 0 | 543.1823 | -0.0034474 | 753.7851 | 1.1932 | 543.1823 | 0.0021251 | 753.0737 | 0 | 753.7851 | 0.014168 | 543.1823 | 1.5043 | 543.7032 | 2.6743
|  | 500.14 | 0.0095486 | 543.9293 | 0.078078 | 543.4087 | 0.079119 | 500.14 | 0.022162 | 543.9293 | 0.035979 | 543.4087 | 0.0616 | 543.4087 | #REF! | 500.8601 | 6.4077e-05 | 543.9293 | 0.044458 | 538.17 | 0.0026388 | 543.9293 | 0.042949 | 500.14 | 2.6324 | 543.9293 | 0.36008 | 538.17 | 2.1365 | 543.9293 | 1.5639 | 538.17 | -0.011273 | 543.9293 | 0.018874 | 500.8601 | 0.00022923 | 543.9293 | 0.015071 | 500.8601 | 0.00019682 | 543.9293 | 0.013558 | 543.4087 | 0.004454 | 753.9498 | 1.2065 | 543.4087 | 0.003763 | 753.2384 | 0.0007506 | 753.9498 | 0.013611 | 543.4087 | 1.5118 | 543.9293 | 2.6719
|  | 500.254 | 0 | 544.1555 | 0.052528 | 543.6351 | 0.05195 | 500.254 | 0 | 544.1555 | -0.0030236 | 543.6351 | 0.012832 | 543.6351 | #REF! | 500.9768 | 0.00012573 | 544.1554 | 0.015023 | 538.39 | -0.0059973 | 544.1554 | 0.025989 | 500.254 | 2.637 | 544.1554 | 0.34828 | 538.39 | 2.1133 | 544.1555 | 1.5429 | 538.39 | 0.0043357 | 544.1554 | 0.006246 | 500.9768 | 0.00045647 | 544.1554 | 0 | 500.9768 | 0.00037702 | 544.1555 | 0 | 543.6351 | -0.010179 | 754.1145 | 1.1824 | 543.6351 | -0.007648 | 753.4032 | 0 | 754.1145 | 0.014493 | 543.6351 | 1.5248 | 544.1555 | 2.6715
|  | 500.368 | 0.0030813 | 544.3815 | 0.093706 | 543.8616 | 0.074509 | 500.368 | 0.0064601 | 544.3815 | 0.045936 | 543.8616 | 0.044281 | 543.8616 | #REF! | 501.0935 | 6.1656e-05 | 544.3816 | 0.037201 | 538.62 | -0.013194 | 544.3816 | 0.041658 | 500.368 | 2.6445 | 544.3816 | 0.35056 | 538.62 | 2.0656 | 544.3815 | 1.526 | 538.62 | -0.0079064 | 544.3816 | 0.01537 | 501.0935 | 0.00023071 | 544.3816 | 0.010903 | 501.0935 | 0.00019357 | 544.3815 | 0.014269 | 543.8616 | 0.011784 | 754.2792 | 1.2095 | 543.8616 | 0.01049 | 753.568 | 0.0007506 | 754.2792 | 0.01375 | 543.8616 | 1.531 | 544.3815 | 2.6763
|  | 500.4821 | 0 | 544.6077 | 0.041752 | 544.088 | 0.068929 | 500.4821 | 0 | 544.6077 | 0.0084287 | 544.088 | 0.0013951 | 544.088 | #REF! | 501.2102 | 0.00012499 | 544.6077 | 0 | 538.85 | -0.0035984 | 544.6077 | 0.025608 | 500.4821 | 2.6669 | 544.6077 | 0.33937 | 538.85 | 2.0723 | 544.6077 | 1.5059 | 538.85 | -0.0092835 | 544.6077 | 0.0078502 | 501.2102 | 0.00043632 | 544.6077 | 0 | 501.2102 | 0.000407 | 544.6077 | 0 | 544.088 | -0.0092711 | 754.4439 | 1.2259 | 544.088 | 0.0013356 | 753.7328 | 0 | 754.4439 | 0.014679 | 544.088 | 1.5353 | 544.6077 | 2.6758
|  | 500.5961 | 0.0029334 | 544.8339 | 0.071542 | 544.3145 | 0.075029 | 500.5961 | 0.015093 | 544.8339 | 0.038367 | 544.3145 | 0.062949 | 544.3145 | #REF! | 501.3269 | 6.3332e-05 | 544.8338 | 0.035137 | 539.07 | 0.002159 | 544.8338 | 0.042064 | 500.5961 | 2.6445 | 544.8338 | 0.33961 | 539.07 | 1.9831 | 544.8339 | 1.495 | 539.07 | -0.0085181 | 544.8338 | 0.016971 | 501.3269 | 0.00020875 | 544.8338 | 0.014046 | 501.3269 | 0.00021343 | 544.8339 | 0.016943 | 544.3144 | 0.010495 | 754.6086 | 1.2369 | 544.3145 | 0.012664 | 753.8975 | 0.0011796 | 754.6086 | 0.013703 | 544.3144 | 1.5556 | 544.8339 | 2.6882
|  | 500.7101 | 0 | 545.06 | 0.044035 | 544.5409 | 0.062104 | 500.7101 | 0 | 545.06 | 0.012145 | 544.5409 | 0.034165 | 544.5409 | #REF! | 501.4436 | 0.00013188 | 545.06 | 0.0023913 | 539.3 | -0.00071969 | 545.06 | 0.025223 | 500.7101 | 2.6824 | 545.06 | 0.3287 | 539.3 | 2.0043 | 545.06 | 1.4772 | 539.3 | -0.011732 | 545.06 | 0.011711 | 501.4436 | 0.00042212 | 545.06 | 0 | 501.4436 | 0.00039706 | 545.06 | 0 | 544.5409 | -0.013059 | 754.7734 | 1.2398 | 544.5409 | -0.0038214 | 754.0623 | 0 | 754.7734 | 0.014679 | 544.5409 | 1.5433 | 545.06 | 2.6909
|  | 500.8242 | 0.0045602 | 545.2861 | 0.072423 | 544.7674 | 0.071707 | 500.8242 | 0.0071227 | 545.2861 | 0.023439 | 544.7674 | 0.034828 | 544.7674 | #REF! | 501.5603 | 6.8548e-05 | 545.2862 | 0.044484 | 539.53 | 0.017032 | 545.2862 | 0.036146 | 500.8242 | 2.7105 | 545.2862 | 0.32935 | 539.53 | 1.934 | 545.2861 | 1.4576 | 539.53 | -0.0046928 | 545.2862 | 0.01642 | 501.5603 | 0.00021833 | 545.2862 | 0.016156 | 501.5603 | 0.00020024 | 545.2861 | 0.014406 | 544.7674 | 0.01235 | 754.9381 | 1.2558 | 544.7674 | 0.0069281 | 754.2271 | 0.0007506 | 754.9381 | 0.01375 | 544.7674 | 1.5561 | 545.2861 | 2.6883
|  | 500.9382 | 0 | 545.5123 | 0.056998 | 544.9939 | 0.06473 | 500.9382 | 0 | 545.5123 | -0.0029725 | 544.9939 | -0.0055234 | 544.9939 | #REF! | 501.6771 | 0.00012182 | 545.5123 | 0 | 539.75 | -0.013194 | 545.5123 | 0.025044 | 500.9382 | 2.7287 | 545.5123 | 0.31935 | 539.75 | 1.9254 | 545.5123 | 1.4376 | 539.75 | 0.0015813 | 545.5123 | 0.010279 | 501.6771 | 0.0004284 | 545.5123 | 0 | 501.6771 | 0.0003837 | 545.5123 | 0 | 544.9939 | -0.0085101 | 755.1028 | 1.2566 | 544.9939 | -0.0062458 | 754.3919 | 0 | 755.1028 | 0.014493 | 544.9939 | 1.5494 | 545.5123 | 2.6831
|  | 501.0522 | 0 | 545.7385 | 0.082972 | 545.2204 | 0.062046 | 501.0522 | 0.018723 | 545.7385 | 0.029516 | 545.2204 | 0.034707 | 545.2204 | #REF! | 501.7938 | 5.3274e-05 | 545.7385 | 0.03799 | 539.98 | -0.0055175 | 545.7385 | 0.04251 | 501.0522 | 2.7735 | 545.7385 | 0.3217 | 539.98 | 1.889 | 545.7385 | 1.4256 | 539.98 | 0.0029585 | 545.7385 | 0.018063 | 501.7938 | 0.00021568 | 545.7385 | 0.01033 | 501.7938 | 0.00020024 | 545.7385 | 0.016895 | 545.2204 | 0.0095295 | 755.2676 | 1.2882 | 545.2204 | -0.00054023 | 754.5567 | 0.0007506 | 755.2676 | 0.013564 | 545.2204 | 1.5507 | 545.7385 | 2.6729
|  | 501.1663 | 0 | 545.9647 | 0.062564 | 545.4469 | 0.06524 | 501.1663 | 0 | 545.9647 | 0.014127 | 545.4469 | 0.022918 | 545.4469 | #REF! | 501.9105 | 0.00011139 | 545.9647 | 0.0086254 | 540.21 | -0.015593 | 545.9647 | 0.024227 | 501.1663 | 2.7971 | 545.9647 | 0.3085 | 540.21 | 1.899 | 545.9647 | 1.3969 | 540.21 | 0.0017343 | 545.9647 | 0.012612 | 501.9105 | 0.00042641 | 545.9647 | 0.00079052 | 501.9105 | 0.00033694 | 545.9647 | 0 | 545.4469 | -0.00040654 | 755.4323 | 1.3012 | 545.4469 | 0.0036183 | 754.7215 | 0 | 755.4323 | 0.014307 | 545.4469 | 1.5417 | 545.9647 | 2.6663
|  | 501.2803 | 0.011689 | 546.191 | 0.089287 | 545.6734 | 0.06332 | 501.2803 | 0.017577 | 546.191 | 0.028657 | 545.6734 | 0.061141 | 545.6734 | #REF! | 502.0272 | 5.8117e-05 | 546.191 | 0.031928 | 540.43 | 0.0040782 | 546.191 | 0.038461 | 501.2803 | 2.7993 | 546.191 | 0.30897 | 540.43 | 1.8312 | 546.191 | 1.3775 | 540.43 | 0.0011222 | 546.191 | 0.018708 | 502.0272 | 0.00021948 | 546.191 | 0.01024 | 502.0272 | 0.00015674 | 546.191 | 0.011246 | 545.6734 | 0.0087626 | 755.597 | 1.302 | 545.6734 | 0.0081476 | 754.8863 | 0.0007506 | 755.597 | 0.013657 | 545.6734 | 1.5439 | 546.191 | 2.6621
|  | 501.3944 | 0 | 546.4172 | 0.058491 | 545.9 | 0.064659 | 501.3944 | 0 | 546.4172 | 0.014382 | 545.9 | 0.020715 | 545.9 | #REF! | 502.144 | 0.00011269 | 546.4172 | 0.0082374 | 540.66 | -0.018952 | 546.4172 | 0.022607 | 501.3944 | 2.7975 | 546.4172 | 0.30179 | 540.66 | 1.8278 | 546.4172 | 1.3614 | 540.66 | -0.0082122 | 546.4172 | 0.012327 | 502.144 | 0.00041832 | 546.4172 | 0 | 502.144 | 0.00039038 | 546.4172 | 0 | 545.9 | -0.0046181 | 755.7618 | 1.3006 | 545.9 | -0.0090564 | 755.0511 | 0 | 755.7618 | 0.0144 | 545.9 | 1.5313 | 546.4172 | 2.6592
|  | 501.5085 | 0.018027 | 546.6434 | 0.084924 | 546.1265 | 0.063492 | 501.5085 | 0.016431 | 546.6434 | 0.03654 | 546.1265 | 0.062153 | 546.1265 | #REF! | 502.2607 | 5.4578e-05 | 546.6434 | 0.031066 | 540.89 | 0.0098357 | 546.6434 | 0.039236 | 501.5085 | 2.8469 | 546.6434 | 0.29923 | 540.89 | 1.7721 | 546.6434 | 1.3474 | 540.89 | 0.00020403 | 546.6434 | 0.018871 | 502.2607 | 0.00020578 | 546.6434 | 0.010988 | 502.2607 | 0.0002369 | 546.6434 | 0.015779 | 546.1265 | 0.0029724 | 755.9265 | 1.3248 | 546.1265 | -0.0055689 | 755.2159 | 0.0007506 | 755.9265 | 0.013564 | 546.1265 | 1.5471 | 546.6434 | 2.6647
|  | 501.6225 | 0 | 546.8697 | 0.050085 | 546.3531 | 0.065045 | 501.6225 | 0 | 546.8697 | -0.0010132 | 546.3531 | -0.0054424 | 546.3531 | #REF! | 502.3774 | 0.00010617 | 546.8697 | 0.00085462 | 541.11 | -0.0002399 | 546.8697 | 0.022271 | 501.6225 | 2.8175 | 546.8697 | 0.29211 | 541.11 | 1.7714 | 546.8697 | 1.3312 | 541.11 | 0.0024994 | 546.8697 | 0.015891 | 502.3774 | 0.00042146 | 546.8697 | 0 | 502.3774 | 0.000407 | 546.8697 | 0 | 546.3531 | -0.0043755 | 756.0913 | 1.3362 | 546.3531 | -0.0020625 | 755.3808 | 0 | 756.0913 | 0.014772 | 546.3531 | 1.5378 | 546.8697 | 2.6668
|  | 501.7366 | 0.00071483 | 547.0959 | 0.096929 | 546.5797 | 0.058127 | 501.7366 | 0.017863 | 547.0959 | 0.056618 | 546.5797 | 0.031812 | 546.5797 | #REF! | 502.4942 | 5.1597e-05 | 547.0959 | 0.031708 | 541.34 | 0.015113 | 547.0959 | 0.034658 | 501.7366 | 2.9105 | 547.0959 | 0.29293 | 541.34 | 1.7263 | 547.0959 | 1.3157 | 541.34 | -0.005917 | 547.0959 | 0.020763 | 502.4942 | 0.00022295 | 547.0959 | 0.014559 | 502.4942 | 0.00017352 | 547.096 | 0.013103 | 546.5797 | 0.0084032 | 756.2561 | 1.3583 | 546.5797 | 0.0024412 | 755.5456 | 0.00053624 | 756.2561 | 0.013796 | 546.5797 | 1.5527 | 547.0959 | 2.6711
|  | 501.8507 | 0 | 547.3222 | 0.047 | 546.8063 | 0.06021 | 501.8507 | 0 | 547.3222 | -0.0029712 | 546.8063 | -0.000478 | 546.8063 | #REF! | 502.6109 | 0.00010804 | 547.3222 | 0.0047555 | 541.57 | -0.010795 | 547.3222 | 0.02685 | 501.8507 | 2.9428 | 547.3222 | 0.28031 | 541.57 | 1.724 | 547.3222 | 1.2918 | 541.57 | -0.0043867 | 547.3222 | 0.014346 | 502.6109 | 0.00045796 | 547.3222 | 0 | 502.6109 | 0.00029857 | 547.3222 | 0 | 546.8063 | -0.0066463 | 756.4208 | 1.3563 | 546.8063 | -0.0051988 | 755.7104 | 0 | 756.4208 | 0.01454 | 546.8063 | 1.5279 | 547.3222 | 2.6706
|  | 501.9647 | 0.0063351 | 547.5485 | 0.077729 | 547.0329 | 0.063334 | 501.9647 | 0.0097437 | 547.5485 | 0.028856 | 547.0329 | 0.030595 | 547.0329 | #REF! | 502.7277 | 5.644e-05 | 547.5485 | 0.022639 | 541.79 | 0.0031186 | 547.5485 | 0.036093 | 501.9647 | 3.0251 | 547.5485 | 0.27935 | 541.79 | 1.6607 | 547.5485 | 1.2676 | 541.79 | -0.0042337 | 547.5485 | 0.022327 | 502.7277 | 0.00023914 | 547.5485 | 0.012388 | 502.7277 | 0.00012505 | 547.5485 | 0.014249 | 547.0329 | 0.0099934 | 756.5856 | 1.3818 | 547.0329 | -0.0028967 | 755.8752 | 0.00053624 | 756.5856 | 0.013425 | 547.0329 | 1.5553 | 547.5485 | 2.6723
|  | 502.0788 | 0 | 547.7748 | 0.058209 | 547.2595 | 0.055526 | 502.0788 | 0 | 547.7748 | 0.010837 | 547.2595 | 0.014955 | 547.2595 | #REF! | 502.8444 | 0.00012834 | 547.7748 | 0.0093304 | 542.02 | 0.0055175 | 547.7748 | 0.021853 | 502.0788 | 3.0166 | 547.7748 | 0.2712 | 542.02 | 1.7065 | 547.7748 | 1.25 | 542.02 | 0.0028055 | 547.7748 | 0.014776 | 502.8444 | 0.0004203 | 547.7748 | 0 | 502.8444 | 0.00031861 | 547.7748 | 0 | 547.2595 | -0.0014107 | 756.7504 | 1.3792 | 547.2595 | -0.0062567 | 756.0401 | 0 | 756.7504 | 0.014354 | 547.2595 | 1.5337 | 547.7748 | 2.6756
|  | 502.1929 | 0.0094662 | 548.0011 | 0.064358 | 547.4861 | 0.065999 | 502.1929 | 0.024359 | 548.0011 | 0.039567 | 547.4861 | 0.028681 | 547.4861 | #REF! | 502.9612 | 7.1901e-05 | 548.0011 | 0.028251 | 542.25 | 0.013194 | 548.0011 | 0.035005 | 502.1929 | 3.0676 | 548.0011 | 0.27006 | 542.25 | 1.605 | 548.0011 | 1.2312 | 542.25 | -0.0028565 | 548.0011 | 0.021956 | 502.9612 | 0.00018645 | 548.0011 | 0.0090543 | 502.9612 | 0.00019357 | 548.0011 | 0.011146 | 547.4861 | 0.012574 | 756.9152 | 1.4049 | 547.4861 | -0.0067804 | 756.2049 | 0.00053624 | 756.9152 | 0.013611 | 547.4861 | 1.5383 | 548.0011 | 2.6786
|  | 502.307 | 0 | 548.2274 | 0.062079 | 547.7128 | 0.062454 | 502.307 | 0 | 548.2274 | 0.015256 | 547.7128 | 0.0081424 | 547.7128 | #REF! | 503.0779 | 0.00015796 | 548.2274 | 0.0049853 | 542.47 | -0.022789 | 548.2274 | 0.022016 | 502.307 | 3.0789 | 548.2274 | 0.26244 | 542.47 | 1.6087 | 548.2274 | 1.2126 | 542.47 | 0.0075495 | 548.2274 | 0.017804 | 503.0779 | 0.0003914 | 548.2274 | 0 | 503.0779 | 0.00041693 | 548.2274 | 0 | 547.7128 | -0.0081343 | 757.08 | 1.4384 | 547.7128 | -0.0042462 | 756.3698 | 0 | 757.08 | 0.014493 | 547.7128 | 1.5329 | 548.2274 | 2.6792
|  | 502.4211 | 0.010454 | 548.4538 | 0.08821 | 547.9394 | 0.062329 | 502.4211 | 0.017195 | 548.4538 | 0.022298 | 547.9394 | 0.047724 | 547.9394 | #REF! | 503.1947 | 8.6244e-05 | 548.4538 | 0.024658 | 542.7 | -0.02375 | 548.4538 | 0.032313 | 502.4211 | 3.1169 | 548.4538 | 0.26024 | 542.7 | 1.5596 | 548.4538 | 1.1924 | 542.7 | -0.00010202 | 548.4538 | 0.024155 | 503.1947 | 0.00020842 | 548.4538 | 0.010699 | 503.1947 | 0.00022354 | 548.4538 | 0.012671 | 547.9394 | 0.012518 | 757.2448 | 1.4598 | 547.9394 | 0.0027201 | 756.5346 | 0.00032174 | 757.2448 | 0.013982 | 547.9394 | 1.5391 | 548.4538 | 2.6742
|  | 502.5351 | 0 | 548.6801 | 0.062806 | 548.1661 | 0.057468 | 502.5351 | 0 | 548.6801 | 0.012834 | 548.1661 | -0.0030522 | 548.1661 | #REF! | 503.3115 | 0.0001751 | 548.6801 | 0.004459 | 542.93 | -0.032385 | 548.6801 | 0.019444 | 502.5351 | 3.1655 | 548.6801 | 0.2537 | 542.93 | 1.5458 | 548.6801 | 1.1762 | 542.93 | -0.021984 | 548.6801 | 0.018684 | 503.3115 | 0.00041981 | 548.6801 | 0 | 503.3115 | 0.00038696 | 548.6801 | 0 | 548.1661 | -0.014343 | 757.4096 | 1.4488 | 548.1661 | 0.0016109 | 756.6995 | 0 | 757.4096 | 0.015097 | 548.1661 | 1.5398 | 548.6801 | 2.6803
|  | 502.6492 | 0.0066309 | 548.9065 | 0.069403 | 548.3928 | 0.065898 | 502.6492 | 0.0054662 | 548.9065 | 0.039863 | 548.3928 | 0.044066 | 548.3928 | #REF! | 503.4282 | 8.8851e-05 | 548.9065 | 0.029368 | 543.15 | 0.0016793 | 548.9065 | 0.037014 | 502.6492 | 3.1802 | 548.9065 | 0.25187 | 543.15 | 1.5247 | 548.9065 | 1.1589 | 543.15 | -0.010967 | 548.9065 | 0.025938 | 503.4282 | 0.0002142 | 548.9065 | 0.0087055 | 503.4282 | 0.00016342 | 548.9065 | 0.0099134 | 548.3928 | 0.0096522 | 757.5744 | 1.4456 | 548.3928 | 0.0021904 | 756.8643 | 0.0009651 | 757.5744 | 0.014261 | 548.3928 | 1.5327 | 548.9065 | 2.6816
|  | 502.7633 | 0 | 549.1329 | 0.064324 | 548.6194 | 0.065336 | 502.7633 | 0 | 549.1329 | -0.0013768 | 548.6194 | 0.0071459 | 548.6194 | #REF! | 503.545 | 0.00016299 | 549.1329 | 0.014813 | 543.38 | -0.018472 | 549.1329 | 0.022201 | 502.7633 | 3.2361 | 549.1329 | 0.24405 | 543.38 | 1.5195 | 549.1329 | 1.1379 | 543.38 | -0.011426 | 549.1329 | 0.022838 | 503.545 | 0.00041287 | 549.1329 | 0 | 503.545 | 0.00035698 | 549.1329 | 0 | 548.6195 | -0.0029416 | 757.7392 | 1.4848 | 548.6194 | 0.0043655 | 757.0292 | 0 | 757.7392 | 0.015329 | 548.6195 | 1.5311 | 549.1329 | 2.6839
|  | 502.8774 | 0.0039686 | 549.3593 | 0.079011 | 548.8462 | 0.061797 | 502.8774 | 0.013374 | 549.3593 | 0.051893 | 548.8462 | 0.038815 | 548.8462 | #REF! | 503.6618 | 7.4136e-05 | 549.3592 | 0.03347 | 543.61 | 0.037664 | 549.3592 | 0.036326 | 502.8774 | 3.2415 | 549.3592 | 0.24473 | 543.61 | 1.4556 | 549.3593 | 1.1202 | 543.61 | 0.011375 | 549.3592 | 0.02436 | 503.6618 | 0.00020264 | 549.3592 | 0.0082369 | 503.6618 | 0.00019682 | 549.3592 | 0.011126 | 548.8461 | 0.0099264 | 757.904 | 1.4619 | 548.8462 | 0.0093348 | 757.1941 | 0.00010725 | 757.904 | 0.01454 | 548.8461 | 1.5352 | 549.3593 | 2.6864
|  | 502.9915 | 0 | 549.5856 | 0.055255 | 549.0729 | 0.062 | 502.9915 | 0 | 549.5856 | 0.015168 | 549.0729 | 0.007268 | 549.0729 | #REF! | 503.7786 | 0.00014958 | 549.5856 | 0.010385 | 543.83 | -0.017992 | 549.5856 | 0.023843 | 502.9915 | 3.3206 | 549.5856 | 0.23577 | 543.83 | 1.4321 | 549.5856 | 1.1079 | 543.83 | 0.00096913 | 549.5856 | 0.020845 | 503.7786 | 0.00039537 | 549.5856 | 0 | 503.7786 | 0.00037034 | 549.5856 | 0 | 549.0729 | -0.0086084 | 758.0688 | 1.538 | 549.0729 | 0.001959 | 757.359 | 0 | 758.0688 | 0.015515 | 549.0729 | 1.5369 | 549.5856 | 2.6906
|  | 503.1057 | 0.001898 | 549.8121 | 0.084666 | 549.2996 | 0.060884 | 503.1057 | 0.011081 | 549.8121 | 0.041342 | 549.2996 | 0.047437 | 549.2996 | #REF! | 503.8954 | 7.544e-05 | 549.8121 | 0.032471 | 544.06 | -0.017032 | 549.8121 | 0.036245 | 503.1057 | 3.354 | 549.8121 | 0.23839 | 544.06 | 1.4017 | 549.8121 | 1.0982 | 544.06 | 0.0046418 | 549.8121 | 0.027118 | 503.8954 | 0.00019504 | 549.8121 | 0.011177 | 503.8954 | 0.00017678 | 549.8121 | 0.01409 | 549.2996 | 0.012516 | 758.2336 | 1.5642 | 549.2996 | -7.7825e-05 | 757.5239 | 0.00053624 | 758.2336 | 0.014168 | 549.2996 | 1.5427 | 549.8121 | 2.695
|  | 503.2198 | 0 | 550.0385 | 0.049487 | 549.5263 | 0.057141 | 503.2198 | 0 | 550.0385 | 0.0078419 | 549.5263 | 0.022671 | 549.5263 | #REF! | 504.0121 | 0.00014268 | 550.0385 | 0.0086457 | 544.29 | -0.035264 | 550.0385 | 0.018183 | 503.2198 | 3.3784 | 550.0385 | 0.23022 | 544.29 | 1.3982 | 550.0385 | 1.0827 | 544.29 | -0.0049988 | 550.0385 | 0.021931 | 504.0121 | 0.00042096 | 550.0385 | 0 | 504.0121 | 0.00034687 | 550.0385 | 0 | 549.5263 | -0.010709 | 758.3985 | 1.5687 | 549.5263 | -0.002186 | 757.6887 | 0 | 758.3985 | 0.014958 | 549.5263 | 1.5366 | 550.0385 | 2.6946
|  | 503.3339 | 0.0016023 | 550.2649 | 0.097824 | 549.7531 | 0.060447 | 503.3339 | 0.01089 | 550.2649 | 0.050107 | 549.7531 | 0.03914 | 549.7531 | #REF! | 504.1289 | 6.7244e-05 | 550.2649 | 0.021984 | 544.51 | 0.018952 | 550.2649 | 0.03189 | 503.3339 | 3.3626 | 550.2649 | 0.23049 | 544.51 | 1.3436 | 550.2649 | 1.0732 | 544.51 | -0.0030095 | 550.2649 | 0.031043 | 504.1289 | 0.00023022 | 550.2649 | 0.012374 | 504.1289 | 0.00017352 | 550.2649 | 0.010014 | 549.7531 | 0.012139 | 758.5633 | 1.5769 | 549.7531 | 0.0025455 | 757.8536 | 0.00032174 | 758.5633 | 0.014122 | 549.7531 | 1.5509 | 550.2649 | 2.6973
|  | 503.448 | 0 | 550.4913 | 0.074148 | 549.9798 | 0.060025 | 503.448 | 0 | 550.4913 | 0.022689 | 549.9798 | 0.014948 | 549.9798 | #REF! | 504.2457 | 0.00015777 | 550.4914 | 0.0079706 | 544.74 | -0.017512 | 550.4914 | 0.024234 | 503.448 | 3.4228 | 550.4914 | 0.22479 | 544.74 | 1.3356 | 550.4913 | 1.0579 | 544.74 | 0.00051009 | 550.4914 | 0.025482 | 504.2457 | 0.00044607 | 550.4914 | 0 | 504.2457 | 0.000407 | 550.4913 | 0 | 549.9799 | -0.00362 | 758.7281 | 1.5761 | 549.9798 | 0.0041575 | 758.0185 | 0 | 758.7281 | 0.015097 | 549.9799 | 1.5435 | 550.4913 | 2.6974
|  | 503.5621 | 0 | 550.7178 | 0.095185 | 550.2066 | 0.065806 | 503.5621 | 0.0069571 | 550.7178 | 0.043052 | 550.2066 | 0.038284 | 550.2066 | #REF! | 504.3625 | 9.0528e-05 | 550.7178 | 0.037438 | 544.97 | 0.0011995 | 550.7178 | 0.034336 | 503.5621 | 3.492 | 550.7178 | 0.22583 | 544.97 | 1.3198 | 550.7178 | 1.0473 | 544.97 | 0.0055599 | 550.7178 | 0.031842 | 504.3625 | 0.00021833 | 550.7178 | 0.014199 | 504.3625 | 0.00023348 | 550.7178 | 0.01641 | 550.2066 | 0.0093511 | 758.893 | 1.6013 | 550.2066 | -0.0010413 | 758.1834 | 0.0007506 | 758.893 | 0.014261 | 550.2066 | 1.5402 | 550.7178 | 2.7004
|  | 503.6762 | 0 | 550.9443 | 0.070031 | 550.4334 | 0.061655 | 503.6762 | 0 | 550.9443 | 0.018123 | 550.4334 | 0.012432 | 550.4334 | #REF! | 504.4793 | 0.00018609 | 550.9443 | 0.008832 | 545.2 | 0.0055175 | 550.9443 | 0.023594 | 503.6762 | 3.5689 | 550.9443 | 0.21703 | 545.2 | 1.292 | 550.9443 | 1.0308 | 545.2 | -0.0062227 | 550.9443 | 0.026424 | 504.4793 | 0.00043401 | 550.9443 | 0.00078358 | 504.4793 | 0.00043698 | 550.9443 | 0 | 550.4334 | -0.0028102 | 759.0578 | 1.609 | 550.4334 | -0.0090554 | 758.3483 | 0 | 759.0578 | 0.015004 | 550.4334 | 1.5339 | 550.9443 | 2.7031
|  | 503.7904 | 0.005004 | 551.1708 | 0.094618 | 550.6602 | 0.06467 | 503.7904 | 0.012132 | 551.1708 | 0.041249 | 550.6602 | 0.060507 | 550.6602 | #REF! | 504.5962 | 9.5744e-05 | 551.1708 | 0.03222 | 545.42 | -0.024709 | 551.1708 | 0.031144 | 503.7904 | 3.624 | 551.1708 | 0.2178 | 545.42 | 1.2351 | 551.1708 | 1.0189 | 545.42 | -0.0019383 | 551.1708 | 0.033788 | 504.5962 | 0.000218 | 551.1708 | 0.012425 | 504.5962 | 0.0002035 | 551.1708 | 0.014808 | 550.6602 | 0.0070757 | 759.2227 | 1.6374 | 550.6602 | -0.0017804 | 758.5132 | 0.00053624 | 759.2227 | 0.014354 | 550.6602 | 1.5463 | 551.1708 | 2.7064
|  | 503.9045 | 0 | 551.3973 | 0.052634 | 550.887 | 0.044857 | 503.9045 | 0 | 551.3973 | 0.025753 | 550.887 | 0.011372 | 550.887 | #REF! | 504.713 | 0.00018478 | 551.3973 | 0.021259 | 545.65 | -0.012235 | 551.3973 | 0.017307 | 503.9045 | 3.6191 | 551.3973 | 0.21114 | 545.65 | 1.2469 | 551.3973 | 1.0028 | 545.65 | -0.0048458 | 551.3973 | 0.028754 | 504.713 | 0.00042328 | 551.3973 | 0 | 504.713 | 0.00037702 | 551.3973 | 0 | 550.887 | -0.0068786 | 759.3875 | 1.6539 | 550.887 | 0.0017793 | 758.6782 | 0 | 759.3875 | 0.015469 | 550.887 | 1.5452 | 551.3973 | 2.7106
|  | 504.0186 | 0.0051518 | 551.6238 | 0.085955 | 551.1139 | 0.059204 | 504.0186 | 0.013374 | 551.6238 | 0.028374 | 551.1139 | 0.02656 | 551.1139 | #REF! | 504.8298 | 8.9224e-05 | 551.6238 | 0.031352 | 545.88 | 0.036225 | 551.6238 | 0.033414 | 504.0186 | 3.6747 | 551.6238 | 0.21178 | 545.88 | 1.191 | 551.6238 | 0.98743 | 545.88 | -0.0017853 | 551.6238 | 0.036256 | 504.8298 | 0.00020677 | 551.6238 | 0.010138 | 504.8298 | 0.00017678 | 551.6238 | 0.013396 | 551.1138 | 0.013208 | 759.5524 | 1.6845 | 551.1139 | 0.0053894 | 758.8431 | 0.0007506 | 759.5524 | 0.014865 | 551.1138 | 1.5424 | 551.6238 | 2.7172
|  | 504.1328 | 0 | 551.8503 | 0.054286 | 551.3407 | 0.056012 | 504.1328 | 0 | 551.8503 | 0.024561 | 551.3407 | 0.013983 | 551.3407 | #REF! | 504.9466 | 0.00016708 | 551.8503 | 0.0090016 | 546.1 | -0.0074367 | 551.8503 | 0.020573 | 504.1328 | 3.7342 | 551.8503 | 0.20111 | 546.1 | 1.1839 | 551.8503 | 0.96956 | 546.1 | -0.0046928 | 551.8503 | 0.030863 | 504.9466 | 0.00041568 | 551.8503 | 0 | 504.9466 | 0.00040032 | 551.8503 | 0 | 551.3407 | -0.0058056 | 759.7172 | 1.684 | 551.3407 | -0.00582 | 759.008 | 0 | 759.7172 | 0.015747 | 551.3407 | 1.53 | 551.8503 | 2.7138
|  | 504.2469 | 0.0121 | 552.0768 | 0.072031 | 551.5675 | 0.062522 | 504.2469 | 0.015857 | 552.0768 | 0.046736 | 551.5675 | 0.028283 | 551.5675 | #REF! | 505.0634 | 7.8048e-05 | 552.0768 | 0.027547 | 546.33 | 0.010795 | 552.0768 | 0.033998 | 504.2469 | 3.7542 | 552.0768 | 0.20264 | 546.33 | 1.149 | 552.0768 | 0.95777 | 546.33 | -0.00025504 | 552.0768 | 0.040694 | 505.0634 | 0.00021156 | 552.0768 | 0.010455 | 505.0634 | 0.0002268 | 552.0768 | 0.018614 | 551.5675 | 0.014217 | 759.8821 | 1.7171 | 551.5675 | -0.0056631 | 759.1729 | 0.00032174 | 759.8821 | 0.014818 | 551.5675 | 1.5478 | 552.0768 | 2.7218
|  | 504.361 | 0 | 552.3033 | 0.048621 | 551.7944 | 0.060832 | 504.361 | 0 | 552.3033 | 0.020586 | 551.7944 | -0.009983 | 551.7944 | #REF! | 505.1803 | 0.00019074 | 552.3034 | 0.010879 | 546.56 | 0.004558 | 552.3034 | 0.01856 | 504.361 | 3.7986 | 552.3034 | 0.19657 | 546.56 | 1.1093 | 552.3033 | 0.93868 | 546.56 | -0.0053048 | 552.3034 | 0.032008 | 505.1803 | 0.00042295 | 552.3034 | 8.8906e-05 | 505.1803 | 0.00042704 | 552.3033 | 0 | 551.7944 | -0.0093917 | 760.047 | 1.7275 | 551.7944 | -0.0097754 | 759.3379 | 0 | 760.047 | 0.015654 | 551.7944 | 1.53 | 552.3033 | 2.7238
|  | 504.4752 | 0.013911 | 552.5299 | 0.080959 | 552.0213 | 0.063675 | 504.4752 | 0.0087791 | 552.5299 | 0.049537 | 552.0213 | 0.037386 | 552.0213 | #REF! | 505.2971 | 0.00011269 | 552.5299 | 0.036917 | 546.78 | 0.016553 | 552.5299 | 0.029065 | 504.4752 | 3.9029 | 552.5299 | 0.19701 | 546.78 | 1.083 | 552.5299 | 0.92656 | 546.78 | 0.011069 | 552.5299 | 0.041178 | 505.2971 | 0.00021453 | 552.5299 | 0.015207 | 505.2971 | 0.00020675 | 552.5299 | 0.011748 | 552.0213 | 0.0099547 | 760.2118 | 1.7303 | 552.0213 | -0.0042534 | 759.5028 | 0.0007506 | 760.2118 | 0.014958 | 552.0213 | 1.5492 | 552.5299 | 2.7276
|  | 504.5894 | 0 | 552.7565 | 0.064644 | 552.2482 | 0.057663 | 504.5894 | 0 | 552.7565 | 0.0020754 | 552.2482 | 0.010716 | 552.2482 | #REF! | 505.4139 | 0.00022036 | 552.7565 | 0.0046371 | 547.01 | -0.027109 | 552.7565 | 0.016562 | 504.5894 | 3.8896 | 552.7565 | 0.18923 | 547.01 | 1.0672 | 552.7565 | 0.91161 | 547.01 | 0.0078554 | 552.7565 | 0.035368 | 505.4139 | 0.0004464 | 552.7565 | 0.0014351 | 505.4139 | 0.00038028 | 552.7565 | 0 | 552.2482 | -0.0041759 | 760.3767 | 1.7306 | 552.2482 | -0.0015944 | 759.6677 | 0 | 760.3767 | 0.015747 | 552.2482 | 1.5332 | 552.7565 | 2.7297
|  | 504.7035 | 0.0069267 | 552.983 | 0.081117 | 552.4751 | 0.063175 | 504.7035 | 0.01175 | 552.983 | 0.026948 | 552.4751 | 0.031507 | 552.4751 | #REF! | 505.5308 | 0.00010766 | 552.9831 | 0.027369 | 547.24 | 0.034305 | 552.9831 | 0.030956 | 504.7035 | 3.9081 | 552.9831 | 0.19231 | 547.24 | 1.0238 | 552.983 | 0.90154 | 547.24 | 0.013517 | 552.9831 | 0.042201 | 505.5308 | 0.00023567 | 552.9831 | 0.014648 | 505.5308 | 0.00017678 | 552.983 | 0.012399 | 552.4751 | 0.0066293 | 760.5416 | 1.7693 | 552.4751 | 0.0072972 | 759.8327 | 0.00053624 | 760.5416 | 0.014586 | 552.4751 | 1.536 | 552.983 | 2.7331
|  | 504.8177 | 0 | 553.2097 | 0.065003 | 552.702 | 0.059212 | 504.8177 | 0 | 553.2097 | 0.035272 | 552.702 | 0.01191 | 552.702 | #REF! | 505.6476 | 0.00021905 | 553.2096 | 0.0054173 | 547.47 | 0.0079165 | 553.2096 | 0.015986 | 504.8177 | 3.8926 | 553.2096 | 0.18191 | 547.47 | 1.0259 | 553.2097 | 0.88697 | 547.47 | 0.0041827 | 553.2096 | 0.037534 | 505.6476 | 0.0004284 | 553.2096 | 0 | 505.6476 | 0.00036692 | 553.2097 | 0 | 552.702 | -0.0070997 | 760.7065 | 1.7756 | 552.702 | -0.0031059 | 759.9976 | 0 | 760.7065 | 0.015608 | 552.702 | 1.5359 | 553.2097 | 2.7328
|  | 504.9318 | 0.0045602 | 553.4363 | 0.070263 | 552.9289 | 0.060737 | 504.9318 | 0.010603 | 553.4363 | 0.041111 | 552.9289 | 0.041586 | 552.9289 | #REF! | 505.7644 | 0.00011139 | 553.4362 | 0.029518 | 547.69 | -0.00071969 | 553.4362 | 0.033908 | 504.9318 | 3.9212 | 553.4362 | 0.18258 | 547.69 | 0.95102 | 553.4363 | 0.87383 | 547.69 | -0.0053048 | 553.4362 | 0.044531 | 505.7644 | 0.00019851 | 553.4362 | 0.015492 | 505.7644 | 0.00019682 | 553.4363 | 0.014949 | 552.9289 | 0.010377 | 760.8714 | 1.8226 | 552.9289 | 0.0023227 | 760.1626 | 0.00053624 | 760.8714 | 0.014911 | 552.9289 | 1.5456 | 553.4363 | 2.7377
|  | 505.046 | 0 | 553.6628 | 0.076646 | 553.1558 | 0.053881 | 505.046 | 0 | 553.6628 | 0.010543 | 553.1558 | 0.019811 | 553.1558 | #REF! | 505.8813 | 0.00022129 | 553.6629 | 0.0048078 | 547.92 | 0.0016793 | 553.6629 | 0.013675 | 505.046 | 3.9755 | 553.6629 | 0.17618 | 547.92 | 0.9504 | 553.6628 | 0.85679 | 547.92 | 0.0047948 | 553.6629 | 0.039239 | 505.8813 | 0.00040594 | 553.6629 | 0.0026517 | 505.8813 | 0.00040032 | 553.6628 | 0 | 553.1558 | -0.0065463 | 761.0363 | 1.8328 | 553.1558 | -0.0044433 | 760.3276 | 0 | 761.0363 | 0.01584 | 553.1558 | 1.5071 | 553.6628 | 2.7356
|  | 505.1602 | 0.012265 | 553.8895 | 0.09783 | 553.3828 | 0.061576 | 505.1602 | 0.011081 | 553.8895 | 0.06602 | 553.3828 | 0.047062 | 553.3828 | #REF! | 505.9981 | 0.00011009 | 553.8895 | 0.028398 | 548.15 | -0.0050378 | 553.8895 | 0.029398 | 505.1602 | 4.0032 | 553.8895 | 0.17813 | 548.15 | 0.91862 | 553.8895 | 0.84586 | 548.15 | 0.0044887 | 553.8895 | 0.046226 | 505.9981 | 0.00021304 | 553.8895 | 0.018205 | 505.9981 | 0.00020675 | 553.8895 | 0.015615 | 553.3828 | 0.0090788 | 761.2012 | 1.842 | 553.3828 | 0.011003 | 760.4925 | 0.00053624 | 761.2012 | 0.014865 | 553.3828 | 1.5463 | 553.8895 | 2.7336
|  | 505.2743 | 0 | 554.1161 | 0.063471 | 553.6097 | 0.052449 | 505.2743 | 0 | 554.1161 | 0.021937 | 553.6097 | 0.025672 | 553.6097 | #REF! | 506.115 | 0.00020993 | 554.1161 | 0.0013421 | 548.37 | -0.010315 | 554.1161 | 0.01865 | 505.2743 | 4.0118 | 554.1161 | 0.1708 | 548.37 | 0.89928 | 554.1161 | 0.83262 | 548.37 | -0.0028565 | 554.1161 | 0.043851 | 506.115 | 0.00040759 | 554.1161 | 0.0062041 | 506.115 | 0.00033197 | 554.1161 | 0 | 553.6097 | -0.015383 | 761.3661 | 1.8588 | 553.6097 | -0.0043884 | 760.6575 | 0 | 761.3661 | 0.015654 | 553.6097 | 1.533 | 554.1161 | 2.7369
|  | 505.3885 | 0.0081099 | 554.3428 | 0.073002 | 553.8367 | 0.060227 | 505.3885 | 0.0091104 | 554.3428 | 0.03654 | 553.8367 | 0.049577 | 553.8367 | #REF! | 506.2319 | 9.9841e-05 | 554.3428 | 0.040282 | 548.6 | -0.0035984 | 554.3428 | 0.029979 | 505.3885 | 4.0549 | 554.3428 | 0.17469 | 548.6 | 0.85837 | 554.3428 | 0.82716 | 548.6 | -0.010202 | 554.3428 | 0.048087 | 506.2319 | 0.00019851 | 554.3428 | 0.012919 | 506.2319 | 0.00012847 | 554.3428 | 0.01117 | 553.8367 | 0.013584 | 761.531 | 1.8571 | 553.8367 | -0.0042936 | 760.8225 | 0.00053624 | 761.531 | 0.014772 | 553.8367 | 1.5482 | 554.3428 | 2.738
|  | 505.5027 | 0 | 554.5695 | 0.080735 | 554.0637 | 0.05297 | 505.5027 | 0 | 554.5695 | 0.0080244 | 554.0637 | 0.0077003 | 554.0637 | #REF! | 506.3487 | 0.00019912 | 554.5694 | 0.0078026 | 548.83 | -0.0083963 | 554.5694 | 0.014731 | 505.5027 | 4.0239 | 554.5694 | 0.16653 | 548.83 | 0.86329 | 554.5695 | 0.80983 | 548.83 | -0.0063763 | 554.5694 | 0.044574 | 506.3487 | 0.00041403 | 554.5694 | 0 | 506.3487 | 0.00034191 | 554.5695 | 0 | 554.0637 | -0.0047856 | 761.6959 | 1.8984 | 554.0637 | -0.0080647 | 760.9874 | 0 | 761.6959 | 0.015422 | 554.0637 | 1.5365 | 554.5695 | 2.7373
|  | 505.6169 | 0.0041166 | 554.7961 | 0.08444 | 554.2907 | 0.057096 | 505.6169 | 0.014711 | 554.7961 | 0.052129 | 554.2907 | 0.041592 | 554.2907 | #REF! | 506.4656 | 9.9283e-05 | 554.7961 | 0.028058 | 549.06 | -0.02375 | 554.7961 | 0.025046 | 505.6169 | 4.0344 | 554.7961 | 0.16675 | 549.06 | 0.80541 | 554.7961 | 0.80084 | 549.06 | -0.0031625 | 554.7961 | 0.053869 | 506.4656 | 0.00021601 | 554.7961 | 0.014437 | 506.4656 | 0.00021343 | 554.7961 | 0.013778 | 554.2907 | 0.0086147 | 761.8609 | 1.9125 | 554.2907 | 0.0075231 | 761.1524 | 0.0007506 | 761.8609 | 0.014214 | 554.2907 | 1.5385 | 554.7961 | 2.7373
|  | 505.7311 | 0 | 555.0228 | 0.065458 | 554.5177 | 0.056045 | 505.7311 | 0 | 555.0228 | 0.014122 | 554.5177 | -0.015376 | 554.5177 | #REF! | 506.5825 | 0.00020862 | 555.0228 | 0.0060318 | 549.28 | -0.015113 | 555.0228 | 0.020443 | 505.7311 | 4.039 | 555.0228 | 0.16162 | 549.28 | 0.81307 | 555.0228 | 0.78633 | 549.28 | -0.0028565 | 555.0228 | 0.048512 | 506.5825 | 0.00043715 | 555.0228 | 0.0045011 | 506.5825 | 0.00043698 | 555.0228 | 0 | 554.5177 | -0.00095003 | 762.0258 | 1.9489 | 554.5177 | -0.0020568 | 761.3174 | 0 | 762.0258 | 0.015515 | 554.5177 | 1.526 | 555.0228 | 2.7377
|  | 505.8453 | 0 | 555.2495 | 0.10578 | 554.7447 | 0.053302 | 505.8453 | 0.013087 | 555.2495 | 0.033812 | 554.7447 | 0.046557 | 554.7447 | #REF! | 506.6993 | 0.00010934 | 555.2495 | 0.029184 | 549.51 | 0.019431 | 555.2495 | 0.027925 | 505.8453 | 4.0614 | 555.2495 | 0.16497 | 549.51 | 0.78091 | 555.2495 | 0.78002 | 549.51 | 0.0032646 | 555.2495 | 0.056565 | 506.6993 | 0.0002218 | 555.2495 | 0.019094 | 506.6993 | 0.00022354 | 555.2495 | 0.015717 | 554.7447 | 0.010851 | 762.1907 | 1.9664 | 554.7447 | 0.0048174 | 761.4824 | 0.0007506 | 762.1907 | 0.014818 | 554.7447 | 1.5357 | 555.2495 | 2.7366
|  | 505.9595 | 0 | 555.4762 | 0.061237 | 554.9718 | 0.054432 | 505.9595 | 0 | 555.4762 | 0.012225 | 554.9718 | 0.0035036 | 554.9718 | #REF! | 506.8162 | 0.0002185 | 555.4762 | 0.012912 | 549.74 | -0.02327 | 555.4762 | 0.016013 | 505.9595 | 4.067 | 555.4762 | 0.15651 | 549.74 | 0.77571 | 555.4762 | 0.76799 | 549.74 | 0.006172 | 555.4762 | 0.050951 | 506.8162 | 0.00044293 | 555.4762 | 0.0034149 | 506.8162 | 0.000407 | 555.4762 | 0 | 554.9718 | -0.0059444 | 762.3557 | 1.957 | 554.9718 | -0.0062096 | 761.6474 | 0 | 762.3557 | 0.016444 | 554.9718 | 1.5313 | 555.4762 | 2.7342
|  | 506.0736 | 0.0089723 | 555.7029 | 0.073002 | 555.1988 | 0.056036 | 506.0736 | 0.016048 | 555.7029 | 0.040067 | 555.1988 | 0.037315 | 555.1988 | #REF! | 506.9331 | 0.00010897 | 555.7029 | 0.023119 | 549.96 | -0.029507 | 555.7029 | 0.028044 | 506.0736 | 4.034 | 555.7029 | 0.15597 | 549.96 | 0.72222 | 555.7029 | 0.75829 | 549.96 | 0.00035706 | 555.7029 | 0.058111 | 506.9331 | 0.00022312 | 555.7029 | 0.015266 | 506.9331 | 0.00019682 | 555.7029 | 0.014058 | 555.1988 | 0.0027165 | 762.5206 | 1.9907 | 555.1988 | -0.0025048 | 761.8124 | 0.0007506 | 762.5206 | 0.015422 | 555.1988 | 1.5419 | 555.7029 | 2.7303
|  | 506.1879 | 0 | 555.9297 | 0.067513 | 555.4259 | 0.050143 | 506.1879 | 0 | 555.9297 | 0.014705 | 555.4259 | -0.010493 | 555.4259 | #REF! | 507.05 | 0.00024122 | 555.9297 | 0.0069617 | 550.19 | 0.0050378 | 555.9297 | 0.012734 | 506.1879 | 4.0251 | 555.9297 | 0.14988 | 550.19 | 0.71872 | 555.9297 | 0.74582 | 550.19 | -0.0065293 | 555.9297 | 0.055999 | 507.05 | 0.00042476 | 555.9297 | 0.005546 | 507.05 | 0.00040032 | 555.9297 | 0 | 555.4259 | -0.005614 | 762.6855 | 2.004 | 555.4259 | 0.0023711 | 761.9774 | 0 | 762.6855 | 0.016537 | 555.4259 | 1.5378 | 555.9297 | 2.7303
|  | 506.3021 | 0.0042645 | 556.1564 | 0.084138 | 555.6529 | 0.059501 | 506.3021 | 0.0099348 | 556.1564 | 0.074662 | 555.6529 | 0.030153 | 555.6529 | #REF! | 507.1669 | 0.00013225 | 556.1564 | 0.022313 | 550.42 | 0.002159 | 556.1564 | 0.029454 | 506.3021 | 4.0342 | 556.1564 | 0.15336 | 550.42 | 0.70279 | 556.1564 | 0.73764 | 550.42 | 0.0021933 | 556.1564 | 0.063042 | 507.1669 | 0.00020346 | 556.1564 | 0.015688 | 507.1669 | 0.00021686 | 556.1564 | 0.015688 | 555.6529 | 0.0093264 | 762.8505 | 2.0519 | 555.6529 | 0.0051842 | 762.1424 | 0.00032174 | 762.8505 | 0.015515 | 555.6529 | 1.542 | 556.1564 | 2.731
|  | 506.4163 | 0 | 556.3832 | 0.067739 | 555.88 | 0.056891 | 506.4163 | 0 | 556.3832 | 0.009419 | 555.88 | 0.019285 | 555.88 | #REF! | 507.2838 | 0.00025761 | 556.3832 | 0.0021879 | 550.65 | -0.0035984 | 556.3832 | 0.015623 | 506.4163 | 4.1036 | 556.3832 | 0.1439 | 550.65 | 0.68354 | 556.3832 | 0.72449 | 550.65 | -0.0077534 | 556.3832 | 0.059516 | 507.2838 | 0.00041452 | 556.3832 | 0.0030688 | 507.2838 | 0.00037702 | 556.3832 | 0.0011568 | 555.88 | -0.0058959 | 763.0154 | 2.0545 | 555.88 | -0.0065886 | 762.3075 | 0 | 763.0154 | 0.016723 | 555.88 | 1.5345 | 556.3832 | 2.725
|  | 506.5305 | 0.010783 | 556.6099 | 0.098702 | 556.1071 | 0.057442 | 506.5305 | 0.0062945 | 556.6099 | 0.043234 | 556.1071 | 0.049336 | 556.1071 | #REF! | 507.4007 | 0.00012536 | 556.6099 | 0.027794 | 550.87 | 0.02327 | 556.6099 | 0.025732 | 506.5305 | 4.0952 | 556.6099 | 0.14739 | 550.87 | 0.65304 | 556.6099 | 0.71144 | 550.87 | 0.00709 | 556.6099 | 0.066211 | 507.4007 | 0.0002142 | 556.6099 | 0.016343 | 507.4007 | 0.00017352 | 556.6099 | 0.016218 | 556.1071 | 0.0089364 | 763.1804 | 2.082 | 556.1071 | -0.0028654 | 762.4725 | 0.0007506 | 763.1804 | 0.015422 | 556.1071 | 1.5327 | 556.6099 | 2.7249
|  | 506.6447 | 0 | 556.8367 | 0.062476 | 556.3342 | 0.050416 | 506.6447 | 0 | 556.8367 | -0.00065852 | 556.3342 | 0.0040735 | 556.3342 | #REF! | 507.5176 | 0.00025836 | 556.8367 | 0.011239 | 551.1 | -0.038142 | 556.8367 | 0.017487 | 506.6447 | 4.1227 | 556.8367 | 0.14098 | 551.1 | 0.65465 | 556.8367 | 0.7001 | 551.1 | -0.0014792 | 556.8367 | 0.062655 | 507.5176 | 0.00043797 | 556.8367 | 0 | 507.5176 | 0.00037702 | 556.8367 | 0 | 556.3342 | -0.008102 | 763.3454 | 2.0993 | 556.3342 | -0.0055872 | 762.6375 | 0 | 763.3454 | 0.016212 | 556.3342 | 1.5289 | 556.8367 | 2.725
|  | 506.7589 | 0.0020459 | 557.0635 | 0.078967 | 556.5613 | 0.055332 | 506.7589 | 0.023691 | 557.0635 | 0.031437 | 556.5613 | 0.036005 | 556.5613 | #REF! | 507.6345 | 0.00013281 | 557.0635 | 0.029859 | 551.33 | -0.00071969 | 557.0635 | 0.025294 | 506.7589 | 4.1242 | 557.0635 | 0.14167 | 551.33 | 0.60944 | 557.0635 | 0.68869 | 551.33 | -0.0028565 | 557.0635 | 0.071712 | 507.6345 | 0.00022807 | 557.0635 | 0.016855 | 507.6345 | 0.0002035 | 557.0635 | 0.015832 | 556.5613 | 0.0090183 | 763.5103 | 2.1325 | 556.5613 | 0.0081294 | 762.8025 | 0.00053624 | 763.5103 | 0.015283 | 556.5613 | 1.547 | 557.0635 | 2.7268
|  | 506.8731 | 0 | 557.2903 | 0.066909 | 556.7885 | 0.052787 | 506.8731 | 0 | 557.2903 | 0.029678 | 556.7885 | -0.0091993 | 556.7885 | #REF! | 507.7514 | 0.0002632 | 557.2903 | 0.009364 | 551.55 | -0.028068 | 557.2903 | 0.015197 | 506.8731 | 4.1013 | 557.2903 | 0.13554 | 551.55 | 0.56635 | 557.2903 | 0.67694 | 551.55 | -0.0020913 | 557.2903 | 0.067615 | 507.7514 | 0.00045449 | 557.2903 | 0.0053517 | 507.7514 | 0.00044708 | 557.2903 | 0 | 556.7885 | -0.0024 | 763.6753 | 2.1435 | 556.7885 | -0.0064907 | 762.9676 | 0 | 763.6753 | 0.016816 | 556.7885 | 1.5413 | 557.2903 | 2.723
|  | 506.9874 | 0 | 557.5172 | 0.082743 | 557.0156 | 0.055587 | 506.9874 | 0.017195 | 557.5172 | 0.037937 | 557.0156 | 0.041519 | 557.0156 | #REF! | 507.8683 | 0.0001302 | 557.5171 | 0.035504 | 551.78 | -0.016553 | 557.5171 | 0.028032 | 506.9874 | 4.103 | 557.5171 | 0.13886 | 551.78 | 0.56579 | 557.5172 | 0.66826 | 551.78 | -0.0011732 | 557.5171 | 0.073399 | 507.8683 | 0.0002322 | 557.5171 | 0.017781 | 507.8683 | 0.00024358 | 557.5172 | 0.019976 | 557.0156 | -0.0013574 | 763.8403 | 2.1625 | 557.0156 | 0.0013976 | 763.1326 | 0.0007506 | 763.8403 | 0.015887 | 557.0156 | 1.5381 | 557.5172 | 2.7221
|  | 507.1016 | 0 | 557.744 | 0.067272 | 557.2428 | 0.046269 | 507.1016 | 0 | 557.744 | 0.027524 | 557.2428 | 0.0060945 | 557.2428 | #REF! | 507.9852 | 0.00023116 | 557.744 | 0.010178 | 552.01 | -0.015593 | 557.744 | 0.012214 | 507.1016 | 4.0894 | 557.744 | 0.12855 | 552.01 | 0.55028 | 557.744 | 0.65442 | 552.01 | -0.0085181 | 557.744 | 0.070211 | 507.9852 | 0.00045069 | 557.744 | 0.0042111 | 507.9852 | 0.00041693 | 557.744 | 0 | 557.2428 | -0.0059203 | 764.0053 | 2.1853 | 557.2428 | -0.0060588 | 763.2976 | 0 | 764.0053 | 0.016723 | 557.2428 | 1.5297 | 557.744 | 2.7196
|  | 507.2158 | 0.0052997 | 557.9708 | 0.085775 | 557.4699 | 0.057675 | 507.2158 | 0.0099348 | 557.9708 | 0.032699 | 557.4699 | 0.037878 | 557.4699 | #REF! | 508.1021 | 0.00010096 | 557.9708 | 0.028838 | 552.24 | 0.031905 | 557.9708 | 0.028052 | 507.2158 | 4.1098 | 557.9708 | 0.13422 | 552.24 | 0.53547 | 557.9708 | 0.64818 | 552.24 | -0.0022444 | 557.9708 | 0.078488 | 508.1021 | 0.00022411 | 557.9708 | 0.017444 | 508.1021 | 0.00017352 | 557.9708 | 0.019359 | 557.4699 | 0.01182 | 764.1703 | 2.1985 | 557.4699 | 0.0040739 | 763.4627 | 0.00032174 | 764.1703 | 0.015422 | 557.4699 | 1.5395 | 557.9708 | 2.7169
|  | 507.3301 | 0 | 558.1977 | 0.07753 | 557.6971 | 0.053596 | 507.3301 | 0 | 558.1977 | 0.012693 | 557.6971 | -0.010215 | 557.6971 | #REF! | 508.2191 | 0.00022166 | 558.1977 | 0.0011621 | 552.46 | -0.016073 | 558.1977 | 0.012507 | 507.3301 | 4.1404 | 558.1977 | 0.12523 | 552.46 | 0.51173 | 558.1977 | 0.63647 | 552.46 | -0.0088246 | 558.1977 | 0.073803 | 508.2191 | 0.00045251 | 558.1977 | 0.0079868 | 508.2191 | 0.00033694 | 558.1977 | 0 | 557.6971 | -0.0044026 | 764.3352 | 2.2023 | 557.6971 | -0.0025272 | 763.6277 | 0 | 764.3352 | 0.016816 | 557.6971 | 1.5226 | 558.1977 | 2.7115
|  | 507.4443 | 0.011359 | 558.4246 | 0.076427 | 557.9243 | 0.058432 | 507.4443 | 0.010794 | 558.4246 | 0.048675 | 557.9243 | 0.044785 | 557.9243 | #REF! | 508.336 | 0.00012089 | 558.4245 | 0.027751 | 552.69 | -0.0050378 | 558.4245 | 0.027153 | 507.4443 | 4.1301 | 558.4245 | 0.1297 | 552.69 | 0.4713 | 558.4246 | 0.62628 | 552.69 | -0.0020913 | 558.4245 | 0.084135 | 508.336 | 0.00023369 | 558.4245 | 0.012326 | 508.336 | 0.00016342 | 558.4246 | 0.020707 | 557.9243 | 0.0071742 | 764.5003 | 2.2283 | 557.9243 | 0.0040198 | 763.7928 | 0.0007506 | 764.5003 | 0.016073 | 557.9243 | 1.5187 | 558.4246 | 2.7044
|  | 507.5585 | 0 | 558.6514 | 0.070888 | 558.1515 | 0.049797 | 507.5585 | 0 | 558.6514 | 0.017802 | 558.1515 | 0.013809 | 558.1515 | #REF! | 508.4529 | 0.00023638 | 558.6514 | 0.0047571 | 552.92 | -0.012714 | 558.6514 | 0.015131 | 507.5585 | 4.1389 | 558.6514 | 0.12159 | 552.92 | 0.47735 | 558.6514 | 0.6122 | 552.92 | -0.0086717 | 558.6514 | 0.077597 | 508.4529 | 0.00047249 | 558.6514 | 0.0033547 | 508.4529 | 0.00036692 | 558.6514 | 0 | 558.1515 | -0.0030286 | 764.6653 | 2.2777 | 558.1515 | -0.003028 | 763.9579 | 0 | 764.6653 | 0.01728 | 558.1515 | 1.4983 | 558.6514 | 2.6973
|  | 507.6728 | 0.0054477 | 558.8783 | 0.080449 | 558.3787 | 0.054654 | 507.6728 | 0.018532 | 558.8783 | 0.049671 | 558.3787 | 0.031229 | 558.3787 | #REF! | 508.5698 | 0.00011567 | 558.8783 | 0.034514 | 553.15 | 0.016553 | 558.8783 | 0.026118 | 507.6728 | 4.0791 | 558.8783 | 0.12382 | 553.15 | 0.43391 | 558.8783 | 0.60369 | 553.15 | -0.00025504 | 558.8783 | 0.088181 | 508.5698 | 0.00024492 | 558.8783 | 0.023193 | 508.5698 | 0.0002035 | 558.8783 | 0.013662 | 558.3787 | 0.0033355 | 764.8302 | 2.2887 | 558.3787 | -0.00051607 | 764.1229 | 0.0009651 | 764.8302 | 0.016119 | 558.3787 | 1.4943 | 558.8783 | 2.6951
|  | 507.787 | 0 | 559.1052 | 0.05701 | 558.606 | 0.055684 | 507.787 | 0 | 559.1052 | 0.024563 | 558.606 | 0.0057894 | 558.606 | #REF! | 508.6868 | 0.00024979 | 559.1052 | 0.015536 | 553.37 | -0.013194 | 559.1052 | 0.014492 | 507.787 | 4.0885 | 559.1052 | 0.11967 | 553.37 | 0.46128 | 559.1052 | 0.59171 | 553.37 | -0.0053048 | 559.1052 | 0.082653 | 508.6868 | 0.00046209 | 559.1052 | 0.0027884 | 508.6868 | 0.00036692 | 559.1052 | 0 | 558.606 | -0.0030292 | 764.9953 | 2.3208 | 558.606 | 0.000399 | 764.288 | 0 | 764.9953 | 0.016955 | 558.606 | 1.4861 | 559.1052 | 2.6901
|  | 507.9013 | 0.01103 | 559.3321 | 0.077059 | 558.8332 | 0.061434 | 507.9013 | 0.01089 | 559.3321 | 0.033048 | 558.8332 | 0.033257 | 558.8332 | #REF! | 508.8037 | 0.00013412 | 559.3321 | 0.038436 | 553.6 | -0.012235 | 559.3321 | 0.029167 | 507.9013 | 4.1068 | 559.3321 | 0.12055 | 553.6 | 0.37695 | 559.3321 | 0.58549 | 553.6 | -0.00086717 | 559.3321 | 0.092001 | 508.8037 | 0.00022378 | 559.3321 | 0.025256 | 508.8037 | 0.00016342 | 559.3321 | 0.018985 | 558.8332 | 0.0090449 | 765.1603 | 2.3472 | 558.8332 | 0.0048897 | 764.4531 | 0.0007506 | 765.1603 | 0.016026 | 558.8332 | 1.4967 | 559.3321 | 2.6872
|  | 508.0156 | 0 | 559.559 | 0.038302 | 559.0604 | 0.052609 | 508.0156 | 0 | 559.559 | 0.011495 | 559.0604 | 0.031901 | 559.0604 | #REF! | 508.9207 | 0.00025202 | 559.559 | 0.0092049 | 553.83 | -0.017032 | 559.559 | 0.012535 | 508.0156 | 4.1356 | 559.559 | 0.11401 | 553.83 | 0.40502 | 559.559 | 0.57131 | 553.83 | -0.0092835 | 559.559 | 0.086628 | 508.9207 | 0.00043566 | 559.559 | 0.00992 | 508.9207 | 0.00035698 | 559.559 | 0.0031902 | 559.0604 | -0.0076268 | 765.3253 | 2.3627 | 559.0604 | -0.0057942 | 764.6182 | 0 | 765.3253 | 0.01728 | 559.0604 | 1.4786 | 559.559 | 2.6896
|  | 508.1298 | 0.0067788 | 559.7859 | 0.085753 | 559.2877 | 0.05692 | 508.1298 | 0.013278 | 559.7859 | 0.036585 | 559.2877 | 0.034652 | 559.2877 | #REF! | 509.0376 | 0.00011791 | 559.786 | 0.029709 | 554.06 | -0.0011995 | 559.786 | 0.027366 | 508.1298 | 4.104 | 559.786 | 0.11611 | 554.06 | 0.35749 | 559.7859 | 0.56685 | 554.06 | -0.007294 | 559.786 | 0.096934 | 509.0376 | 0.000218 | 559.786 | 0.023479 | 509.0376 | 0.00019357 | 559.7859 | 0.017652 | 559.2877 | 0.0094855 | 765.4903 | 2.3964 | 559.2877 | -0.00090253 | 764.7833 | 0.00032174 | 765.4903 | 0.016584 | 559.2877 | 1.4967 | 559.7859 | 2.691
|  | 508.2441 | 0 | 560.0129 | 0.081282 | 559.515 | 0.054273 | 508.2441 | 0 | 560.0129 | 0.026541 | 559.515 | -0.0090734 | 559.515 | #REF! | 509.1546 | 0.00024849 | 560.0129 | 0.0014122 | 554.28 | -0.0002399 | 560.0129 | 0.013145 | 508.2441 | 4.1001 | 560.0129 | 0.10837 | 554.28 | 0.36949 | 560.0129 | 0.55502 | 554.28 | -0.0022444 | 560.0129 | 0.094979 | 509.1546 | 0.00041634 | 560.0129 | 0.0083962 | 509.1546 | 0.00038696 | 560.0129 | 0 | 559.515 | -0.0089742 | 765.6553 | 2.4167 | 559.515 | -0.006674 | 764.9484 | 0 | 765.6553 | 0.017652 | 559.515 | 1.4795 | 560.0129 | 2.6949
|  | 508.3584 | 0.0061872 | 560.2399 | 0.077599 | 559.7423 | 0.055265 | 508.3584 | 0.004638 | 560.2399 | 0.051849 | 559.7423 | 0.032811 | 559.7423 | #REF! | 509.2715 | 0.00013058 | 560.2399 | 0.037311 | 554.51 | 0.027109 | 560.2399 | 0.027429 | 508.3584 | 4.1414 | 560.2399 | 0.11275 | 554.51 | 0.33245 | 560.2399 | 0.54739 | 554.51 | 0.0020403 | 560.2399 | 0.1021 | 509.2715 | 0.00020297 | 560.2399 | 0.016201 | 509.2715 | 0.00019682 | 560.2399 | 0.017557 | 559.7423 | -0.00636 | 765.8204 | 2.4246 | 559.7423 | 0.0011656 | 765.1134 | 0.00053624 | 765.8204 | 0.016398 | 559.7423 | 1.4993 | 560.2399 | 2.6982
|  | 508.4726 | 0 | 560.4669 | 0.054959 | 559.9696 | 0.050547 | 508.4726 | 0 | 560.4669 | 0.0066429 | 559.9696 | -0.00041846 | 559.9696 | #REF! | 509.3885 | 0.00027624 | 560.4669 | 0.002492 | 554.74 | -0.0098357 | 560.4669 | 0.013865 | 508.4726 | 4.1679 | 560.4669 | 0.10773 | 554.74 | 0.31707 | 560.4669 | 0.53752 | 554.74 | 0.0026524 | 560.4669 | 0.09922 | 509.3885 | 0.0004137 | 560.4669 | 0.0062763 | 509.3885 | 0.0003503 | 560.4669 | 0.0002421 | 559.9696 | -0.0078715 | 765.9854 | 2.4806 | 559.9696 | 0.0016785 | 765.2785 | 0 | 765.9854 | 0.017141 | 559.9696 | 1.4951 | 560.4669 | 2.6986
|  | 508.5869 | 0.012841 | 560.6938 | 0.086309 | 560.1969 | 0.05564 | 508.5869 | 0.010412 | 560.6938 | 0.050787 | 560.1969 | 0.021149 | 560.1969 | #REF! | 509.5055 | 0.00014566 | 560.6938 | 0.027762 | 554.97 | 0.010795 | 560.6938 | 0.025708 | 508.5869 | 4.0913 | 560.6938 | 0.10729 | 554.97 | 0.29587 | 560.6938 | 0.52855 | 554.97 | -0.0010202 | 560.6938 | 0.10957 | 509.5055 | 0.00021767 | 560.6938 | 0.021041 | 509.5055 | 0.00015674 | 560.6938 | 0.02306 | 560.1969 | 0.0072867 | 766.1504 | 2.4777 | 560.1969 | -0.0038815 | 765.4437 | 0.0007506 | 766.1504 | 0.016212 | 560.1969 | 1.4965 | 560.6938 | 2.6924
|  | 508.7012 | 0 | 560.9208 | 0.06641 | 560.4242 | 0.05468 | 508.7012 | 0 | 560.9208 | 0.025725 | 560.4242 | -0.0039679 | 560.4242 | #REF! | 509.6224 | 0.00029151 | 560.9208 | 0.0043103 | 555.19 | 0.00071969 | 560.9208 | 0.0084184 | 508.7012 | 4.0842 | 560.9208 | 0.10131 | 555.19 | 0.30799 | 560.9208 | 0.51924 | 555.19 | -0.0082122 | 560.9208 | 0.10375 | 509.6224 | 0.00043632 | 560.9208 | 0.0040415 | 509.6224 | 0.00035698 | 560.9208 | 0.0019221 | 560.4242 | -0.013134 | 766.3155 | 2.51 | 560.4242 | -0.0040021 | 765.6088 | 0 | 766.3155 | 0.017327 | 560.4242 | 1.491 | 560.9208 | 2.6845
|  | 508.8155 | 0.0048561 | 561.1478 | 0.11122 | 560.6516 | 0.060481 | 508.8155 | 0.013087 | 561.1478 | 0.030492 | 560.6516 | 0.035931 | 560.6516 | #REF! | 509.7394 | 0.0001466 | 561.1478 | 0.034637 | 555.42 | 0.0088761 | 561.1478 | 0.026312 | 508.8155 | 4.1251 | 561.1478 | 0.1063 | 555.42 | 0.25638 | 561.1478 | 0.51125 | 555.42 | 0.0018873 | 561.1478 | 0.11366 | 509.7394 | 0.00022444 | 561.1478 | 0.025944 | 509.7394 | 0.0002035 | 561.1478 | 0.020301 | 560.6516 | 0.0089918 | 766.4805 | 2.5226 | 560.6516 | 0.0027366 | 765.7739 | 0.00053624 | 766.4805 | 0.016862 | 560.6516 | 1.4915 | 561.1478 | 2.6688
|  | 508.9298 | 0 | 561.3749 | 0.067107 | 560.8789 | 0.047293 | 508.9298 | 0 | 561.3749 | 0.01926 | 560.8789 | -0.0064156 | 560.8789 | #REF! | 509.8564 | 0.00029356 | 561.3749 | 0.0056448 | 555.65 | 0.013674 | 561.3749 | 0.012104 | 508.9298 | 4.0995 | 561.3749 | 0.097099 | 555.65 | 0.27351 | 561.3749 | 0.4992 | 555.65 | 0.0012752 | 561.3749 | 0.10804 | 509.8564 | 0.00044821 | 561.3749 | 0.0099619 | 509.8564 | 0.000407 | 561.3749 | 0.0016718 | 560.8789 | -0.009375 | 766.6456 | 2.5569 | 560.8789 | -0.0057798 | 765.939 | 0 | 766.6456 | 0.017698 | 560.8789 | 1.4654 | 561.3749 | 2.6588
|  | 509.0441 | 0.009137 | 561.6019 | 0.096753 | 561.1063 | 0.062177 | 509.0441 | 0.011272 | 561.6019 | 0.050131 | 561.1063 | 0.035428 | 561.1063 | #REF! | 509.9733 | 0.00014753 | 561.6019 | 0.03812 | 555.87 | -0.0026388 | 561.6019 | 0.029336 | 509.0441 | 4.129 | 561.6019 | 0.10449 | 555.87 | 0.23111 | 561.6019 | 0.49503 | 555.87 | -0.0092835 | 561.6019 | 0.12053 | 509.9733 | 0.00022873 | 561.6019 | 0.025005 | 509.9733 | 0.0002035 | 561.6019 | 0.024573 | 561.1063 | 0.014525 | 766.8107 | 2.5742 | 561.1063 | 0.0014846 | 766.1041 | 0.00053624 | 766.8107 | 0.017002 | 561.1063 | 1.464 | 561.6019 | 2.6597
|  | 509.1583 | 0 | 561.8289 | 0.085242 | 561.3336 | 0.049724 | 509.1583 | 0 | 561.8289 | 0.041004 | 561.3336 | -0.0013549 | 561.3336 | #REF! | 510.0903 | 0.00030567 | 561.8289 | 0 | 556.1 | 0.0093559 | 561.8289 | 0.010296 | 509.1583 | 4.1519 | 561.8289 | 0.091235 | 556.1 | 0.25126 | 561.8289 | 0.48537 | 556.1 | -0.0007141 | 561.8289 | 0.11735 | 510.0903 | 0.00044574 | 561.8289 | 0.012002 | 510.0903 | 0.00041693 | 561.8289 | 0 | 561.3337 | -0.0048744 | 766.9757 | 2.6247 | 561.3336 | -0.0030248 | 766.2692 | 0 | 766.9757 | 0.017791 | 561.3337 | 1.4661 | 561.8289 | 2.6653
|  | 509.2726 | 0.0042645 | 562.056 | 0.089882 | 561.561 | 0.057846 | 509.2726 | 0.013565 | 562.056 | 0.054856 | 561.561 | 0.04227 | 561.561 | #REF! | 510.2073 | 0.0001587 | 562.056 | 0.027039 | 556.33 | 0.0035984 | 562.056 | 0.026927 | 509.2726 | 4.1772 | 562.056 | 0.099339 | 556.33 | 0.224 | 562.056 | 0.48423 | 556.33 | -0.0013262 | 562.056 | 0.12684 | 510.2073 | 0.00021767 | 562.056 | 0.027126 | 510.2073 | 0.00022012 | 562.056 | 0.022245 | 561.561 | 0.012775 | 767.1408 | 2.6441 | 561.561 | -0.0064883 | 766.4344 | 0.0007506 | 767.1408 | 0.017141 | 561.561 | 1.4769 | 562.056 | 2.6713
|  | 509.387 | 0 | 562.2831 | 0.054217 | 561.7884 | 0.05349 | 509.387 | 0 | 562.2831 | 0.015496 | 561.7884 | -0.0032994 | 561.7884 | #REF! | 510.3243 | 0.00030269 | 562.2831 | 0.011413 | 556.56 | 0.032866 | 562.2831 | 0.014596 | 509.387 | 4.1419 | 562.2831 | 0.0934 | 556.56 | 0.23087 | 562.2831 | 0.47538 | 556.56 | 0.0040296 | 562.2831 | 0.12464 | 510.3243 | 0.0004388 | 562.2831 | 0.0090118 | 510.3243 | 0.00042361 | 562.2831 | 0.00076796 | 561.7884 | -0.0057736 | 767.3059 | 2.6757 | 561.7884 | -0.0062358 | 766.5995 | 0 | 767.3059 | 0.018163 | 561.7884 | 1.4689 | 562.2831 | 2.6776
|  | 509.5013 | 0.010207 | 562.5101 | 0.09602 | 562.0158 | 0.05661 | 509.5013 | 0.0081166 | 562.5101 | 0.063498 | 562.0158 | 0.028095 | 562.0158 | #REF! | 510.4413 | 0.00014399 | 562.5102 | 0.032916 | 556.79 | -0.0031186 | 562.5102 | 0.025576 | 509.5013 | 4.1284 | 562.5102 | 0.096943 | 556.79 | 0.19441 | 562.5101 | 0.46977 | 556.79 | 0.0020403 | 562.5102 | 0.1334 | 510.4413 | 0.00022196 | 562.5102 | 0.027174 | 510.4413 | 0.00021018 | 562.5101 | 0.02689 | 562.0158 | 0.012648 | 767.4709 | 2.7004 | 562.0158 | 0.0053154 | 766.7646 | 0.00053624 | 767.4709 | 0.017559 | 562.0158 | 1.4776 | 562.5101 | 2.679
|  | 509.6156 | 0 | 562.7372 | 0.076289 | 562.2433 | 0.050983 | 509.6156 | 0 | 562.7372 | 0.0075612 | 562.2433 | 0.011016 | 562.2433 | #REF! | 510.5583 | 0.00028183 | 562.7372 | 0 | 557.01 | -0.037664 | 562.7372 | 0.012576 | 509.6156 | 4.1449 | 562.7372 | 0.088963 | 557.01 | 0.1979 | 562.7372 | 0.46025 | 557.01 | -0.0019383 | 562.7372 | 0.1338 | 510.5583 | 0.00043797 | 562.7372 | 0.013699 | 510.5583 | 0.00038696 | 562.7372 | 0.0027873 | 562.2433 | 5.0089e-05 | 767.636 | 2.7515 | 562.2433 | -0.0010177 | 766.9298 | 0 | 767.636 | 0.018442 | 562.2433 | 1.4623 | 562.7372 | 2.6727
|  | 509.7299 | 0.0081099 | 562.9644 | 0.10879 | 562.4707 | 0.055785 | 509.7299 | 0.020347 | 562.9644 | 0.058033 | 562.4707 | 0.02124 | 562.4707 | #REF! | 510.6753 | 0.00013784 | 562.9643 | 0.025096 | 557.24 | 0.024228 | 562.9643 | 0.026054 | 509.7299 | 4.1244 | 562.9643 | 0.092518 | 557.24 | 0.16983 | 562.9644 | 0.45589 | 557.24 | 0.0086207 | 562.9643 | 0.1412 | 510.6753 | 0.00021684 | 562.9643 | 0.029118 | 510.6753 | 0.00018688 | 562.9644 | 0.023754 | 562.4707 | 0.014654 | 767.8011 | 2.7589 | 562.4707 | -0.0013948 | 767.0949 | 0.0007506 | 767.8011 | 0.017466 | 562.4707 | 1.4639 | 562.9644 | 2.6676
|  | 509.8442 | 0 | 563.1915 | 0.06876 | 562.6981 | 0.047541 | 509.8442 | 0 | 563.1915 | 0.016497 | 562.6981 | -0.010962 | 562.6981 | #REF! | 510.7923 | 0.00027456 | 563.1915 | 0.0058609 | 557.47 | -0.016073 | 563.1915 | 0.010673 | 509.8442 | 4.1537 | 563.1915 | 0.082798 | 557.47 | 0.1675 | 563.1915 | 0.44695 | 557.47 | -0.00056109 | 563.1915 | 0.14151 | 510.7923 | 0.00044111 | 563.1915 | 0.010527 | 510.7923 | 0.0003837 | 563.1915 | 0.0054661 | 562.6982 | -0.0044186 | 767.9662 | 2.7835 | 562.6981 | -0.012094 | 767.2601 | 0 | 767.9662 | 0.018209 | 562.6982 | 1.4615 | 563.1915 | 2.6625
|  | 509.9585 | 0.0030813 | 563.4186 | 0.10002 | 562.9256 | 0.053129 | 509.9585 | 0.017386 | 563.4186 | 0.062193 | 562.9256 | 0.029887 | 562.9256 | #REF! | 510.9093 | 0.00013672 | 563.4186 | 0.036212 | 557.7 | 0.0074367 | 563.4186 | 0.021236 | 509.9585 | 4.1558 | 563.4186 | 0.090196 | 557.7 | 0.13931 | 563.4186 | 0.44371 | 557.7 | 0.0077024 | 563.4186 | 0.14984 | 510.9093 | 0.00022526 | 563.4186 | 0.026743 | 510.9093 | 0.00020024 | 563.4186 | 0.018606 | 562.9256 | 0.014998 | 768.1313 | 2.803 | 562.9256 | 0.00655 | 767.4253 | 0.00053624 | 768.1313 | 0.017187 | 562.9256 | 1.4636 | 563.4186 | 2.6606
|  | 510.0729 | 0 | 563.6458 | 0.072617 | 563.1531 | 0.047173 | 510.0729 | 0 | 563.6458 | 0.039684 | 563.1531 | 0.00047025 | 563.1531 | #REF! | 511.0263 | 0.00029971 | 563.6457 | 0.0022878 | 557.92 | -0.0050378 | 563.6457 | 0.0089621 | 510.0729 | 4.1535 | 563.6457 | 0.082892 | 557.92 | 0.15142 | 563.6458 | 0.43461 | 557.92 | -0.0036216 | 563.6457 | 0.14946 | 511.0263 | 0.00043418 | 563.6457 | 0.012985 | 511.0263 | 0.00039038 | 563.6458 | 0 | 563.1531 | -0.0114 | 768.2964 | 2.8316 | 563.1531 | -0.0017635 | 767.5904 | 0 | 768.2964 | 0.017791 | 563.1531 | 1.4506 | 563.6458 | 2.6603
|  | 510.1872 | 0.0082315 | 563.8729 | 0.097726 | 563.3806 | 0.058394 | 510.1872 | 0.013947 | 563.8729 | 0.03318 | 563.3806 | 0.057838 | 563.3806 | #REF! | 511.1433 | 0.00016299 | 563.8729 | 0.030471 | 558.15 | 0.020872 | 563.8729 | 0.027339 | 510.1872 | 4.1875 | 563.8729 | 0.088571 | 558.15 | 0.11951 | 563.8729 | 0.43172 | 558.15 | 0.0020403 | 563.8729 | 0.16008 | 511.1433 | 0.00020908 | 563.8729 | 0.027411 | 511.1433 | 0.00019357 | 563.8729 | 0.024619 | 563.3806 | 0.018652 | 768.4615 | 2.8726 | 563.3806 | -0.0012478 | 767.7556 | 0.00053624 | 768.4615 | 0.017373 | 563.3806 | 1.4622 | 563.8729 | 2.657
|  | 510.3015 | 0 | 564.1 | 0.082124 | 563.6081 | 0.05323 | 510.3015 | 0 | 564.1 | 0.013628 | 563.6081 | 0.0020544 | 563.6081 | #REF! | 511.2604 | 0.00032299 | 564.1 | 0.0010489 | 558.38 | -0.0064771 | 564.1 | 0.01334 | 510.3015 | 4.2195 | 564.1 | 0.08275 | 558.38 | 0.12463 | 564.1 | 0.42391 | 558.38 | -0.0031625 | 564.1 | 0.15897 | 511.2604 | 0.0004284 | 564.1 | 0.013796 | 511.2604 | 0.00044708 | 564.1 | 0.0033534 | 563.6081 | -0.011545 | 768.6266 | 2.8939 | 563.6081 | -0.007871 | 767.9208 | 0 | 768.6266 | 0.01872 | 563.6081 | 1.4488 | 564.1 | 2.6598
|  | 510.4158 | 0.0069267 | 564.3272 | 0.092896 | 563.8356 | 0.049464 | 510.4158 | 0.0067914 | 564.3272 | 0.033387 | 563.8356 | 0.031235 | 563.8356 | #REF! | 511.3774 | 0.00016001 | 564.3272 | 0.026482 | 558.61 | 0.0069569 | 564.3272 | 0.02115 | 510.4158 | 4.2223 | 564.3272 | 0.083783 | 558.61 | 0.11566 | 564.3272 | 0.41889 | 558.61 | 0.006172 | 564.3272 | 0.17077 | 511.3774 | 0.00021965 | 564.3272 | 0.034377 | 511.3774 | 0.0002602 | 564.3272 | 0.018613 | 563.8356 | 0.0081543 | 768.7917 | 2.9036 | 563.8356 | -0.000608 | 768.0859 | 0.00032174 | 768.7917 | 0.018163 | 563.8356 | 1.4611 | 564.3272 | 2.662
|  | 510.5302 | 0 | 564.5544 | 0.074929 | 564.0631 | 0.036206 | 510.5302 | 0 | 564.5544 | 0.019937 | 564.0631 | 0.0031126 | 564.0631 | #REF! | 511.4944 | 0.00031834 | 564.5544 | 0.0098825 | 558.83 | -0.028068 | 564.5544 | 0.014146 | 510.5302 | 4.2482 | 564.5544 | 0.078483 | 558.83 | 0.10774 | 564.5544 | 0.41159 | 558.83 | -0.0037746 | 564.5544 | 0.16995 | 511.4944 | 0.00042873 | 564.5544 | 0.019156 | 511.4944 | 0.00044366 | 564.5544 | 0.0093765 | 564.0631 | 0.00099518 | 768.9568 | 2.9231 | 564.0631 | 0.0027625 | 768.2511 | 0 | 768.9568 | 0.018999 | 564.0631 | 1.4446 | 564.5544 | 2.6674
|  | 510.6445 | 0.0070745 | 564.7816 | 0.096612 | 564.2906 | 0.051508 | 510.6445 | 0.010126 | 564.7816 | 0.019828 | 564.2906 | 0.044521 | 564.2906 | #REF! | 511.6114 | 0.00015833 | 564.7816 | 0.027356 | 559.06 | 0.0031186 | 564.7816 | 0.025106 | 510.6445 | 4.2795 | 564.7816 | 0.083947 | 559.06 | 0.09679 | 564.7816 | 0.40502 | 559.06 | 0.0011222 | 564.7816 | 0.17907 | 511.6114 | 0.00020957 | 564.7816 | 0.033529 | 511.6114 | 0.00019014 | 564.7816 | 0.024039 | 564.2906 | 0.010817 | 769.1219 | 2.9896 | 564.2906 | -0.0073783 | 768.4163 | 0.00053624 | 769.1219 | 0.018024 | 564.2906 | 1.449 | 564.7816 | 2.6663
|  | 510.7589 | 0 | 565.0088 | 0.075161 | 564.5182 | 0.040377 | 510.7589 | 0 | 565.0088 | 0.015531 | 564.5182 | -0.0046185 | 564.5182 | #REF! | 511.7285 | 0.00032001 | 565.0088 | 0.0065077 | 559.29 | -0.0040782 | 565.0088 | 0.013699 | 510.7589 | 4.2775 | 565.0088 | 0.075856 | 559.29 | 0.09749 | 565.0088 | 0.39679 | 559.29 | 0.0073959 | 565.0088 | 0.1791 | 511.7285 | 0.00042526 | 565.0088 | 0.020832 | 511.7285 | 0.00037702 | 565.0088 | 0.007758 | 564.5181 | -0.0067463 | 769.2871 | 3.0181 | 564.5182 | -0.0020892 | 768.5815 | 0 | 769.2871 | 0.019464 | 564.5181 | 1.4502 | 565.0088 | 2.6701
|  | 510.8732 | 0.001898 | 565.236 | 0.099246 | 564.7457 | 0.051378 | 510.8732 | 0.0099348 | 565.236 | 0.042404 | 564.7457 | 0.024758 | 564.7457 | #REF! | 511.8455 | 0.00016168 | 565.236 | 0.033157 | 559.52 | 0.0098357 | 565.236 | 0.023903 | 510.8732 | 4.2915 | 565.236 | 0.080215 | 559.52 | 0.079784 | 565.236 | 0.3939 | 559.52 | -0.0039276 | 565.236 | 0.18844 | 511.8455 | 0.00021618 | 565.236 | 0.032334 | 511.8455 | 0.00019357 | 565.236 | 0.022831 | 564.7457 | 0.013484 | 769.4522 | 3.0517 | 564.7457 | 0.0037031 | 768.7467 | 0.00053624 | 769.4522 | 0.018674 | 564.7457 | 1.4577 | 565.236 | 2.6668
|  | 510.9876 | 0 | 565.4633 | 0.075394 | 564.9733 | 0.050762 | 510.9876 | 0 | 565.4633 | 0.023417 | 564.9733 | 0.004123 | 564.9733 | #REF! | 511.9625 | 0.00030846 | 565.4633 | 0.010194 | 559.74 | 0.018952 | 565.4633 | 0.0071053 | 510.9876 | 4.2518 | 565.4633 | 0.073787 | 559.74 | 0.085142 | 565.4633 | 0.38522 | 559.74 | -0.0033155 | 565.4633 | 0.18765 | 511.9625 | 0.00043021 | 565.4633 | 0.017085 | 511.9625 | 0.00038696 | 565.4633 | 0.0034581 | 564.9733 | -0.0054621 | 769.6173 | 3.0625 | 564.9733 | -0.0060641 | 768.9119 | 0 | 769.6173 | 0.01951 | 564.9733 | 1.448 | 565.4633 | 2.6651
|  | 511.1019 | 0 | 565.6905 | 0.10903 | 565.2009 | 0.050581 | 511.1019 | 0.004638 | 565.6905 | 0.044268 | 565.2009 | 0.030695 | 565.2009 | #REF! | 512.0796 | 0.00014697 | 565.6905 | 0.027448 | 559.97 | -0.019911 | 565.6905 | 0.024301 | 511.1019 | 4.233 | 565.6905 | 0.076499 | 559.97 | 0.073145 | 565.6905 | 0.38233 | 559.97 | 0.0096913 | 565.6905 | 0.20083 | 512.0796 | 0.0002142 | 565.6905 | 0.033086 | 512.0796 | 0.00019357 | 565.6905 | 0.022771 | 565.2009 | 0.0070624 | 769.7825 | 3.0841 | 565.2009 | 0.0021835 | 769.0771 | 0.00032174 | 769.7825 | 0.017977 | 565.2009 | 1.4451 | 565.6905 | 2.6605
|  | 511.2163 | 0 | 565.9178 | 0.082056 | 565.4284 | 0.044978 | 511.2163 | 0 | 565.9178 | 0.011628 | 565.4284 | 0.020497 | 565.4284 | #REF! | 512.1966 | 0.00030101 | 565.9178 | 0.0065361 | 560.2 | 0.0050378 | 565.9178 | 0.01159 | 511.2163 | 4.2377 | 565.9178 | 0.070309 | 560.2 | 0.0714 | 565.9178 | 0.37389 | 560.2 | 0.0028055 | 565.9178 | 0.19991 | 512.1966 | 0.00044227 | 565.9178 | 0.01993 | 512.1966 | 0.00037702 | 565.9178 | 0.008449 | 565.4284 | -0.013141 | 769.9476 | 3.1196 | 565.4284 | -0.0039129 | 769.2423 | 0 | 769.9476 | 0.019231 | 565.4284 | 1.4396 | 565.9178 | 2.666
|  | 511.3307 | 0.010783 | 566.145 | 0.10554 | 565.6561 | 0.059795 | 511.3307 | 0.0096482 | 566.145 | 0.033766 | 565.6561 | 0.044228 | 565.6561 | #REF! | 512.3137 | 0.00015405 | 566.145 | 0.034805 | 560.43 | 0.0083963 | 566.145 | 0.026445 | 511.3307 | 4.3427 | 566.145 | 0.07682 | 560.43 | 0.066737 | 566.145 | 0.3719 | 560.43 | 5.1009e-05 | 566.145 | 0.211 | 512.3137 | 0.00022873 | 566.145 | 0.039625 | 512.3137 | 0.00018346 | 566.145 | 0.029111 | 565.6561 | 0.0035722 | 770.1128 | 3.1352 | 565.6561 | 0.01125 | 769.4075 | 0.0007506 | 770.1128 | 0.018627 | 565.6561 | 1.4373 | 566.145 | 2.6653
|  | 511.445 | 0 | 566.3723 | 0.066278 | 565.8837 | 0.055183 | 511.445 | 0 | 566.3723 | 0.034736 | 565.8837 | 0.0073953 | 565.8837 | #REF! | 512.4307 | 0.00030362 | 566.3723 | 0.0061739 | 560.66 | 0.013194 | 566.3723 | 0.013635 | 511.445 | 4.3172 | 566.3723 | 0.07 | 560.66 | 0.061379 | 566.3723 | 0.36211 | 560.66 | -0.0045398 | 566.3723 | 0.21018 | 512.4307 | 0.00045746 | 566.3723 | 0.021273 | 512.4307 | 0.00042704 | 566.3723 | 0.010896 | 565.8837 | -0.004735 | 770.2779 | 3.2007 | 565.8837 | -0.011538 | 769.5727 | 0 | 770.2779 | 0.019975 | 565.8837 | 1.4154 | 566.3723 | 2.6653
|  | 511.5594 | 0.010207 | 566.5996 | 0.09886 | 566.1113 | 0.054035 | 511.5594 | 0.0077853 | 566.5996 | 0.036568 | 566.1113 | 0.04768 | 566.1113 | #REF! | 512.5478 | 0.00014958 | 566.5996 | 0.036356 | 560.88 | 0.029507 | 566.5996 | 0.022664 | 511.5594 | 4.3252 | 566.5996 | 0.07302 | 560.88 | 0.048799 | 566.5996 | 0.35847 | 560.88 | 0.0099978 | 566.5996 | 0.2213 | 512.5478 | 0.00023038 | 566.5996 | 0.035262 | 512.5478 | 0.00024358 | 566.5996 | 0.028371 | 566.1113 | 0.010502 | 770.4431 | 3.2086 | 566.1113 | 0.0081159 | 769.738 | 0.00053624 | 770.4431 | 0.01872 | 566.1113 | 1.4379 | 566.5996 | 2.6644
|  | 511.6738 | 0 | 566.8269 | 0.07591 | 566.3389 | 0.046167 | 511.6738 | 0 | 566.8269 | -0.013836 | 566.3389 | -0.038465 | 566.3389 | #REF! | 512.6649 | 0.0002958 | 566.8269 | 0 | 561.11 | -0.019911 | 566.8269 | 0.003584 | 511.6738 | 4.4057 | 566.8269 | 0.065022 | 561.11 | 0.050081 | 566.8269 | 0.34954 | 561.11 | -0.0066822 | 566.8269 | 0.2218 | 512.6649 | 0.0004388 | 566.8269 | 0.027091 | 512.6649 | 0.00038696 | 566.8269 | 0.0096379 | 566.3389 | -0.0075784 | 770.6082 | 3.2712 | 566.3389 | -0.001505 | 769.9032 | 0 | 770.6082 | 0.019882 | 566.3389 | 1.4175 | 566.8269 | 2.6605
|  | 511.7882 | 0.0048561 | 567.0543 | 0.095427 | 566.5666 | 0.048639 | 511.7882 | 0.0092761 | 567.0543 | 0.038921 | 566.5666 | 0.036761 | 566.5666 | #REF! | 512.7819 | 0.00014622 | 567.0542 | 0.035407 | 561.34 | 0.017032 | 567.0542 | 0.019309 | 511.7882 | 4.3553 | 567.0542 | 0.070211 | 561.34 | 0.030627 | 567.0543 | 0.34834 | 561.34 | 0.0014282 | 567.0542 | 0.2341 | 512.7819 | 0.00021337 | 567.0542 | 0.039652 | 512.7819 | 0.00014337 | 567.0543 | 0.023285 | 566.5666 | 0.006641 | 770.7734 | 3.2995 | 566.5666 | -0.0024446 | 770.0684 | 0.00053624 | 770.7734 | 0.019138 | 566.5666 | 1.4197 | 567.0543 | 2.6578
|  | 511.9026 | 0 | 567.2816 | 0.073407 | 566.7942 | 0.039412 | 511.9026 | 0 | 567.2816 | 0.048386 | 566.7942 | 0.0014046 | 566.7942 | #REF! | 512.899 | 0.00029543 | 567.2816 | 0.0001281 | 561.57 | -0.017512 | 567.2816 | 0.0073407 | 511.9026 | 4.3767 | 567.2816 | 0.064924 | 561.57 | 0.040878 | 567.2816 | 0.34097 | 561.57 | -0.0069881 | 567.2816 | 0.23668 | 512.899 | 0.00041419 | 567.2816 | 0.028239 | 512.899 | 0.00033694 | 567.2816 | 0.0092095 | 566.7943 | -0.0089939 | 770.9386 | 3.3251 | 566.7942 | -0.0088649 | 770.2337 | 0 | 770.9386 | 0.020114 | 566.7943 | 1.4192 | 567.2816 | 2.6586
|  | 512.0169 | 0.0051518 | 567.5089 | 0.097018 | 567.0219 | 0.052413 | 512.0169 | 0.0099348 | 567.5089 | 0.049725 | 567.0219 | 0.035209 | 567.0219 | #REF! | 513.0161 | 0.0001492 | 567.5089 | 0.025826 | 561.79 | 0.002159 | 567.5089 | 0.024247 | 512.0169 | 4.3946 | 567.5089 | 0.06838 | 561.79 | 0.033306 | 567.5089 | 0.33848 | 561.79 | 0.0092325 | 567.5089 | 0.2481 | 513.0161 | 0.00020792 | 567.5089 | 0.039177 | 513.0161 | 0.00019357 | 567.5089 | 0.028864 | 567.0219 | 0.0089663 | 771.1037 | 3.3395 | 567.0219 | -0.0016267 | 770.3989 | 0.00053624 | 771.1037 | 0.018906 | 567.0219 | 1.4227 | 567.5089 | 2.6503
|  | 512.1313 | 0 | 567.7363 | 0.06842 | 567.2496 | 0.046937 | 512.1313 | 0 | 567.7363 | 0.02942 | 567.2496 | -0.003924 | 567.2496 | #REF! | 513.1331 | 0.00029189 | 567.7363 | 0.0010645 | 562.02 | -0.012714 | 567.7363 | 0.0080642 | 512.1313 | 4.3719 | 567.7363 | 0.06013 | 562.02 | 0.038664 | 567.7363 | 0.33037 | 562.02 | -0.0077534 | 567.7363 | 0.24965 | 513.1331 | 0.00041766 | 567.7363 | 0.024453 | 513.1331 | 0.00039706 | 567.7363 | 0.011379 | 567.2496 | -0.008872 | 771.2689 | 3.3627 | 567.2496 | -0.0055235 | 770.5641 | 0 | 771.2689 | 0.019789 | 567.2496 | 1.4122 | 567.7363 | 2.6498
|  | 512.2457 | 0.0048561 | 567.9636 | 0.09955 | 567.4773 | 0.058418 | 512.2457 | 0.020347 | 567.9636 | 0.042976 | 567.4773 | 0.040858 | 567.4773 | #REF! | 513.2502 | 0.00014268 | 567.9636 | 0.026701 | 562.25 | 0.020872 | 567.9636 | 0.024665 | 512.2457 | 4.3755 | 567.9636 | 0.069437 | 562.25 | 0.025385 | 567.9636 | 0.33075 | 562.25 | -0.0027035 | 567.9636 | 0.26465 | 513.2502 | 0.00021734 | 567.9636 | 0.044223 | 513.2502 | 0.0002035 | 567.9636 | 0.030097 | 567.4773 | 0.005259 | 771.4341 | 3.4072 | 567.4773 | 0.004723 | 770.7294 | 0.0007506 | 771.4341 | 0.019046 | 567.4773 | 1.4135 | 567.9636 | 2.6435
|  | 512.3601 | 0 | 568.191 | 0.068919 | 567.705 | 0.048575 | 512.3601 | 0 | 568.191 | 0.026581 | 567.705 | -0.025464 | 567.705 | #REF! | 513.3673 | 0.00031778 | 568.191 | 0 | 562.48 | -0.031426 | 568.191 | 0.0098963 | 512.3601 | 4.3575 | 568.191 | 0.06049 | 562.48 | 0.021308 | 568.191 | 0.32121 | 562.48 | -0.010661 | 568.191 | 0.26317 | 513.3673 | 0.00043764 | 568.191 | 0.034257 | 513.3673 | 0.00036692 | 568.191 | 0.015087 | 567.705 | -0.0049165 | 771.5993 | 3.4129 | 567.705 | 0.001335 | 770.8946 | 0 | 771.5993 | 0.020207 | 567.705 | 1.4019 | 568.191 | 2.6363
|  | 512.4745 | 0.0070745 | 568.4184 | 0.091178 | 567.9327 | 0.056139 | 512.4745 | 0.020347 | 568.4184 | 0.041167 | 567.9327 | 0.044296 | 567.9327 | #REF! | 513.4844 | 0.00017565 | 568.4184 | 0.035121 | 562.71 | -0.016553 | 568.4184 | 0.023455 | 512.4745 | 4.3625 | 568.4184 | 0.065594 | 562.71 | 0.034937 | 568.4184 | 0.31791 | 562.71 | 0.0035706 | 568.4184 | 0.27866 | 513.4844 | 0.00022873 | 568.4184 | 0.04699 | 513.4844 | 0.00016342 | 568.4184 | 0.030097 | 567.9328 | 0.0062622 | 771.7645 | 3.4685 | 567.9327 | 0.0012724 | 771.0599 | 0.0007506 | 771.7645 | 0.019371 | 567.9328 | 1.3953 | 568.4184 | 2.6287
|  | 512.5889 | 0 | 568.6458 | 0.075925 | 568.1605 | 0.050039 | 512.5889 | 0 | 568.6458 | 1.3142e-05 | 568.1605 | -0.0022799 | 568.1605 | #REF! | 513.6015 | 0.0003405 | 568.6458 | 0.00032457 | 562.93 | -0.013194 | 568.6458 | 0.0081698 | 512.5889 | 4.3576 | 568.6458 | 0.055609 | 562.93 | 0.028064 | 568.6458 | 0.31057 | 562.93 | 0.0032646 | 568.6458 | 0.27888 | 513.6015 | 0.00043946 | 568.6458 | 0.034397 | 513.6015 | 0.00038696 | 568.6458 | 0.017965 | 568.1605 | -0.0096713 | 771.9297 | 3.5109 | 568.1605 | -0.0036748 | 771.2252 | 0 | 771.9297 | 0.020346 | 568.1605 | 1.3909 | 568.6458 | 2.632
|  | 512.7034 | 0.0060393 | 568.8732 | 0.092096 | 568.3882 | 0.050701 | 512.7034 | 0.021207 | 568.8732 | 0.029008 | 568.3882 | 0.046488 | 568.3882 | #REF! | 513.7186 | 0.0001656 | 568.8732 | 0.022966 | 563.16 | 0.0088761 | 568.8732 | 0.023623 | 512.7034 | 4.3745 | 568.8732 | 0.062987 | 563.16 | 0.031792 | 568.8732 | 0.30701 | 563.16 | 0.0081613 | 568.8732 | 0.29207 | 513.7186 | 0.00021651 | 568.8732 | 0.044854 | 513.7186 | 0.00022354 | 568.8732 | 0.035772 | 568.3882 | 0.009396 | 772.0949 | 3.5432 | 568.3882 | 0.0049749 | 771.3904 | 0.00053624 | 772.0949 | 0.019417 | 568.3882 | 1.3746 | 568.8732 | 2.6198
|  | 512.8178 | 0 | 569.1006 | 0.082814 | 568.616 | 0.047701 | 512.8178 | 0 | 569.1006 | -0.0064798 | 568.616 | -0.0071999 | 568.616 | #REF! | 513.8357 | 0.00033305 | 569.1006 | 0 | 563.39 | -0.022789 | 569.1006 | 0.011812 | 512.8178 | 4.385 | 569.1006 | 0.056643 | 563.39 | 0.018396 | 569.1006 | 0.29725 | 563.39 | -0.0020913 | 569.1006 | 0.2896 | 513.8357 | 0.00044062 | 569.1006 | 0.035163 | 513.8357 | 0.00038696 | 569.1006 | 0.013587 | 568.616 | -0.005526 | 772.2601 | 3.5596 | 568.616 | -0.0016096 | 771.5557 | 0 | 772.2601 | 0.020671 | 568.616 | 1.3711 | 569.1006 | 2.6154
|  | 512.9322 | 0.0066309 | 569.3281 | 0.089916 | 568.8438 | 0.047961 | 512.9322 | 0.018341 | 569.3281 | 0.058302 | 568.8438 | -0.0038529 | 568.8438 | #REF! | 513.9528 | 0.0001682 | 569.3281 | 0.028782 | 563.62 | -0.0088761 | 569.3281 | 0.019675 | 512.9322 | 4.4405 | 569.3281 | 0.059792 | 563.62 | 0.017929 | 569.3281 | 0.29521 | 563.62 | -0.0048458 | 569.3281 | 0.30448 | 513.9528 | 0.0002284 | 569.3281 | 0.048334 | 513.9528 | 0.00016342 | 569.3281 | 0.033305 | 568.8438 | 0.0080388 | 772.4253 | 3.5928 | 568.8438 | -0.0021267 | 771.721 | 0.0009651 | 772.4253 | 0.019603 | 568.8438 | 1.3723 | 569.3281 | 2.613
|  | 513.0466 | 0 | 569.5555 | 0.078871 | 569.0715 | 0.041738 | 513.0466 | 0 | 569.5555 | 0.020481 | 569.0715 | 0.0020604 | 569.0715 | #REF! | 514.0699 | 0.0003284 | 569.5555 | 0 | 563.84 | -0.0016793 | 569.5555 | 0.0056863 | 513.0466 | 4.4069 | 569.5555 | 0.051911 | 563.84 | 0.020609 | 569.5555 | 0.28909 | 563.84 | 0.00081613 | 569.5555 | 0.31051 | 514.0699 | 0.00045482 | 569.5555 | 0.034499 | 514.0699 | 0.00039706 | 569.5555 | 0.01687 | 569.0716 | -0.011179 | 772.5905 | 3.6155 | 569.0715 | -0.0043619 | 771.8863 | 0 | 772.5905 | 0.021229 | 569.0716 | 1.3694 | 569.5555 | 2.6129
|  | 513.161 | 0.005004 | 569.783 | 0.11437 | 569.2993 | 0.047684 | 513.161 | 0.017099 | 569.783 | 0.043001 | 569.2993 | 0.019792 | 569.2993 | #REF! | 514.187 | 0.00016038 | 569.783 | 0.021716 | 564.07 | 0.0064771 | 569.783 | 0.019606 | 513.161 | 4.4112 | 569.783 | 0.05892 | 564.07 | 0.024104 | 569.783 | 0.28712 | 564.07 | -0.0042337 | 569.783 | 0.32182 | 514.187 | 0.00022675 | 569.783 | 0.054612 | 514.187 | 0.00023348 | 569.783 | 0.032811 | 569.2993 | 0.013603 | 772.7557 | 3.6638 | 569.2993 | 0.0049664 | 772.0516 | 0.00010725 | 772.7557 | 0.020393 | 569.2993 | 1.3724 | 569.783 | 2.6076
|  | 513.2755 | 0 | 570.0104 | 0.073555 | 569.5271 | 0.054411 | 513.2755 | 0 | 570.0104 | 0.010435 | 569.5271 | -0.022921 | 569.5271 | #REF! | 514.3041 | 0.00030567 | 570.0104 | 0.0030238 | 564.3 | -0.034785 | 570.0104 | 0.014163 | 513.2755 | 4.3382 | 570.0104 | 0.054112 | 564.3 | 0.013153 | 570.0104 | 0.28136 | 564.3 | -0.0040807 | 570.0104 | 0.32738 | 514.3041 | 0.00043021 | 570.0104 | 0.040345 | 514.3041 | 0.00045702 | 570.0104 | 0.014058 | 569.5272 | 0.0026108 | 772.921 | 3.6851 | 569.5271 | -0.0018363 | 772.2168 | 0 | 772.921 | 0.022018 | 569.5272 | 1.3601 | 570.0104 | 2.5999
|  | 513.3899 | 0.0026375 | 570.2379 | 0.083069 | 569.755 | 0.052069 | 513.3899 | 0.01538 | 570.2379 | 0.041539 | 569.755 | 0.017046 | 569.755 | #REF! | 514.4212 | 0.00014604 | 570.2379 | 0.029838 | 564.53 | 0.0016793 | 570.2379 | 0.021921 | 513.3899 | 4.3087 | 570.2379 | 0.056133 | 564.53 | 0.018512 | 570.2379 | 0.27773 | 564.53 | 0.00096913 | 570.2379 | 0.34121 | 514.4212 | 0.00020379 | 570.2379 | 0.051876 | 514.4212 | 0.00022354 | 570.2379 | 0.037745 | 569.755 | 0.0091878 | 773.0862 | 3.6899 | 569.755 | 0.0066208 | 772.3821 | 0.0007506 | 773.0862 | 0.020625 | 569.755 | 1.3534 | 570.2379 | 2.5966
|  | 513.5044 | 0 | 570.4654 | 0.08185 | 569.9828 | 0.047546 | 513.5044 | 0 | 570.4654 | 0.029567 | 569.9828 | 0.004703 | 569.9828 | #REF! | 514.5383 | 0.00031014 | 570.4654 | 0.00041326 | 564.76 | -0.016553 | 570.4654 | 0.0089616 | 513.5044 | 4.3393 | 570.4654 | 0.051114 | 564.76 | 0.013736 | 570.4654 | 0.26922 | 564.76 | -0.0074475 | 570.4654 | 0.3427 | 514.5383 | 0.00041981 | 570.4654 | 0.044464 | 514.5383 | 0.00036692 | 570.4654 | 0.016324 | 569.9828 | -0.0046102 | 773.2514 | 3.7029 | 569.9828 | -0.0052944 | 772.5474 | 0 | 773.2514 | 0.021879 | 569.9828 | 1.3304 | 570.4654 | 2.5874
|  | 513.6188 | 0.0032291 | 570.6929 | 0.084668 | 570.2106 | 0.046393 | 513.6188 | 0.021398 | 570.6929 | 0.01515 | 570.2106 | 0.04163 | 570.2106 | #REF! | 514.6555 | 0.00016485 | 570.6929 | 0.030443 | 564.98 | -0.0040782 | 570.6929 | 0.028671 | 513.6188 | 4.3416 | 570.6929 | 0.053069 | 564.98 | 0.0060475 | 570.6929 | 0.2668 | 564.98 | 0.0031115 | 570.6929 | 0.35633 | 514.6555 | 0.00021601 | 570.6929 | 0.059805 | 514.6555 | 0.00014337 | 570.6929 | 0.037992 | 570.2106 | 0.016542 | 773.4167 | 3.7398 | 570.2106 | -0.0018179 | 772.7127 | 0.00053624 | 773.4167 | 0.020578 | 570.2106 | 1.3178 | 570.6929 | 2.5784
|  | 513.7332 | 0 | 570.9205 | 0.05148 | 570.4385 | 0.04792 | 513.7332 | 0 | 570.9205 | 0.031107 | 570.4385 | -0.0075083 | 570.4385 | #REF! | 514.7726 | 0.00033771 | 570.9204 | 0.0060309 | 565.21 | -0.019911 | 570.9204 | 0.0084148 | 513.7332 | 4.3255 | 570.9204 | 0.048723 | 565.21 | 0.0061643 | 570.9205 | 0.25904 | 565.21 | 5.1009e-05 | 570.9204 | 0.35613 | 514.7726 | 0.00040412 | 570.9204 | 0.039694 | 514.7726 | 0.00029686 | 570.9205 | 0.020885 | 570.4385 | -0.0061061 | 773.5819 | 3.7731 | 570.4385 | -0.0095656 | 772.8781 | 0 | 773.5819 | 0.021926 | 570.4385 | 1.3094 | 570.9205 | 2.5709
|  | 513.8477 | 0.0030813 | 571.1479 | 0.090925 | 570.6664 | 0.051417 | 513.8477 | 0.017386 | 571.1479 | 0.028754 | 570.6664 | 0.04207 | 570.6664 | #REF! | 514.8897 | 0.00017342 | 571.148 | 0.025808 | 565.44 | -0.0055175 | 571.148 | 0.01907 | 513.8477 | 4.2888 | 571.148 | 0.050616 | 565.44 | 0.010358 | 571.1479 | 0.2564 | 565.44 | -0.0053048 | 571.148 | 0.37157 | 514.8897 | 0.0001881 | 571.148 | 0.058895 | 514.8897 | 0.00015348 | 571.148 | 0.038732 | 570.6664 | 0.014316 | 773.7471 | 3.8075 | 570.6664 | 0.0046056 | 773.0434 | 0.00053624 | 773.7471 | 0.020671 | 570.6664 | 1.3045 | 571.1479 | 2.5617
|  | 513.9621 | 0 | 571.3755 | 0.080897 | 570.8942 | 0.041835 | 513.9621 | 0 | 571.3755 | 0.021924 | 570.8942 | -0.0087852 | 570.8942 | #REF! | 515.0068 | 0.00034777 | 571.3755 | 0 | 565.67 | 0.002159 | 571.3755 | 0.0068664 | 513.9621 | 4.2786 | 571.3755 | 0.04583 | 565.67 | 0.0058149 | 571.3755 | 0.25095 | 565.67 | 0.0069371 | 571.3755 | 0.37565 | 515.0068 | 0.00041287 | 571.3755 | 0.046619 | 515.0068 | 0.00038696 | 571.3755 | 0.019655 | 570.8942 | -0.0049871 | 773.9124 | 3.815 | 570.8942 | -0.0047648 | 773.2087 | 0 | 773.9124 | 0.021926 | 570.8942 | 1.3094 | 571.3755 | 2.5593
|  | 514.0766 | 0.0030813 | 571.6031 | 0.078844 | 571.1221 | 0.051499 | 514.0766 | 0.010412 | 571.6031 | 0.013897 | 571.1221 | 0.027013 | 571.1221 | #REF! | 515.124 | 0.00017435 | 571.6031 | 0.034382 | 565.9 | -0.0059973 | 571.6031 | 0.018527 | 514.0766 | 4.2396 | 571.6031 | 0.050021 | 565.9 | 0.0098918 | 571.6031 | 0.24833 | 565.9 | 0.0096913 | 571.6031 | 0.39158 | 515.124 | 0.0002246 | 571.6031 | 0.062838 | 515.124 | 0.00023348 | 571.6031 | 0.037745 | 571.1221 | 0.012369 | 774.0776 | 3.8661 | 571.1221 | -0.0014074 | 773.374 | 0.0007506 | 774.0776 | 0.020857 | 571.1221 | 1.3261 | 571.6031 | 2.5582
|  | 514.1911 | 0 | 571.8306 | 0.051184 | 571.35 | 0.049556 | 514.1911 | 0 | 571.8306 | 0.011558 | 571.35 | -0.0061005 | 571.35 | #REF! | 515.2411 | 0.0003474 | 571.8306 | 0.0035084 | 566.12 | 0.018472 | 571.8306 | 0.0088011 | 514.1911 | 4.2906 | 571.8306 | 0.043509 | 566.12 | 0.011173 | 571.8306 | 0.24312 | 566.12 | 0.0020403 | 571.8306 | 0.39959 | 515.2411 | 0.0004388 | 571.8306 | 0.0489 | 515.2411 | 0.00043698 | 571.8306 | 0.023434 | 571.35 | -0.0083272 | 774.2429 | 3.8872 | 571.35 | 0.0022896 | 773.5393 | 0 | 774.2429 | 0.022158 | 571.35 | 1.3115 | 571.8306 | 2.5516
|  | 514.3055 | 0.005004 | 572.0582 | 0.099195 | 571.578 | 0.053783 | 514.3055 | 0.023882 | 572.0582 | 0.0086865 | 571.578 | 0.022238 | 571.578 | #REF! | 515.3583 | 0.00017305 | 572.0582 | 0.029125 | 566.35 | -0.025189 | 572.0582 | 0.024439 | 514.3055 | 4.1941 | 572.0582 | 0.052204 | 566.35 | 0.0097755 | 572.0582 | 0.24446 | 566.35 | 0.0051009 | 572.0582 | 0.41772 | 515.3583 | 0.0002142 | 572.0582 | 0.068318 | 515.3583 | 0.0002035 | 572.0582 | 0.0486 | 571.5779 | 0.024639 | 774.4082 | 3.9279 | 571.578 | -0.0044294 | 773.7047 | 0.00053624 | 774.4082 | 0.020904 | 571.5779 | 1.3153 | 572.0582 | 2.5478
|  | 514.42 | 0 | 572.2858 | 0.059526 | 571.8059 | 0.047439 | 514.42 | 0 | 572.2858 | 0.015264 | 571.8059 | -0.012488 | 571.8059 | #REF! | 515.4754 | 0.00035298 | 572.2858 | 0 | 566.58 | -0.0016793 | 572.2858 | 0.0083395 | 514.42 | 4.2019 | 572.2858 | 0.044533 | 566.58 | 0.0010387 | 572.2858 | 0.23447 | 566.58 | -0.00010202 | 572.2858 | 0.41903 | 515.4754 | 0.00045333 | 572.2858 | 0.052672 | 515.4754 | 0.00039706 | 572.2858 | 0.023749 | 571.8059 | 0.0036055 | 774.5734 | 3.9488 | 571.8059 | -0.0023033 | 773.87 | 0 | 774.5734 | 0.021926 | 571.8059 | 1.314 | 572.2858 | 2.5446
|  | 514.5345 | 0.003377 | 572.5134 | 0.07852 | 572.0338 | 0.048109 | 514.5345 | 0.016048 | 572.5134 | 0.03415 | 572.0338 | 0.014207 | 572.0338 | #REF! | 515.5926 | 0.00018087 | 572.5134 | 0.03581 | 566.81 | 0.0074367 | 572.5134 | 0.022687 | 514.5345 | 4.1708 | 572.5134 | 0.047953 | 566.81 | 0.0015046 | 572.5134 | 0.23392 | 566.81 | 0.015353 | 572.5134 | 0.43581 | 515.5926 | 0.0002426 | 572.5134 | 0.07046 | 515.5926 | 0.00019357 | 572.5134 | 0.040459 | 572.0338 | 0.019294 | 774.7387 | 3.9827 | 572.0338 | -5.9893e-05 | 774.0353 | 0.00032174 | 774.7387 | 0.020578 | 572.0338 | 1.3114 | 572.5134 | 2.5358
|  | 514.6489 | 0 | 572.741 | 0.05712 | 572.2618 | 0.041643 | 514.6489 | 0 | 572.741 | 0.0074387 | 572.2618 | 0.0035386 | 572.2618 | #REF! | 515.7097 | 0.00033268 | 572.741 | 0 | 567.04 | -0.050138 | 572.741 | 0.0059815 | 514.6489 | 4.1618 | 572.741 | 0.040082 | 567.04 | 0.011406 | 572.741 | 0.22623 | 567.04 | -0.0007141 | 572.741 | 0.44436 | 515.7097 | 0.00047067 | 572.741 | 0.052633 | 515.7097 | 0.00038696 | 572.741 | 0.023084 | 572.2618 | -0.0066633 | 774.904 | 3.9915 | 572.2618 | -0.0053235 | 774.2007 | 0 | 774.904 | 0.02239 | 572.2618 | 1.2909 | 572.741 | 2.5318
|  | 514.7634 | 0.003377 | 572.9686 | 0.072519 | 572.4897 | 0.046127 | 514.7634 | 0.020729 | 572.9686 | 0.030499 | 572.4897 | 0.02656 | 572.4897 | #REF! | 515.8269 | 0.00015274 | 572.9686 | 0.029369 | 567.26 | -0.0093559 | 572.9686 | 0.026082 | 514.7634 | 4.1179 | 572.9686 | 0.045224 | 567.26 | -0.0046693 | 572.9686 | 0.22584 | 567.26 | 0.0012752 | 572.9686 | 0.45847 | 515.8269 | 0.00023302 | 572.9686 | 0.071437 | 515.8269 | 0.00019357 | 572.9686 | 0.045886 | 572.4897 | 0.011386 | 775.0693 | 4.0483 | 572.4897 | 0.0041918 | 774.366 | 0.00010725 | 775.0693 | 0.021368 | 572.4897 | 1.3059 | 572.9686 | 2.5251
|  | 514.8779 | 0 | 573.1963 | 0.073308 | 572.7177 | 0.051929 | 514.8779 | 0 | 573.1963 | 0.031346 | 572.7177 | -0.0074318 | 572.7177 | #REF! | 515.944 | 0.000331 | 573.1963 | 0.0092953 | 567.49 | -0.019911 | 573.1963 | 0.010036 | 514.8779 | 4.1207 | 573.1963 | 0.041981 | 567.49 | 0.0022036 | 573.1963 | 0.22122 | 567.49 | -0.0042337 | 573.1963 | 0.46931 | 515.944 | 0.00042295 | 573.1963 | 0.064667 | 515.944 | 0.00038696 | 573.1963 | 0.028371 | 572.7177 | 0.0010622 | 775.2345 | 4.0581 | 572.7177 | -0.0051513 | 774.5314 | 0 | 775.2345 | 0.022855 | 572.7177 | 1.2952 | 573.1963 | 2.5253
|  | 514.9924 | 0 | 573.4239 | 0.067426 | 572.9457 | 0.049126 | 514.9924 | 0.013756 | 573.4239 | 0.024615 | 572.9457 | 0.035005 | 572.9457 | #REF! | 516.0612 | 0.00017919 | 573.4239 | 0.035073 | 567.72 | 0.013194 | 573.4239 | 0.022412 | 514.9924 | 4.0846 | 573.4239 | 0.044146 | 567.72 | 0.0090765 | 573.4239 | 0.21918 | 567.72 | 0.0043357 | 573.4239 | 0.4853 | 516.0612 | 0.0001962 | 573.4239 | 0.072008 | 516.0612 | 0.00019682 | 573.4239 | 0.044406 | 572.9457 | 0.0098522 | 775.3998 | 4.0903 | 572.9457 | 0.0001991 | 774.6967 | 0.00053624 | 775.3998 | 0.021647 | 572.9457 | 1.3015 | 573.4239 | 2.5195
|  | 515.1069 | 0 | 573.6516 | 0.062895 | 573.1737 | 0.047678 | 515.1069 | 0 | 573.6516 | 0.013689 | 573.1737 | -0.0043973 | 573.1737 | #REF! | 516.1784 | 0.00033566 | 573.6516 | 0.01072 | 567.95 | -0.0074367 | 573.6516 | 0.0098699 | 515.1069 | 4.0831 | 573.6516 | 0.04126 | 567.95 | 0.0074455 | 573.6516 | 0.21408 | 567.95 | -0.0097429 | 573.6516 | 0.49336 | 516.1784 | 0.00039867 | 573.6516 | 0.056147 | 516.1784 | 0.0003736 | 573.6516 | 0.028124 | 573.1737 | -0.005917 | 775.5651 | 4.116 | 573.1737 | -0.00084424 | 774.8621 | 0 | 775.5651 | 0.023273 | 573.1737 | 1.2993 | 573.6516 | 2.5172
|  | 515.2214 | 0.0095486 | 573.8793 | 0.082369 | 573.4017 | 0.045864 | 515.2214 | 0.011463 | 573.8793 | 0.040254 | 573.4017 | 0.020337 | 573.4017 | #REF! | 516.2956 | 0.00015647 | 573.8792 | 0.022948 | 568.18 | 0.018472 | 573.8792 | 0.021507 | 515.2214 | 4.1205 | 573.8792 | 0.044593 | 568.18 | 0.0079117 | 573.8793 | 0.21306 | 568.18 | -0.007294 | 573.8792 | 0.51192 | 516.2956 | 0.00020528 | 573.8792 | 0.076948 | 516.2956 | 0.0001802 | 573.8793 | 0.04934 | 573.4017 | 0.0061808 | 775.7304 | 4.1637 | 573.4017 | 0.0087282 | 775.0275 | 0.0007506 | 775.7304 | 0.022251 | 573.4017 | 1.3156 | 573.8793 | 2.5122
|  | 515.3359 | 0 | 574.1069 | 0.096429 | 573.6297 | 0.046715 | 515.3359 | 0 | 574.1069 | 0.015547 | 573.6297 | -0.0080373 | 573.6297 | #REF! | 516.4127 | 0.00035298 | 574.1069 | 0.001928 | 568.41 | 0.0064771 | 574.1069 | 0.0091474 | 515.3359 | 4.0552 | 574.1069 | 0.038424 | 568.41 | 0.0052322 | 574.1069 | 0.20771 | 568.41 | -0.014487 | 574.1069 | 0.52179 | 516.4127 | 0.0004284 | 574.1069 | 0.070958 | 516.4127 | 0.00041025 | 574.1069 | 0.033305 | 573.6297 | -0.0038034 | 775.8957 | 4.1918 | 573.6297 | -0.0032778 | 775.1928 | 0 | 775.8957 | 0.023691 | 573.6297 | 1.3082 | 574.1069 | 2.509
|  | 515.4504 | 0.014487 | 574.3346 | 0.060345 | 573.8578 | 0.047372 | 515.4504 | 0.010317 | 574.3346 | 0.031991 | 573.8578 | 0.043371 | 573.8578 | #REF! | 516.5299 | 0.00019726 | 574.3346 | 0.032207 | 568.63 | 0.013674 | 574.3346 | 0.019498 | 515.4504 | 4.0629 | 574.3346 | 0.043325 | 568.63 | 0.0029025 | 574.3346 | 0.20734 | 568.63 | -0.010661 | 574.3346 | 0.5394 | 516.5299 | 0.0002246 | 574.3346 | 0.084809 | 516.5299 | 0.00023348 | 574.3346 | 0.050574 | 573.8578 | 0.016459 | 776.061 | 4.1906 | 573.8578 | 0.00097529 | 775.3582 | 0.00053624 | 776.061 | 0.022576 | 573.8578 | 1.3139 | 574.3346 | 2.5072
|  | 515.5649 | 0 | 574.5623 | 0.062298 | 574.0858 | 0.040817 | 515.5649 | 0 | 574.5623 | 0.023765 | 574.0858 | -0.0015509 | 574.0858 | #REF! | 516.6471 | 0.00036398 | 574.5623 | 0 | 568.86 | 0.011275 | 574.5623 | 0.0083562 | 515.5649 | 4.1004 | 574.5623 | 0.03788 | 568.86 | -0.00094161 | 574.5623 | 0.1999 | 568.86 | -0.0037746 | 574.5623 | 0.54873 | 516.6471 | 0.00045102 | 574.5623 | 0.070283 | 516.6471 | 0.00042704 | 574.5623 | 0.033305 | 574.0858 | -0.0024858 | 776.2263 | 4.251 | 574.0858 | -0.0035731 | 775.5236 | 0 | 776.2263 | 0.023784 | 574.0858 | 1.3081 | 574.5623 | 2.5061
|  | 515.6794 | 0.00086279 | 574.79 | 0.092627 | 574.3139 | 0.052772 | 515.6794 | 0.020729 | 574.79 | 0.042509 | 574.3139 | 0.021503 | 574.3139 | #REF! | 516.7643 | 0.00016746 | 574.79 | 0.037936 | 569.09 | 0.004558 | 574.79 | 0.018306 | 515.6794 | 4.0953 | 574.79 | 0.042253 | 569.09 | 0.0013882 | 574.79 | 0.19891 | 569.09 | 0.0024994 | 574.79 | 0.57176 | 516.7643 | 0.00022642 | 574.79 | 0.086089 | 516.7643 | 0.00019357 | 574.79 | 0.057235 | 574.3139 | 0.016703 | 776.3917 | 4.2377 | 574.3139 | 0.0048304 | 775.689 | 0.00032174 | 776.3917 | 0.022297 | 574.3139 | 1.3033 | 574.79 | 2.5039
|  | 515.7939 | 0 | 575.0178 | 0.058704 | 574.5419 | 0.044033 | 515.7939 | 0 | 575.0178 | 0.018671 | 574.5419 | -0.018856 | 574.5419 | #REF! | 516.8815 | 0.00033659 | 575.0178 | 0 | 569.32 | -0.028548 | 575.0178 | 0.0086871 | 515.7939 | 4.0791 | 575.0178 | 0.036978 | 569.32 | -0.00035917 | 575.0178 | 0.19452 | 569.32 | -0.00056109 | 575.0178 | 0.57691 | 516.8815 | 0.00044755 | 575.0178 | 0.079262 | 516.8815 | 0.00033694 | 575.0178 | 0.037498 | 574.5419 | -0.0038991 | 776.557 | 4.2905 | 574.5419 | -0.0031007 | 775.8544 | 0 | 776.557 | 0.023598 | 574.5419 | 1.3055 | 575.0178 | 2.5023
|  | 515.9085 | 0.0081099 | 575.2455 | 0.091269 | 574.77 | 0.045843 | 515.9085 | 0.01987 | 575.2455 | 0.025943 | 574.77 | 0.042335 | 574.77 | #REF! | 516.9987 | 0.00017007 | 575.2455 | 0.032103 | 569.55 | 0.019911 | 575.2455 | 0.022693 | 515.9085 | 4.1447 | 575.2455 | 0.040859 | 569.55 | 0.003485 | 575.2455 | 0.19325 | 569.55 | -0.0028565 | 575.2455 | 0.60337 | 516.9987 | 0.00022444 | 575.2455 | 0.096394 | 516.9987 | 0.00014337 | 575.2455 | 0.053287 | 574.77 | 0.0083804 | 776.7223 | 4.2628 | 574.77 | 0.008641 | 776.0198 | 0.00010725 | 776.7223 | 0.022437 | 574.77 | 1.31 | 575.2455 | 2.4952
|  | 516.023 | 0 | 575.4733 | 0.07784 | 574.9981 | 0.036672 | 516.023 | 0 | 575.4733 | 0.014427 | 574.9981 | -0.018315 | 574.9981 | #REF! | 517.1159 | 0.00035261 | 575.4733 | 0.0019304 | 569.77 | -0.0064771 | 575.4733 | 0.010054 | 516.023 | 4.1444 | 575.4733 | 0.035023 | 569.77 | 0.0093092 | 575.4733 | 0.18797 | 569.77 | -0.0092835 | 575.4733 | 0.61103 | 517.1159 | 0.00042063 | 575.4733 | 0.082204 | 517.1159 | 0.0003169 | 575.4733 | 0.038485 | 574.9981 | 0.0019317 | 776.8876 | 4.2931 | 574.9981 | 0.0028147 | 776.1852 | 0 | 776.8876 | 0.024109 | 574.9981 | 1.2914 | 575.4733 | 2.4934
|  | 516.1375 | 0.011689 | 575.701 | 0.088987 | 575.2262 | 0.042639 | 516.1375 | 0.005135 | 575.701 | 0.029068 | 575.2262 | 0.018427 | 575.2262 | #REF! | 517.2331 | 0.00018292 | 575.701 | 0.025599 | 570 | 0.024709 | 575.701 | 0.02304 | 516.1375 | 4.1504 | 575.701 | 0.03881 | 570 | -0.002689 | 575.701 | 0.18854 | 570 | -0.0011732 | 575.701 | 0.63551 | 517.2331 | 0.00020033 | 575.701 | 0.093675 | 517.2331 | 0.00017352 | 575.7011 | 0.058961 | 575.2262 | 0.014942 | 777.053 | 4.3217 | 575.2262 | 0.0057604 | 776.3506 | 0.00053624 | 777.053 | 0.02318 | 575.2262 | 1.3004 | 575.701 | 2.4904
|  | 516.252 | 0 | 575.9288 | 0.058718 | 575.4543 | 0.049219 | 516.252 | 0 | 575.9288 | 0.015352 | 575.4543 | -0.0036589 | 575.4543 | #REF! | 517.3503 | 0.00035522 | 575.9288 | 0 | 570.23 | -0.022789 | 575.9288 | 0.0093654 | 516.252 | 4.2176 | 575.9288 | 0.034589 | 570.23 | -0.002689 | 575.9288 | 0.1837 | 570.23 | -0.0057639 | 575.9288 | 0.64522 | 517.3503 | 0.0003957 | 575.9288 | 0.080869 | 517.3503 | 0.00035698 | 575.9288 | 0.041939 | 575.4543 | -0.0037453 | 777.2183 | 4.3306 | 575.4543 | -0.0061124 | 776.516 | 0 | 777.2183 | 0.025084 | 575.4543 | 1.3005 | 575.9288 | 2.4879
|  | 516.3666 | 0 | 576.1566 | 0.090131 | 575.6825 | 0.042787 | 516.3666 | 0.0091104 | 576.1566 | 0.033906 | 575.6825 | 0.017964 | 575.6825 | #REF! | 517.4675 | 0.00017342 | 576.1566 | 0.031251 | 570.46 | 0.0040782 | 576.1566 | 0.019218 | 516.3666 | 4.1755 | 576.1566 | 0.038757 | 570.46 | 0.003019 | 576.1566 | 0.18213 | 570.46 | 0.0017343 | 576.1566 | 0.66708 | 517.4675 | 0.00020115 | 576.1566 | 0.099554 | 517.4675 | 0.00019357 | 576.1566 | 0.064636 | 575.6825 | 0.0091078 | 777.3836 | 4.3592 | 575.6825 | 0.00051618 | 776.6814 | 0.00053624 | 777.3836 | 0.023923 | 575.6825 | 1.3036 | 576.1566 | 2.4857
|  | 516.4811 | 0 | 576.3844 | 0.067434 | 575.9106 | 0.044746 | 516.4811 | 0 | 576.3844 | 0.024985 | 575.9106 | -0.011857 | 575.9106 | #REF! | 517.5847 | 0.00033734 | 576.3844 | 0.0065635 | 570.69 | -0.0016793 | 576.3844 | 0.010188 | 516.4811 | 4.1711 | 576.3844 | 0.031874 | 570.69 | 0.00068922 | 576.3844 | 0.17767 | 570.69 | 0.0081613 | 576.3844 | 0.67903 | 517.5847 | 0.00042295 | 576.3844 | 0.090816 | 517.5847 | 0.00033694 | 576.3844 | 0.042433 | 575.9106 | 0.0013304 | 777.549 | 4.3993 | 575.9106 | -0.0058884 | 776.8468 | 0 | 777.549 | 0.025456 | 575.9106 | 1.2919 | 576.3844 | 2.4861
|  | 516.5956 | 0.0041166 | 576.6122 | 0.079114 | 576.1388 | 0.043788 | 516.5956 | 0.015284 | 576.6122 | 0.046041 | 576.1388 | 0.044491 | 576.1388 | #REF! | 517.7019 | 0.00016615 | 576.6122 | 0.024323 | 570.92 | 0.02375 | 576.6122 | 0.017186 | 516.5956 | 4.1965 | 576.6122 | 0.039079 | 570.92 | -0.00035917 | 576.6122 | 0.17768 | 570.92 | -0.0017853 | 576.6122 | 0.7042 | 517.7019 | 0.00022642 | 576.6122 | 0.10827 | 517.7019 | 0.00015348 | 576.6122 | 0.063895 | 576.1387 | 0.017059 | 777.7143 | 4.3888 | 576.1388 | 0.005035 | 777.0122 | 0.0007506 | 777.7143 | 0.024016 | 576.1387 | 1.2932 | 576.6122 | 2.4821
|  | 516.7102 | 0 | 576.84 | 0.087445 | 576.3669 | 0.038686 | 516.7102 | 0 | 576.84 | 0.021081 | 576.3669 | -0.0090086 | 576.3669 | #REF! | 517.8191 | 0.00034162 | 576.84 | 0 | 571.14 | -0.032866 | 576.84 | 0.0029035 | 516.7102 | 4.1791 | 576.84 | 0.031248 | 571.14 | 0.0013882 | 576.84 | 0.17066 | 571.14 | -0.005917 | 576.84 | 0.71581 | 517.8191 | 0.00044227 | 576.84 | 0.095414 | 517.8191 | 0.000327 | 576.84 | 0.048107 | 576.3669 | -0.0054885 | 777.8797 | 4.4269 | 576.3669 | -0.013491 | 777.1776 | 0 | 777.8797 | 0.02541 | 576.3669 | 1.2838 | 576.84 | 2.4826
|  | 516.8247 | 0.0081099 | 577.0679 | 0.10375 | 576.5951 | 0.048926 | 516.8247 | 0.0071227 | 577.0679 | 0.058357 | 576.5951 | 0.035413 | 576.5951 | #REF! | 517.9364 | 0.00017789 | 577.0679 | 0.029978 | 571.37 | 0.0069569 | 577.0679 | 0.020183 | 516.8247 | 4.1543 | 577.0679 | 0.036675 | 571.37 | 0.0075623 | 577.0679 | 0.17173 | 571.37 | 0.0051009 | 577.0679 | 0.74339 | 517.9364 | 0.00021965 | 577.0679 | 0.11278 | 517.9364 | 0.00018688 | 577.0679 | 0.06957 | 576.5951 | 0.016059 | 778.045 | 4.4602 | 576.5951 | 0.005706 | 777.3431 | 0.00053624 | 778.045 | 0.024202 | 576.5951 | 1.2922 | 577.0679 | 2.4785
|  | 516.9393 | 0 | 577.2957 | 0.057399 | 576.8233 | 0.040469 | 516.9393 | 0 | 577.2957 | -0.0083685 | 576.8233 | -0.018626 | 576.8233 | #REF! | 518.0536 | 0.00036994 | 577.2957 | 0 | 571.6 | -0.0098357 | 577.2957 | 0.0041068 | 516.9393 | 4.1583 | 577.2957 | 0.030211 | 571.6 | -0.010261 | 577.2957 | 0.16558 | 571.6 | 0.0052539 | 577.2957 | 0.75176 | 518.0536 | 0.00043368 | 577.2957 | 0.098858 | 518.0536 | 0.00041025 | 577.2957 | 0.050327 | 576.8233 | -0.0030391 | 778.2104 | 4.4173 | 576.8233 | -0.00057281 | 777.5085 | 0 | 778.2104 | 0.02606 | 576.8233 | 1.2706 | 577.2957 | 2.4767
|  | 517.0539 | 0.005004 | 577.5236 | 0.080224 | 577.0515 | 0.048666 | 517.0539 | 0.014711 | 577.5236 | 0.033051 | 577.0515 | 0.032493 | 577.0515 | #REF! | 518.1708 | 0.00019689 | 577.5236 | 0.022794 | 571.83 | -0.02375 | 577.5236 | 0.020139 | 517.0539 | 4.1678 | 577.5236 | 0.036611 | 571.83 | 0.0077949 | 577.5236 | 0.16663 | 571.83 | 0.0090795 | 577.5236 | 0.78394 | 518.1708 | 0.00021651 | 577.5236 | 0.11726 | 518.1708 | 0.0002268 | 577.5236 | 0.070556 | 577.0515 | 0.023824 | 778.3758 | 4.4463 | 577.0515 | 0.0082363 | 777.6739 | 0.0009651 | 778.3758 | 0.024806 | 577.0515 | 1.2821 | 577.5236 | 2.4706
|  | 517.1684 | 0 | 577.7515 | 0.050256 | 577.2797 | 0.044301 | 517.1684 | 0 | 577.7515 | 0.0091743 | 577.2797 | -0.02616 | 577.2797 | #REF! | 518.2881 | 0.0003826 | 577.7514 | 0 | 572.06 | -0.017992 | 577.7514 | 0.0063325 | 517.1684 | 4.1771 | 577.7514 | 0.029382 | 572.06 | 0.00033976 | 577.7515 | 0.16101 | 572.06 | -0.0045398 | 577.7514 | 0.79451 | 518.2881 | 0.00040825 | 577.7514 | 0.10525 | 518.2881 | 0.000407 | 577.7515 | 0.058468 | 577.2797 | -0.0064534 | 778.5411 | 4.4431 | 577.2797 | 0.002967 | 777.8394 | 0 | 778.5411 | 0.026385 | 577.2797 | 1.2754 | 577.7515 | 2.4704
|  | 517.283 | 0.0051518 | 577.9793 | 0.077123 | 577.5079 | 0.045823 | 517.283 | 0.015284 | 577.9793 | 0.030117 | 577.5079 | 0.048266 | 577.5079 | #REF! | 518.4053 | 0.00018907 | 577.9793 | 0.024959 | 572.29 | 0.0064771 | 577.9793 | 0.020576 | 517.283 | 4.1912 | 577.9793 | 0.03602 | 572.29 | 0.0018541 | 577.9793 | 0.16058 | 572.29 | 0.0023464 | 577.9793 | 0.82253 | 518.4053 | 0.00019339 | 577.9793 | 0.123 | 518.4053 | 0.00018346 | 577.9793 | 0.071296 | 577.5079 | 0.022195 | 778.7065 | 4.4556 | 577.5079 | 0.0042494 | 778.0048 | 0.00053624 | 778.7065 | 0.025084 | 577.5079 | 1.2681 | 577.9793 | 2.4634
|  | 517.3976 | 0 | 578.2072 | 0.062222 | 577.7362 | 0.044021 | 517.3976 | 0 | 578.2072 | 0.015642 | 577.7362 | -0.02352 | 577.7362 | #REF! | 518.5225 | 0.00037068 | 578.2072 | 0.0041896 | 572.51 | -0.012235 | 578.2072 | 0.004995 | 517.3976 | 4.1441 | 578.2072 | 0.029598 | 572.51 | -0.01096 | 578.2072 | 0.1555 | 572.51 | 0.00020403 | 578.2072 | 0.83697 | 518.5225 | 0.00041056 | 578.2072 | 0.11041 | 518.5225 | 0.00037702 | 578.2072 | 0.057481 | 577.7361 | -0.0041866 | 778.8719 | 4.4866 | 577.7362 | -0.0088372 | 778.1703 | 0 | 778.8719 | 0.027221 | 577.7361 | 1.2676 | 578.2072 | 2.4573
|  | 517.5122 | 0.0017502 | 578.4351 | 0.07939 | 577.9644 | 0.039945 | 517.5122 | 0.013756 | 578.4351 | 0.051086 | 577.9644 | 0.044874 | 577.9644 | #REF! | 518.6398 | 0.00018478 | 578.4351 | 0.029101 | 572.74 | 0.0064771 | 578.4351 | 0.020849 | 517.5122 | 4.0906 | 578.4351 | 0.033611 | 572.74 | 0.006397 | 578.4351 | 0.15491 | 572.74 | 0.012752 | 578.4351 | 0.86557 | 518.6398 | 0.00022229 | 578.4351 | 0.1288 | 518.6398 | 0.00019357 | 578.4351 | 0.075737 | 577.9644 | 0.021381 | 779.0373 | 4.4736 | 577.9644 | 0.012723 | 778.3357 | 0.00053624 | 779.0373 | 0.026292 | 577.9644 | 1.2678 | 578.4351 | 2.4519
|  | 517.6267 | 0 | 578.663 | 0.054148 | 578.1927 | 0.036762 | 517.6267 | 0 | 578.663 | 0.024095 | 578.1927 | -0.016489 | 578.1927 | #REF! | 518.757 | 0.00037683 | 578.663 | 0.0045305 | 572.97 | -0.02183 | 578.663 | 0.0073139 | 517.6267 | 4.1157 | 578.663 | 0.02688 | 572.97 | -0.0054848 | 578.663 | 0.15057 | 572.97 | 0.0077024 | 578.663 | 0.87761 | 518.757 | 0.00044987 | 578.663 | 0.117 | 518.757 | 0.00034687 | 578.663 | 0.064882 | 578.1927 | 0.0014625 | 779.2026 | 4.5024 | 578.1927 | -0.0084759 | 778.5012 | 0 | 779.2026 | 0.027918 | 578.1927 | 1.2642 | 578.663 | 2.451
|  | 517.7413 | 0.0061872 | 578.8909 | 0.067299 | 578.4209 | 0.046177 | 517.7413 | 0.0094417 | 578.8909 | 0.054407 | 578.4209 | 0.035395 | 578.4209 | #REF! | 518.8743 | 0.00019223 | 578.891 | 0.017751 | 573.2 | -0.0016793 | 578.891 | 0.019851 | 517.7413 | 4.0629 | 578.891 | 0.031019 | 573.2 | 0.0022036 | 578.8909 | 0.15062 | 573.2 | -0.0014792 | 578.891 | 0.90584 | 518.8743 | 0.00023369 | 578.891 | 0.13661 | 518.8743 | 0.00015348 | 578.8909 | 0.080424 | 578.4209 | 0.016952 | 779.3681 | 4.5264 | 578.4209 | 0.0047684 | 778.6667 | 0.00032174 | 779.3681 | 0.026199 | 578.4209 | 1.2655 | 578.8909 | 2.445
|  | 517.8559 | 0 | 579.1189 | 0.076089 | 578.6492 | 0.04429 | 517.8559 | 0 | 579.1189 | 0.034526 | 578.6492 | -0.0097311 | 578.6492 | #REF! | 518.9915 | 0.00039601 | 579.1189 | 0.0032701 | 573.43 | 0.014154 | 579.1189 | 0.0089057 | 517.8559 | 4.097 | 579.1189 | 0.028471 | 573.43 | -0.0065332 | 579.1189 | 0.14492 | 573.43 | 0.0054069 | 579.1189 | 0.92334 | 518.9915 | 0.00043054 | 579.1189 | 0.12413 | 518.9915 | 0.000327 | 579.1189 | 0.061182 | 578.6492 | 0.00096344 | 779.5334 | 4.5153 | 578.6492 | -0.0053676 | 778.8321 | 0 | 779.5334 | 0.027221 | 578.6492 | 1.2383 | 579.1189 | 2.4439
|  | 517.9705 | 0.0060393 | 579.3469 | 0.07517 | 578.8775 | 0.046598 | 517.9705 | 0.0066257 | 579.3469 | 0.020615 | 578.8775 | 0.041017 | 578.8775 | #REF! | 519.1088 | 0.00020415 | 579.3468 | 0.022454 | 573.66 | 0.011275 | 579.3468 | 0.018723 | 517.9705 | 4.059 | 579.3468 | 0.030754 | 573.66 | 0.00092222 | 579.3469 | 0.14659 | 573.66 | -0.0022444 | 579.3468 | 0.95949 | 519.1088 | 0.00020561 | 579.3468 | 0.14292 | 519.1088 | 0.00017678 | 579.3469 | 0.085358 | 578.8775 | 0.010399 | 779.6988 | 4.5111 | 578.8775 | 0.0028563 | 778.9976 | 0.0007506 | 779.6988 | 0.025781 | 578.8775 | 1.2648 | 579.3469 | 2.4414
|  | 518.0851 | 0 | 579.5748 | 0.053345 | 579.1058 | 0.039251 | 518.0851 | 0 | 579.5748 | 0.0087639 | 579.1058 | 0.00076273 | 579.1058 | #REF! | 519.2261 | 0.00039583 | 579.5748 | 0.0065653 | 573.88 | -0.0074367 | 579.5748 | 0.0014361 | 518.0851 | 4.0108 | 579.5748 | 0.025743 | 573.88 | -0.0051353 | 579.5748 | 0.1409 | 573.88 | 0.0066312 | 579.5748 | 0.97838 | 519.2261 | 0.00040792 | 579.5748 | 0.13749 | 519.2261 | 0.00036024 | 579.5748 | 0.073763 | 579.1058 | 0.0055934 | 779.8642 | 4.4969 | 579.1058 | -0.012396 | 779.1631 | 0 | 779.8642 | 0.027453 | 579.1058 | 1.2457 | 579.5748 | 2.44
|  | 518.1997 | 0.0089723 | 579.8028 | 0.083102 | 579.3341 | 0.04162 | 518.1997 | 0.011559 | 579.8028 | 0.032726 | 579.3341 | 0.035421 | 579.3341 | #REF! | 519.3433 | 0.0001926 | 579.8028 | 0.031226 | 574.11 | 0.029026 | 579.8028 | 0.016597 | 518.1997 | 4.0378 | 579.8028 | 0.030296 | 574.11 | 0.0016211 | 579.8028 | 0.14017 | 574.11 | -0.00040807 | 579.8028 | 1.004 | 519.3433 | 0.00020957 | 579.8028 | 0.15505 | 519.3433 | 0.00018688 | 579.8028 | 0.089799 | 579.3341 | 0.014984 | 780.0296 | 4.5156 | 579.3341 | 0.0047174 | 779.3286 | 0.00010725 | 780.0296 | 0.026524 | 579.3341 | 1.2505 | 579.8028 | 2.4335
|  | 518.3143 | 0 | 580.0308 | 0.079775 | 579.5625 | 0.038943 | 518.3143 | 0 | 580.0308 | 0.013686 | 579.5625 | -0.016568 | 579.5625 | #REF! | 519.4606 | 0.00039042 | 580.0308 | 0.0099381 | 574.34 | -0.010795 | 580.0308 | 0.0072244 | 518.3143 | 4.0375 | 580.0308 | 0.024993 | 574.34 | 0.0093092 | 580.0308 | 0.13466 | 574.34 | 0.0098449 | 580.0308 | 1.0224 | 519.4606 | 0.00040263 | 580.0308 | 0.13909 | 519.4606 | 0.00039038 | 580.0308 | 0.07475 | 579.5625 | -0.002344 | 780.1951 | 4.5074 | 579.5625 | -0.0047605 | 779.4941 | 0 | 780.1951 | 0.027639 | 579.5625 | 1.2407 | 580.0308 | 2.4297
|  | 518.4289 | 0.010454 | 580.2588 | 0.082857 | 579.7908 | 0.047589 | 518.4289 | 0.0054662 | 580.2588 | 0.023302 | 579.7908 | 0.033467 | 579.7908 | #REF! | 519.5779 | 0.00021458 | 580.2588 | 0.023381 | 574.57 | 0.0069569 | 580.2588 | 0.020073 | 518.4289 | 4.0283 | 580.2588 | 0.032171 | 574.57 | 0.010241 | 580.2588 | 0.13738 | 574.57 | 0.01872 | 580.2588 | 1.0582 | 519.5779 | 0.00025103 | 580.2588 | 0.16342 | 519.5779 | 0.00028863 | 580.2588 | 0.097447 | 579.7908 | 0.020973 | 780.3605 | 4.5128 | 579.7908 | -0.0032038 | 779.6595 | 0.00010725 | 780.3605 | 0.028011 | 579.7908 | 1.2441 | 580.2588 | 2.4256
|  | 518.5435 | 0 | 580.4868 | 0.088625 | 580.0192 | 0.049116 | 518.5435 | 0 | 580.4868 | 0.022477 | 580.0192 | 0.032042 | 580.0192 | #REF! | 519.6951 | 0.00024718 | 580.4868 | 0.027838 | 574.8 | 0.0079165 | 580.4868 | 0.015634 | 518.5435 | 3.9992 | 580.4868 | 0.029076 | 574.8 | 0.0015046 | 580.4868 | 0.13289 | 574.8 | -0.00056109 | 580.4868 | 1.1127 | 519.6951 | 0.00030486 | 580.4868 | 0.16825 | 519.6951 | 0.000327 | 580.4868 | 0.10485 | 580.0192 | 0.017539 | 780.5259 | 4.5295 | 580.0192 | 0.0048765 | 779.8251 | 0 | 780.5259 | 0.028475 | 580.0192 | 1.2335 | 580.4868 | 2.4253
|  | 518.6581 | 0.0069267 | 580.7148 | 0.05981 | 580.2475 | 0.035904 | 518.6581 | 0.010794 | 580.7148 | 0.0254 | 580.2475 | -0.017459 | 580.2475 | #REF! | 519.8124 | 7.5999e-05 | 580.7148 | 0 | 575.03 | -0.020872 | 580.7148 | 0.0037634 | 518.6581 | 3.9772 | 580.7148 | 0.024447 | 575.03 | 0.0020871 | 580.7148 | 0.12632 | 575.03 | 0.0073959 | 580.7148 | 1.142 | 519.8124 | 0.00016614 | 580.7148 | 0.15648 | 519.8124 | 0.00018175 | 580.7148 | 0.077217 | 580.2475 | 0.0060479 | 780.6913 | 4.5329 | 580.2475 | -0.0067405 | 779.9905 | 0 | 780.6913 | 0.029172 | 580.2475 | 1.2252 | 580.7148 | 2.4177
|  | 518.7727 | 0.0013333 | 580.9428 | 0.07179 | 580.4759 | 0.044691 | 518.7727 | 0 | 580.9428 | 0.016128 | 580.4759 | 0.025868 | 580.4759 | #REF! | 519.9297 | 0.00010096 | 580.9428 | 0.025546 | 575.26 | 0.015593 | 580.9428 | 0.019654 | 518.7727 | 3.9749 | 580.9428 | 0.030943 | 575.26 | 0.0020871 | 580.9428 | 0.12928 | 575.26 | 0.01214 | 580.9428 | 1.1741 | 519.9297 | 0.00015111 | 580.9428 | 0.17252 | 519.9297 | 0.0001701 | 580.9428 | 0.1083 | 580.4759 | 0.022806 | 780.8568 | 4.5385 | 580.4759 | 0.0039862 | 780.1561 | 0 | 780.8568 | 0.027825 | 580.4759 | 1.2288 | 580.9428 | 2.4184
|  | 518.8874 | 0.0061872 | 581.1709 | 0.052261 | 580.7043 | 0.038384 | 518.8874 | 0.005135 | 581.1709 | -0.003135 | 580.7043 | -0.023976 | 580.7043 | #REF! | 520.047 | 9.5371e-05 | 581.1709 | 0.0068928 | 575.48 | 0.017032 | 581.1709 | 0.0041659 | 518.8874 | 3.9007 | 581.1709 | 0.022191 | 575.48 | -0.0035044 | 581.1709 | 0.1227 | 575.48 | 0.011222 | 581.1709 | 1.1886 | 520.047 | 0.00013641 | 581.1709 | 0.16623 | 520.047 | 0.00015348 | 581.1709 | 0.091773 | 580.7043 | 0.0048111 | 781.0222 | 4.5369 | 580.7043 | -0.0038995 | 780.3216 | 0 | 781.0222 | 0.029219 | 580.7043 | 1.2152 | 581.1709 | 2.4163
|  | 519.002 | 0 | 581.3989 | 0.078198 | 580.9327 | 0.047312 | 519.002 | 0 | 581.3989 | 0.032259 | 580.9327 | 0.025413 | 580.9327 | #REF! | 520.1643 | 0.00010245 | 581.3989 | 0.0098722 | 575.71 | -0.0002399 | 581.3989 | 0.018098 | 519.002 | 3.9109 | 581.3989 | 0.028357 | 575.71 | -0.002456 | 581.3989 | 0.12426 | 575.71 | 0.011528 | 581.3989 | 1.2323 | 520.1643 | 0.00012948 | 581.3989 | 0.18736 | 520.1643 | 0.00014851 | 581.3989 | 0.11595 | 580.9327 | 0.018432 | 781.1876 | 4.5133 | 580.9327 | -0.0013023 | 780.4871 | 0 | 781.1876 | 0.028475 | 580.9327 | 1.227 | 581.3989 | 2.4111
|  | 519.1166 | 0.0073704 | 581.627 | 0.068147 | 581.1611 | 0.034187 | 519.1166 | 0.016048 | 581.627 | 0.014662 | 581.1611 | -0.0054982 | 581.1611 | #REF! | 520.2816 | 8.7175e-05 | 581.627 | 0.0052338 | 575.94 | -0.025189 | 581.627 | 0.0071414 | 519.1166 | 3.8572 | 581.627 | 0.022104 | 575.94 | -0.0097949 | 581.627 | 0.12079 | 575.94 | 0.0054069 | 581.627 | 1.2594 | 520.2816 | 0.00013228 | 581.627 | 0.17755 | 520.2816 | 0.00011837 | 581.627 | 0.09424 | 581.1611 | -0.0023527 | 781.3531 | 4.4982 | 581.1611 | -0.0046857 | 780.6526 | 0 | 781.3531 | 0.030333 | 581.1611 | 1.2194 | 581.627 | 2.4144
|  | 519.2313 | 0 | 581.8551 | 0.095832 | 581.3895 | 0.040431 | 519.2313 | 0 | 581.8551 | 0.038353 | 581.3895 | 0.022312 | 581.3895 | #REF! | 520.3989 | 7.8979e-05 | 581.8551 | 0.026809 | 576.17 | -0.0083963 | 581.8551 | 0.017171 | 519.2313 | 3.7949 | 581.8551 | 0.027192 | 576.17 | -9.7074e-06 | 581.8551 | 0.12099 | 576.17 | 0.014282 | 581.8551 | 1.3032 | 520.3989 | 0.00012238 | 581.8551 | 0.19784 | 520.3989 | 0.00019357 | 581.8551 | 0.11916 | 581.3895 | 0.02586 | 781.5185 | 4.487 | 581.3895 | 0.0034912 | 780.8181 | 0 | 781.5185 | 0.029497 | 581.3895 | 1.2287 | 581.8551 | 2.4101
|  | 519.3459 | 0.0030813 | 582.0832 | 0.060371 | 581.618 | 0.031523 | 519.3459 | 0.011272 | 582.0832 | 0.0040524 | 581.618 | -0.0028539 | 581.618 | #REF! | 520.5162 | 7.5999e-05 | 582.0832 | 0 | 576.4 | -0.020872 | 582.0832 | 0.0066803 | 519.3459 | 3.7293 | 582.0832 | 0.019717 | 576.4 | -9.7074e-06 | 582.0832 | 0.1171 | 576.4 | 0.033257 | 582.0832 | 1.327 | 520.5162 | 0.00013113 | 582.0832 | 0.18485 | 520.5162 | 0.00019682 | 582.0832 | 0.10238 | 581.618 | -0.003479 | 781.684 | 4.4535 | 581.618 | 0.00037246 | 780.9836 | 0 | 781.684 | 0.031077 | 581.618 | 1.2254 | 582.0832 | 2.4093
|  | 519.4606 | 0 | 582.3113 | 0.062139 | 581.8464 | 0.044147 | 519.4606 | 0 | 582.3113 | 0.030498 | 581.8464 | 0.03242 | 581.8464 | #REF! | 520.6335 | 7.4136e-05 | 582.3113 | 0.021909 | 576.63 | -0.02183 | 582.3113 | 0.02077 | 519.4606 | 3.7217 | 582.3113 | 0.02637 | 576.63 | 0.0032519 | 582.3113 | 0.11786 | 576.63 | 0.03035 | 582.3113 | 1.375 | 520.6335 | 0.00013063 | 582.3113 | 0.20323 | 520.6335 | 0.00019014 | 582.3113 | 0.12212 | 581.8464 | 0.025453 | 781.8494 | 4.4507 | 581.8464 | 0.0046592 | 781.1492 | 0 | 781.8494 | 0.030101 | 581.8464 | 1.2226 | 582.3113 | 2.4036
|  | 519.5752 | 0.0047082 | 582.5394 | 0.071141 | 582.0749 | 0.035747 | 519.5752 | 0.016717 | 582.5394 | 0.014611 | 582.0749 | -0.012854 | 582.0749 | #REF! | 520.7508 | 8.1587e-05 | 582.5394 | 0.00011603 | 576.85 | -0.011755 | 582.5394 | 0.0055475 | 519.5752 | 3.6925 | 582.5394 | 0.019375 | 576.85 | -0.010261 | 582.5394 | 0.11144 | 576.85 | 0.036624 | 582.5394 | 1.4003 | 520.7508 | 0.0001483 | 582.5394 | 0.20057 | 520.7508 | 0.000105 | 582.5394 | 0.11077 | 582.0749 | 9.2294e-05 | 782.0149 | 4.4609 | 582.0749 | -0.010337 | 781.3147 | 0 | 782.0149 | 0.031495 | 582.0749 | 1.2103 | 582.5394 | 2.4011
|  | 519.6898 | 0 | 582.7675 | 0.099374 | 582.3033 | 0.040697 | 519.6898 | 0 | 582.7675 | 0.03016 | 582.3033 | 0.020304 | 582.3033 | #REF! | 520.8681 | 6.7244e-05 | 582.7675 | 0.015996 | 577.08 | -0.0093559 | 582.7675 | 0.016615 | 519.6898 | 3.6617 | 582.7675 | 0.024981 | 577.08 | -0.0040868 | 582.7675 | 0.1144 | 577.08 | 0.038001 | 582.7675 | 1.4412 | 520.8681 | 0.00012766 | 582.7675 | 0.22303 | 520.8681 | 0.00012847 | 582.7675 | 0.13198 | 582.3033 | 0.023417 | 782.1803 | 4.5043 | 582.3033 | 0.0044725 | 781.4802 | 0 | 782.1803 | 0.03038 | 582.3033 | 1.2083 | 582.7675 | 2.398
|  | 519.8045 | 0.003377 | 582.9957 | 0.06177 | 582.5318 | 0.036548 | 519.8045 | 0.010126 | 582.9957 | -0.001685 | 582.5318 | 0.020041 | 582.5318 | #REF! | 520.9854 | 8.1959e-05 | 582.9956 | 0 | 577.31 | -0.0016793 | 582.9956 | 0.005954 | 519.8045 | 3.6283 | 582.9956 | 0.019851 | 577.31 | -0.0010581 | 582.9957 | 0.1089 | 577.31 | 0.049325 | 582.9956 | 1.4787 | 520.9854 | 0.00012072 | 582.9956 | 0.21651 | 520.9854 | 0.00014337 | 582.9957 | 0.11644 | 582.5318 | 0.0054525 | 782.3458 | 4.45 | 582.5318 | -0.0037163 | 781.6458 | 0 | 782.3458 | 0.032331 | 582.5318 | 1.2054 | 582.9957 | 2.3973
|  | 519.9192 | 0 | 583.2238 | 0.081559 | 582.7603 | 0.040062 | 519.9192 | 0 | 583.2238 | 0.021687 | 582.7603 | 0.027012 | 582.7603 | #REF! | 521.1027 | 9.4999e-05 | 583.2238 | 0.01986 | 577.54 | -0.0074367 | 583.2238 | 0.020265 | 519.9192 | 3.5619 | 583.2238 | 0.024742 | 577.54 | -0.0037373 | 583.2238 | 0.11078 | 577.54 | 0.047642 | 583.2238 | 1.528 | 521.1027 | 0.00011891 | 583.2238 | 0.23372 | 521.1027 | 0.00019357 | 583.2238 | 0.14161 | 582.7603 | 0.023621 | 782.5113 | 4.4571 | 582.7603 | 9.6143e-05 | 781.8113 | 0 | 782.5113 | 0.031681 | 582.7603 | 1.2183 | 583.2238 | 2.3973
|  | 520.0338 | 0.0097132 | 583.452 | 0.068367 | 582.9888 | 0.039044 | 520.0338 | 0.010794 | 583.452 | 0.011248 | 582.9888 | -0.030296 | 582.9888 | #REF! | 521.2201 | 0.00012238 | 583.452 | 0.003715 | 577.77 | -0.0059973 | 583.452 | 0.0062959 | 520.0338 | 3.593 | 583.452 | 0.019189 | 577.77 | 0.00057274 | 583.452 | 0.10666 | 577.77 | 0.067537 | 583.452 | 1.5716 | 521.2201 | 0.00012683 | 583.452 | 0.21972 | 521.2201 | 0.00011837 | 583.452 | 0.12113 | 582.9888 | 0.015767 | 782.6768 | 4.4407 | 582.9888 | -0.0057424 | 781.9769 | 0 | 782.6768 | 0.032377 | 582.9888 | 1.2068 | 583.452 | 2.3917
|  | 520.1485 | 0 | 583.6801 | 0.070704 | 583.2173 | 0.029643 | 520.1485 | 0 | 583.6801 | 0.034942 | 583.2173 | 0.047389 | 583.2173 | #REF! | 521.3374 | 0.00010878 | 583.6801 | 0.030537 | 578 | 0.026148 | 583.6801 | 0.019056 | 520.1485 | 3.5162 | 583.6801 | 0.026107 | 578 | 0.0053486 | 583.6801 | 0.10887 | 578 | 0.073195 | 583.6801 | 1.6254 | 521.3374 | 0.00014236 | 583.6801 | 0.24676 | 521.3374 | 0.0001235 | 583.6801 | 0.15147 | 583.2173 | 0.026064 | 782.8423 | 4.4261 | 583.2173 | 0.016058 | 782.1425 | 0 | 782.8423 | 0.030891 | 583.2173 | 1.2149 | 583.6801 | 2.3953
|  | 520.2632 | 0.0060393 | 583.9083 | 0.049737 | 583.4459 | 0.032923 | 520.2632 | 0.015571 | 583.9083 | 0.012883 | 583.4459 | -0.020499 | 583.4459 | #REF! | 521.4547 | 0.00010357 | 583.9083 | 0 | 578.23 | -0.016553 | 583.9083 | 0.0059697 | 520.2632 | 3.4704 | 583.9083 | 0.01986 | 578.23 | -0.011775 | 583.9083 | 0.10417 | 578.23 | 0.089571 | 583.9083 | 1.6622 | 521.4547 | 0.00012832 | 583.9083 | 0.23887 | 521.4547 | 0.00014851 | 583.9083 | 0.13322 | 583.4459 | 0.0075542 | 783.0077 | 4.408 | 583.4459 | -0.0049306 | 782.308 | 0 | 783.0077 | 0.03261 | 583.4459 | 1.2086 | 583.9083 | 2.3938
|  | 520.3778 | 0 | 584.1365 | 0.091556 | 583.6744 | 0.045547 | 520.3778 | 0 | 584.1365 | 0.041252 | 583.6744 | 0.030378 | 583.6744 | #REF! | 521.572 | 9.1087e-05 | 584.1365 | 0.033132 | 578.46 | 0.0083963 | 584.1365 | 0.017329 | 520.3778 | 3.459 | 584.1365 | 0.025754 | 578.46 | -0.0054848 | 584.1365 | 0.10645 | 578.46 | 0.079779 | 584.1365 | 1.7238 | 521.572 | 0.0001161 | 584.1365 | 0.26062 | 521.572 | 0.00020521 | 584.1365 | 0.15764 | 583.6744 | 0.018943 | 783.1732 | 4.3868 | 583.6744 | 0.0076022 | 782.4736 | 0 | 783.1732 | 0.031959 | 583.6744 | 1.2247 | 584.1365 | 2.3962
|  | 520.4925 | 0.0013064 | 584.3647 | 0.063362 | 583.903 | 0.032242 | 520.4925 | 0.015284 | 584.3647 | 0.013612 | 583.903 | -0.0029815 | 583.903 | #REF! | 521.6894 | 9.0714e-05 | 584.3647 | 0.0017108 | 578.68 | -0.02327 | 584.3647 | 0.0059489 | 520.4925 | 3.3943 | 584.3647 | 0.018104 | 578.68 | -0.001757 | 584.3647 | 0.099322 | 578.68 | 0.10273 | 584.3647 | 1.7546 | 521.6894 | 0.00012039 | 584.3647 | 0.24868 | 521.6894 | 0.00016016 | 584.3647 | 0.13865 | 583.903 | 0.011352 | 783.3387 | 4.3868 | 583.903 | -0.0049511 | 782.6391 | 0 | 783.3387 | 0.033353 | 583.903 | 1.2141 | 584.3647 | 2.3917
|  | 520.6072 | 0 | 584.593 | 0.080247 | 584.1315 | 0.043005 | 520.6072 | 0 | 584.593 | 0.048502 | 584.1315 | 0.031123 | 584.1315 | #REF! | 521.8067 | 9.5371e-05 | 584.5929 | 0.030229 | 578.91 | 0.013674 | 584.5929 | 0.019792 | 520.6072 | 3.3801 | 584.5929 | 0.024707 | 578.91 | 0.0039509 | 584.593 | 0.10415 | 578.91 | 0.11038 | 584.5929 | 1.8248 | 521.8067 | 0.00013113 | 584.5929 | 0.27904 | 521.8067 | 0.00011511 | 584.593 | 0.17096 | 584.1315 | 0.025657 | 783.5042 | 4.3901 | 584.1315 | 0.007428 | 782.8047 | 0 | 783.5042 | 0.032099 | 584.1315 | 1.2215 | 584.593 | 2.3906
|  | 520.7219 | 0.0011586 | 584.8212 | 0.061389 | 584.3601 | 0.028486 | 520.7219 | 0.0092761 | 584.8212 | 0.040978 | 584.3601 | -0.00613 | 584.3601 | #REF! | 521.9241 | 8.5871e-05 | 584.8212 | 0.0015494 | 579.14 | -0.028548 | 584.8212 | 0.0022369 | 520.7219 | 3.2967 | 584.8212 | 0.018109 | 579.14 | 0.0012716 | 584.8212 | 0.097484 | 579.14 | 0.16195 | 584.8212 | 1.8691 | 521.9241 | 0.0001445 | 584.8212 | 0.26736 | 521.9241 | 8.1708e-05 | 584.8212 | 0.14654 | 584.3601 | 0.0057808 | 783.6697 | 4.3881 | 584.3601 | -0.00075959 | 782.9703 | 0 | 783.6697 | 0.033771 | 584.3601 | 1.2071 | 584.8212 | 2.3901
|  | 520.8366 | 0 | 585.0494 | 0.059747 | 584.5887 | 0.040087 | 520.8366 | 0 | 585.0494 | 0.052103 | 584.5887 | 0.041069 | 584.5887 | #REF! | 522.0414 | 0.00010189 | 585.0494 | 0.025594 | 579.37 | 0.016073 | 585.0494 | 0.01769 | 520.8366 | 3.2916 | 585.0494 | 0.024474 | 579.37 | 0.0010387 | 585.0494 | 0.10091 | 579.37 | 0.16975 | 585.0494 | 1.929 | 522.0414 | 0.00013641 | 585.0494 | 0.30238 | 522.0414 | 0.00013173 | 585.0494 | 0.18009 | 584.5887 | 0.024842 | 783.8352 | 4.3867 | 584.5887 | 0.0045149 | 783.1359 | 0 | 783.8352 | 0.033028 | 584.5887 | 1.2201 | 585.0494 | 2.3861
|  | 520.9513 | 0.007962 | 585.2776 | 0.064674 | 584.8173 | 0.036982 | 520.9513 | 0.015093 | 585.2776 | 0.0030885 | 584.8173 | -0.011103 | 584.8173 | #REF! | 522.1588 | 8.8479e-05 | 585.2777 | 0 | 579.6 | -0.016073 | 585.2777 | 0.0055678 | 520.9513 | 3.3119 | 585.2777 | 0.018117 | 579.6 | -0.0082806 | 585.2776 | 0.094996 | 579.6 | 0.2002 | 585.2777 | 1.968 | 522.1588 | 0.00014351 | 585.2777 | 0.28629 | 522.1588 | 0.00010346 | 585.2776 | 0.16036 | 584.8173 | 0.010762 | 784.0007 | 4.3523 | 584.8173 | -0.0031403 | 783.3015 | 0 | 784.0007 | 0.034514 | 584.8173 | 1.1948 | 585.2776 | 2.3848
|  | 521.066 | 0 | 585.5059 | 0.11564 | 585.0459 | 0.038835 | 521.066 | 0 | 585.5059 | 0.021457 | 585.0459 | 0.036453 | 585.0459 | #REF! | 522.2761 | 8.9224e-05 | 585.5059 | 0.025334 | 579.83 | -0.019911 | 585.5059 | 0.01741 | 521.066 | 3.2618 | 585.5059 | 0.023343 | 579.83 | 0.003019 | 585.5059 | 0.098257 | 579.83 | 0.20633 | 585.5059 | 2.0276 | 522.2761 | 0.00014583 | 585.5059 | 0.31239 | 522.2761 | 9.3356e-05 | 585.5059 | 0.18799 | 585.0459 | 0.023824 | 784.1662 | 4.3552 | 585.0459 | -0.0066039 | 783.4671 | 0 | 784.1662 | 0.034607 | 585.0459 | 1.2285 | 585.5059 | 2.3798
|  | 521.1807 | 0.0063351 | 585.7342 | 0.05301 | 585.2745 | 0.033185 | 521.1807 | 0.001822 | 585.7342 | -0.0037974 | 585.2745 | -0.022849 | 585.2745 | #REF! | 522.3935 | 8.8851e-05 | 585.7342 | 0.00097118 | 580.06 | -0.0002399 | 585.7342 | 0.0042913 | 521.1807 | 3.2478 | 585.7342 | 0.0174 | 580.06 | -0.0028054 | 585.7342 | 0.091357 | 580.06 | 0.24489 | 585.7342 | 2.0626 | 522.3935 | 0.00015986 | 585.7342 | 0.29898 | 522.3935 | 7.5028e-05 | 585.7342 | 0.16924 | 585.2745 | 0.0085704 | 784.3318 | 4.2758 | 585.2745 | -0.002001 | 783.6327 | 0 | 784.3318 | 0.036512 | 585.2745 | 1.1994 | 585.7342 | 2.3752
|  | 521.2954 | 0 | 585.9625 | 0.08938 | 585.5032 | 0.03988 | 521.2954 | 0 | 585.9625 | 0.049008 | 585.5032 | 0.028586 | 585.5032 | #REF! | 522.5108 | 7.991e-05 | 585.9625 | 0.02243 | 580.28 | 0.0064771 | 585.9625 | 0.017125 | 521.2954 | 3.2646 | 585.9625 | 0.021886 | 580.28 | -0.0080475 | 585.9625 | 0.094093 | 580.28 | 0.25637 | 585.9625 | 2.1209 | 522.5108 | 0.00015722 | 585.9625 | 0.32378 | 522.5108 | 0.00012676 | 585.9625 | 0.19267 | 585.5032 | 0.028915 | 784.4973 | 4.2497 | 585.5032 | -0.0025646 | 783.7983 | 0 | 784.4973 | 0.036233 | 585.5032 | 1.1984 | 585.9625 | 2.3667
|  | 521.4101 | 0 | 586.1908 | 0.047162 | 585.7318 | 0.030952 | 521.4101 | 0.0077853 | 586.1908 | 0.033091 | 585.7318 | -0.011823 | 585.7318 | #REF! | 522.6282 | 9.5371e-05 | 586.1908 | 0 | 580.51 | -0.0016793 | 586.1908 | 0.0023376 | 521.4101 | 3.2245 | 586.1908 | 0.016107 | 580.51 | -0.0050185 | 586.1908 | 0.087733 | 580.51 | 0.311 | 586.1908 | 2.162 | 522.6282 | 0.00015062 | 586.1908 | 0.3122 | 522.6282 | 0.00015177 | 586.1908 | 0.17935 | 585.7318 | 0.0055599 | 784.6628 | 4.2063 | 585.7318 | -0.0067631 | 783.9639 | 0 | 784.6628 | 0.037487 | 585.7318 | 1.1845 | 586.1908 | 2.3625
|  | 521.5249 | 0 | 586.4191 | 0.11883 | 585.9605 | 0.027062 | 521.5249 | 0 | 586.4191 | 0.044354 | 585.9605 | 0.031842 | 585.9605 | #REF! | 522.7456 | 8.4567e-05 | 586.4191 | 0.026742 | 580.74 | 0.011755 | 586.4191 | 0.018344 | 521.5249 | 3.2124 | 586.4191 | 0.022378 | 580.74 | -0.0042033 | 586.4191 | 0.091213 | 580.74 | 0.32003 | 586.4191 | 2.2203 | 522.7456 | 0.00015342 | 586.4191 | 0.33987 | 522.7456 | 0.0001468 | 586.4191 | 0.2092 | 585.9605 | 0.030544 | 784.8284 | 4.2043 | 585.9605 | 0.0061267 | 784.1295 | 0 | 784.8284 | 0.037301 | 585.9605 | 1.1902 | 586.4191 | 2.3625
|  | 521.6396 | 0.0098778 | 586.6474 | 0.045756 | 586.1891 | 0.032945 | 521.6396 | 0.019583 | 586.6474 | 0.020643 | 586.1891 | -0.035824 | 586.1891 | #REF! | 522.8629 | 0.00010766 | 586.6474 | 0 | 580.97 | -0.017032 | 586.6474 | 0.00076053 | 521.6396 | 3.2132 | 586.6474 | 0.015255 | 580.97 | 0.00080569 | 586.6474 | 0.085064 | 580.97 | 0.39026 | 586.6474 | 2.2698 | 522.8629 | 0.00015689 | 586.6474 | 0.33347 | 522.8629 | 0.00012179 | 586.6474 | 0.19415 | 586.1891 | 0.016884 | 784.9939 | 4.2012 | 586.1891 | -0.0017973 | 784.2951 | 0 | 784.9939 | 0.039392 | 586.1891 | 1.1855 | 586.6474 | 2.364
|  | 521.7543 | 0 | 586.8757 | 0.060723 | 586.4178 | 0.040152 | 521.7543 | 0 | 586.8757 | 0.042256 | 586.4178 | 0.033788 | 586.4178 | #REF! | 522.9803 | 9.9655e-05 | 586.8758 | 0.021327 | 581.2 | 0.004558 | 586.8758 | 0.016121 | 521.7543 | 3.2169 | 586.8758 | 0.021701 | 581.2 | -0.0047858 | 586.8757 | 0.087796 | 581.2 | 0.36165 | 586.8758 | 2.3475 | 522.9803 | 0.00015062 | 586.8758 | 0.35771 | 522.9803 | 0.00011168 | 586.8757 | 0.21882 | 586.4178 | 0.028915 | 785.1594 | 4.1968 | 586.4178 | 0.00039092 | 784.4607 | 0 | 785.1594 | 0.038556 | 586.4178 | 1.1915 | 586.8757 | 2.3681
|  | 521.869 | 0.0089723 | 587.1041 | 0.06683 | 586.6465 | 0.026023 | 521.869 | 0.0089448 | 587.1041 | -0.011805 | 586.6465 | -0.020432 | 586.6465 | #REF! | 523.0977 | 0.00010841 | 587.1041 | 0 | 581.43 | -0.031426 | 587.1041 | 0.0079577 | 521.869 | 3.1963 | 587.1041 | 0.013808 | 581.43 | -0.002689 | 587.1041 | 0.08271 | 581.43 | 0.41628 | 587.1041 | 2.4033 | 523.0977 | 0.0001445 | 587.1041 | 0.35291 | 523.0977 | 0.00013687 | 587.1041 | 0.20451 | 586.6465 | 0.010994 | 785.325 | 4.1539 | 586.6465 | 0.0044348 | 784.6264 | 0 | 785.325 | 0.039856 | 586.6465 | 1.183 | 587.1041 | 2.367
|  | 521.9838 | 0 | 587.3325 | 0.084592 | 586.8752 | 0.045231 | 521.9838 | 0 | 587.3325 | 0.038468 | 586.8752 | 0.035412 | 586.8752 | #REF! | 523.2151 | 9.6675e-05 | 587.3325 | 0.02153 | 581.66 | 0.00071969 | 587.3325 | 0.020436 | 521.9838 | 3.1162 | 587.3325 | 0.020743 | 581.66 | -0.00035917 | 587.3325 | 0.086236 | 581.66 | 0.43235 | 587.3325 | 2.4801 | 523.2151 | 0.00013773 | 587.3325 | 0.38106 | 523.2151 | 0.00019357 | 587.3325 | 0.23363 | 586.8752 | 0.029526 | 785.4905 | 4.0959 | 586.8752 | 0.0044608 | 784.792 | 0 | 785.4905 | 0.038788 | 586.8752 | 1.1901 | 587.3325 | 2.3659
|  | 522.0985 | 0.00071483 | 587.5609 | 0.066972 | 587.1039 | 0.036737 | 522.0985 | 0.0092761 | 587.5609 | 0.0043761 | 587.1039 | -0.019897 | 587.1039 | #REF! | 523.3324 | 9.891e-05 | 587.5608 | 0 | 581.89 | -0.0064771 | 587.5608 | 0.0064995 | 522.0985 | 3.1132 | 587.5608 | 0.017274 | 581.89 | -0.0028054 | 587.5609 | 0.081492 | 581.89 | 0.49111 | 587.5608 | 2.5395 | 523.3324 | 0.00015772 | 587.5608 | 0.36968 | 523.3324 | 0.00020847 | 587.5608 | 0.22129 | 587.1039 | 0.018862 | 785.6561 | 4.0371 | 587.1039 | 0.0035027 | 784.9576 | 0 | 785.6561 | 0.040553 | 587.1039 | 1.186 | 587.5609 | 2.3628
|  | 522.2133 | 0 | 587.7892 | 0.05861 | 587.3327 | 0.030722 | 522.2133 | 0 | 587.7892 | 0.04054 | 587.3327 | 0.028709 | 587.3327 | #REF! | 523.4498 | 9.4999e-05 | 587.7892 | 0.028066 | 582.12 | 0.0074367 | 587.7892 | 0.018258 | 522.2133 | 3.1124 | 587.7892 | 0.018878 | 582.12 | -0.002689 | 587.7892 | 0.082887 | 582.12 | 0.48591 | 587.7892 | 2.6163 | 523.4498 | 0.00015772 | 587.7892 | 0.39643 | 523.4498 | 0.00017506 | 587.7892 | 0.25188 | 587.3327 | 0.028915 | 785.8216 | 4.0289 | 587.3327 | 0.010465 | 785.1232 | 0 | 785.8216 | 0.039252 | 587.3327 | 1.1942 | 587.7892 | 2.356
|  | 522.328 | 0.0045602 | 588.0176 | 0.064192 | 587.5614 | 0.037443 | 522.328 | 0.015284 | 588.0176 | 0.028583 | 587.5614 | 0.0065952 | 587.5614 | #REF! | 523.5672 | 9.2763e-05 | 588.0176 | 0 | 582.34 | -0.031905 | 588.0176 | 0.0036988 | 522.328 | 3.0211 | 588.0176 | 0.015296 | 582.34 | -0.0029219 | 588.0176 | 0.07914 | 582.34 | 0.54926 | 588.0176 | 2.6719 | 523.5672 | 0.0001526 | 588.0176 | 0.39481 | 523.5672 | 0.00011511 | 588.0176 | 0.23461 | 587.5614 | 0.018461 | 785.9872 | 4.0001 | 587.5614 | 0.0014902 | 785.2889 | 0 | 785.9872 | 0.039763 | 587.5614 | 1.18 | 588.0176 | 2.3516
|  | 522.4428 | 0 | 588.246 | 0.091634 | 587.7902 | 0.035498 | 522.4428 | 0 | 588.246 | 0.03632 | 587.7902 | 0.024001 | 587.7902 | #REF! | 523.6846 | 8.2891e-05 | 588.246 | 0.026492 | 582.57 | 0.011275 | 588.246 | 0.016063 | 522.4428 | 3.0218 | 588.246 | 0.018985 | 582.57 | -0.005368 | 588.246 | 0.079919 | 582.57 | 0.58109 | 588.246 | 2.7428 | 523.6846 | 0.00013922 | 588.246 | 0.41938 | 523.6846 | 0.00012505 | 588.246 | 0.25632 | 587.7902 | 0.032784 | 786.1527 | 3.9159 | 587.7902 | -0.0026751 | 785.4545 | 0 | 786.1527 | 0.039113 | 587.7902 | 1.1713 | 588.246 | 2.3459
|  | 522.5575 | 0.0095486 | 588.4744 | 0.06609 | 588.0189 | 0.021612 | 522.5575 | 0.0064601 | 588.4744 | 0.013514 | 588.0189 | -0.020079 | 588.0189 | #REF! | 523.802 | 8.8106e-05 | 588.4744 | 0 | 582.8 | -0.019911 | 588.4744 | 0.0028964 | 522.5575 | 2.9556 | 588.4744 | 0.015034 | 582.8 | -0.002223 | 588.4744 | 0.075307 | 582.8 | 0.6487 | 588.4744 | 2.7947 | 523.802 | 0.00013575 | 588.4744 | 0.41516 | 523.802 | 0.0001802 | 588.4744 | 0.24793 | 588.0189 | 0.011219 | 786.3183 | 3.9029 | 588.0189 | -0.0060726 | 785.6202 | 0 | 786.3183 | 0.041482 | 588.0189 | 1.1611 | 588.4744 | 2.3425
|  | 522.6723 | 0.0025184 | 588.7028 | 0.068457 | 588.2477 | 0.035969 | 522.6723 | 0 | 588.7028 | 0.035747 | 588.2477 | 0.021057 | 588.2477 | #REF! | 523.9194 | 0.00011269 | 588.7028 | 0.023944 | 583.03 | 0.0083963 | 588.7028 | 0.015849 | 522.6723 | 2.9286 | 588.7028 | 0.018283 | 583.03 | 0.0072128 | 588.7028 | 0.077012 | 583.03 | 0.6515 | 588.7028 | 2.8664 | 523.9194 | 0.00014566 | 588.7028 | 0.44363 | 523.9194 | 0.00020024 | 588.7028 | 0.27704 | 588.2477 | 0.031358 | 786.4839 | 3.8875 | 588.2477 | 0.0077733 | 785.7858 | 0 | 786.4839 | 0.042086 | 588.2477 | 1.1656 | 588.7028 | 2.3332
|  | 522.787 | 0.0030813 | 588.9313 | 0.049959 | 588.4765 | 0.040071 | 522.787 | 0.0054662 | 588.9313 | 0.0079747 | 588.4765 | -0.013091 | 588.4765 | #REF! | 524.0368 | 0.00011884 | 588.9313 | 0.0041515 | 583.26 | -0.010315 | 588.9313 | 0.0021304 | 522.787 | 2.9277 | 588.9313 | 0.013749 | 583.26 | -0.0068827 | 588.9313 | 0.074548 | 583.26 | 0.71392 | 588.9313 | 2.9368 | 524.0368 | 0.00014847 | 588.9313 | 0.43351 | 524.0368 | 0.0001701 | 588.9313 | 0.26619 | 588.4765 | 0.020973 | 786.6495 | 3.8598 | 588.4765 | -5.0452e-05 | 785.9515 | 0 | 786.6495 | 0.043758 | 588.4765 | 1.1484 | 588.9313 | 2.3271
|  | 522.9018 | 0 | 589.1597 | 0.089936 | 588.7053 | 0.042831 | 522.9018 | 0 | 589.1597 | 0.031423 | 588.7053 | 0.023979 | 588.7053 | #REF! | 524.1542 | 0.00010413 | 589.1597 | 0.024858 | 583.49 | -0.0055175 | 589.1597 | 0.017181 | 522.9018 | 2.9202 | 589.1597 | 0.019841 | 583.49 | -0.0036209 | 589.1597 | 0.077101 | 583.49 | 0.75246 | 589.1597 | 3.017 | 524.1542 | 0.00013195 | 589.1597 | 0.46106 | 524.1542 | 0.00010672 | 589.1597 | 0.29456 | 588.7053 | 0.037671 | 786.815 | 3.8535 | 588.7053 | -0.0013026 | 786.1172 | 0 | 786.815 | 0.043433 | 588.7053 | 1.1599 | 589.1597 | 2.3234
|  | 523.0166 | 0.0023418 | 589.3882 | 0.0642 | 588.9341 | 0.029068 | 523.0166 | 0.01175 | 589.3882 | 0.025581 | 588.9341 | -0.024871 | 588.9341 | #REF! | 524.2717 | 9.1832e-05 | 589.3882 | 0 | 583.72 | -0.011275 | 589.3882 | 0.0065937 | 523.0166 | 2.895 | 589.3882 | 0.01348 | 583.72 | -0.0054848 | 589.3882 | 0.069901 | 583.72 | 0.81414 | 589.3882 | 3.1014 | 524.2717 | 0.00014153 | 589.3882 | 0.45944 | 524.2717 | 0.00012505 | 589.3882 | 0.28198 | 588.9341 | 0.010162 | 786.9806 | 3.7797 | 588.9341 | -0.0030025 | 786.2828 | 0 | 786.9806 | 0.045245 | 588.9341 | 1.1563 | 589.3882 | 2.319
|  | 523.1313 | 0 | 589.6166 | 0.09328 | 589.1629 | 0.036696 | 523.1313 | 0 | 589.6166 | 0.035975 | 589.1629 | 0.022741 | 589.1629 | #REF! | 524.3891 | 8.8106e-05 | 589.6167 | 0.022104 | 583.95 | -0.016553 | 589.6167 | 0.015114 | 523.1313 | 2.8593 | 589.6167 | 0.019157 | 583.95 | -0.0012911 | 589.6166 | 0.073296 | 583.95 | 0.82775 | 589.6167 | 3.1971 | 524.3891 | 0.00013757 | 589.6167 | 0.48645 | 524.3891 | 0.00010346 | 589.6166 | 0.31331 | 589.1629 | 0.034413 | 787.1462 | 3.7546 | 589.1629 | 0.011916 | 786.4485 | 0 | 787.1462 | 0.045152 | 589.1629 | 1.1564 | 589.6166 | 2.3182
|  | 523.2461 | 0.005004 | 589.8452 | 0.059488 | 589.3917 | 0.032633 | 523.2461 | 0.021685 | 589.8452 | 0.010125 | 589.3917 | -0.0021041 | 589.3917 | #REF! | 524.5065 | 0.00011027 | 589.8451 | 0 | 584.18 | -0.017992 | 589.8451 | 0.0055803 | 523.2461 | 2.7905 | 589.8451 | 0.013487 | 584.18 | 0.003019 | 589.8452 | 0.068753 | 584.18 | 0.89235 | 589.8451 | 3.2675 | 524.5065 | 0.00014946 | 589.8451 | 0.48225 | 524.5065 | 0.00015006 | 589.8451 | 0.30147 | 589.3918 | 0.021584 | 787.3118 | 3.7261 | 589.3917 | 0.0025034 | 786.6142 | 0 | 787.3118 | 0.046406 | 589.3918 | 1.1445 | 589.8452 | 2.3095
|  | 523.3609 | 0 | 590.0737 | 0.087894 | 589.6206 | 0.040356 | 523.3609 | 0 | 590.0737 | 0.044501 | 589.6206 | 0.024923 | 589.6206 | #REF! | 524.6239 | 9.9841e-05 | 590.0736 | 0.022658 | 584.4 | 0.033825 | 590.0736 | 0.019128 | 523.3609 | 2.8244 | 590.0736 | 0.018852 | 584.4 | 0.0032519 | 590.0737 | 0.071816 | 584.4 | 0.91958 | 590.0736 | 3.3688 | 524.6239 | 0.00013955 | 590.0736 | 0.51611 | 524.6239 | 9.3356e-05 | 590.0737 | 0.33033 | 589.6206 | 0.033191 | 787.4774 | 3.6848 | 589.6206 | 0.0062197 | 786.7799 | 0 | 787.4774 | 0.04622 | 589.6206 | 1.1553 | 590.0737 | 2.3068
|  | 523.4757 | 0.0054477 | 590.3021 | 0.081841 | 589.8494 | 0.031743 | 523.4757 | 0.0054662 | 590.3021 | 0.0043155 | 589.8494 | -0.0012033 | 589.8494 | #REF! | 524.7413 | 0.00010375 | 590.3021 | 0 | 584.63 | -0.025668 | 590.3021 | 0.0046421 | 523.4757 | 2.7732 | 590.3021 | 0.012232 | 584.63 | -0.0054848 | 590.3021 | 0.067608 | 584.63 | 0.98523 | 590.3021 | 3.446 | 524.7413 | 0.00013608 | 590.3021 | 0.51575 | 524.7413 | 0.00013018 | 590.3021 | 0.3212 | 589.8495 | 0.025046 | 787.643 | 3.649 | 589.8494 | 0.003015 | 786.9455 | 0 | 787.643 | 0.048032 | 589.8495 | 1.1456 | 590.3021 | 2.3019
|  | 523.5905 | 0 | 590.5306 | 0.083188 | 590.0783 | 0.030421 | 523.5905 | 0 | 590.5306 | 0.052963 | 590.0783 | 0.034895 | 590.0783 | #REF! | 524.8588 | 8.9783e-05 | 590.5307 | 0.024624 | 584.86 | 0.02183 | 590.5307 | 0.015771 | 523.5905 | 2.7981 | 590.5307 | 0.017916 | 584.86 | 0.00033976 | 590.5306 | 0.068133 | 584.86 | 1.0088 | 590.5307 | 3.547 | 524.8588 | 0.00014038 | 590.5307 | 0.54076 | 524.8588 | 8.1708e-05 | 590.5306 | 0.34587 | 590.0783 | 0.040929 | 787.8086 | 3.6512 | 590.0783 | 0.0047294 | 787.1112 | 0 | 787.8086 | 0.047893 | 590.0783 | 1.1485 | 590.5306 | 2.2958
|  | 523.7053 | 0.011524 | 590.7592 | 0.065599 | 590.3072 | 0.031925 | 523.7053 | 0.015093 | 590.7592 | 0.020637 | 590.3072 | -0.017231 | 590.3072 | #REF! | 524.9762 | 0.00011363 | 590.7592 | 0.0061284 | 585.09 | -0.0011995 | 590.7592 | 0.0033646 | 523.7053 | 2.7355 | 590.7592 | 0.0131 | 585.09 | -0.0037373 | 590.7592 | 0.0656 | 585.09 | 1.0988 | 590.7592 | 3.6327 | 524.9762 | 0.00013873 | 590.7592 | 0.53937 | 524.9762 | 0.00011014 | 590.7592 | 0.33749 | 590.3072 | 0.019805 | 787.9742 | 3.5844 | 590.3072 | 0.0014776 | 787.2769 | 0 | 787.9742 | 0.04924 | 590.3072 | 1.1357 | 590.7592 | 2.2898
|  | 523.8201 | 0 | 590.9877 | 0.074483 | 590.5361 | 0.030545 | 523.8201 | 0 | 590.9877 | 0.013719 | 590.5361 | 0.02938 | 590.5361 | #REF! | 525.0936 | 0.00012108 | 590.9877 | 0.031344 | 585.32 | 0.017512 | 590.9877 | 0.01667 | 523.8201 | 2.7235 | 590.9877 | 0.016649 | 585.32 | -0.0032714 | 590.9877 | 0.06751 | 585.32 | 1.1034 | 590.9877 | 3.7396 | 525.0936 | 0.00015029 | 590.9877 | 0.56824 | 525.0936 | 8.8389e-05 | 590.9877 | 0.36832 | 590.5361 | 0.0393 | 788.1398 | 3.5504 | 590.5361 | -0.0012751 | 787.4426 | 0 | 788.1398 | 0.049286 | 590.5361 | 1.1447 | 590.9877 | 2.2854
|  | 523.9349 | 0.0013064 | 591.2163 | 0.066159 | 590.765 | 0.025186 | 523.9349 | 0.011941 | 591.2163 | 0.027397 | 590.765 | -0.013118 | 590.765 | #REF! | 525.2111 | 0.00012573 | 591.2163 | 0 | 585.55 | -0.020391 | 591.2163 | 0.0041711 | 523.9349 | 2.7065 | 591.2163 | 0.013078 | 585.55 | -0.0031549 | 591.2163 | 0.06388 | 585.55 | 1.2081 | 591.2163 | 3.8336 | 525.2111 | 0.00014946 | 591.2163 | 0.58488 | 525.2111 | 0.00010346 | 591.2163 | 0.36709 | 590.765 | 0.027286 | 788.3055 | 3.5481 | 590.765 | -0.0029236 | 787.6083 | 0 | 788.3055 | 0.051051 | 590.765 | 1.1336 | 591.2163 | 2.2859
|  | 524.0497 | 0 | 591.4449 | 0.08974 | 590.9939 | 0.041892 | 524.0497 | 0 | 591.4449 | 0.036017 | 590.9939 | 0.024894 | 590.9939 | #REF! | 525.3285 | 0.00011623 | 591.4449 | 0.027219 | 585.78 | 0.019911 | 591.4449 | 0.019665 | 524.0497 | 2.6761 | 591.4449 | 0.019876 | 585.78 | 0.0051159 | 591.4449 | 0.067026 | 585.78 | 1.1923 | 591.4449 | 3.9286 | 525.3285 | 0.00014153 | 591.4449 | 0.60766 | 525.3285 | 0.000105 | 591.4449 | 0.40188 | 590.9939 | 0.04439 | 788.4711 | 3.4953 | 590.9939 | 0.0049912 | 787.774 | 0 | 788.4711 | 0.051191 | 590.9939 | 1.1394 | 591.4449 | 2.2804
|  | 524.1645 | 0.010783 | 591.6735 | 0.081173 | 591.2228 | 0.022239 | 524.1645 | 0.0049694 | 591.6735 | 0.010062 | 591.2228 | -0.023485 | 591.2228 | #REF! | 525.446 | 0.00011139 | 591.6734 | 0 | 586.01 | 0.0059973 | 591.6734 | 0.0055219 | 524.1645 | 2.6804 | 591.6734 | 0.011149 | 586.01 | 0.0067465 | 591.6735 | 0.060895 | 586.01 | 1.2656 | 591.6734 | 4.0237 | 525.446 | 0.00014946 | 591.6734 | 0.60052 | 525.446 | 0.00013173 | 591.6735 | 0.38263 | 591.2228 | 0.026268 | 788.6367 | 3.46 | 591.2228 | -0.0029448 | 787.9397 | 0 | 788.6367 | 0.05212 | 591.2228 | 1.1092 | 591.6735 | 2.2737
|  | 524.2794 | 0 | 591.902 | 0.08146 | 591.4518 | 0.034696 | 524.2794 | 0 | 591.902 | 0.032041 | 591.4518 | 0.021746 | 591.4518 | #REF! | 525.5634 | 0.00012108 | 591.902 | 0.016457 | 586.24 | -0.0026388 | 591.902 | 0.015368 | 524.2794 | 2.6466 | 591.902 | 0.01497 | 586.24 | -0.0066496 | 591.902 | 0.063407 | 586.24 | 1.3152 | 591.902 | 4.145 | 525.5634 | 0.00014583 | 591.902 | 0.6347 | 525.5634 | 0.00014337 | 591.902 | 0.41816 | 591.4518 | 0.047038 | 788.8023 | 3.4271 | 591.4518 | 0.0055054 | 788.1055 | 0 | 788.8023 | 0.05212 | 591.4518 | 1.1334 | 591.902 | 2.2749
|  | 524.3942 | 0 | 592.1306 | 0.059464 | 591.6807 | 0.028667 | 524.3942 | 0.0081166 | 592.1306 | 0.020736 | 591.6807 | -0.019304 | 591.6807 | #REF! | 525.6809 | 0.00010804 | 592.1306 | 0 | 586.47 | -0.035264 | 592.1306 | 0.0015606 | 524.3942 | 2.6609 | 592.1306 | 0.01064 | 586.47 | -0.0018735 | 592.1306 | 0.059796 | 586.47 | 1.4299 | 592.1306 | 4.2319 | 525.6809 | 0.00017407 | 592.1306 | 0.6363 | 525.6809 | 0.00012847 | 592.1306 | 0.40829 | 591.6807 | 0.03258 | 788.968 | 3.3552 | 591.6807 | -0.010808 | 788.2712 | 0 | 788.968 | 0.053606 | 591.6807 | 1.1198 | 592.1306 | 2.2694
|  | 524.509 | 0 | 592.3593 | 0.07361 | 591.9097 | 0.031038 | 524.509 | 0 | 592.3593 | 0.034218 | 591.9097 | 0.033526 | 591.9097 | #REF! | 525.7983 | 0.00010748 | 592.3592 | 0.025851 | 586.69 | 0.0035984 | 592.3592 | 0.014188 | 524.509 | 2.6839 | 592.3592 | 0.015737 | 586.69 | -0.0012911 | 592.3593 | 0.062296 | 586.69 | 1.461 | 592.3592 | 4.3294 | 525.7983 | 0.00014797 | 592.3592 | 0.66668 | 525.7983 | 0.00013344 | 592.3592 | 0.44801 | 591.9097 | 0.046019 | 789.1336 | 3.3484 | 591.9097 | 0.0033419 | 788.4369 | 0 | 789.1336 | 0.053746 | 591.9097 | 1.1158 | 592.3593 | 2.2657
|  | 524.6238 | 0.00056695 | 592.5878 | 0.061601 | 592.1386 | 0.027654 | 524.6238 | 0.0029816 | 592.5878 | 0.0092202 | 592.1386 | -0.0035036 | 592.1386 | #REF! | 525.9158 | 9.6302e-05 | 592.5879 | 0.0016929 | 586.92 | -0.017992 | 592.5879 | 0.0026298 | 524.6238 | 2.6522 | 592.5879 | 0.010181 | 586.92 | -0.0036209 | 592.5878 | 0.057482 | 586.92 | 1.5554 | 592.5879 | 4.4183 | 525.9158 | 0.00014186 | 592.5879 | 0.66618 | 525.9158 | 0.00012179 | 592.5878 | 0.43567 | 592.1386 | 0.029729 | 789.2993 | 3.2999 | 592.1386 | -0.0051086 | 788.6026 | 0 | 789.2993 | 0.055046 | 592.1386 | 1.1026 | 592.5878 | 2.2567
|  | 524.7387 | 0.004296 | 592.8165 | 0.087544 | 592.3676 | 0.032758 | 524.7387 | 0 | 592.8165 | 0.03705 | 592.3676 | 0.015892 | 592.3676 | #REF! | 526.0333 | 9.5371e-05 | 592.8165 | 0.016841 | 587.15 | -0.0050378 | 592.8165 | 0.014328 | 524.7387 | 2.6348 | 592.8165 | 0.016076 | 587.15 | 0.0019706 | 592.8165 | 0.059842 | 587.15 | 1.5706 | 592.8165 | 4.5256 | 526.0333 | 0.00012271 | 592.8165 | 0.69776 | 526.0333 | 0.00011837 | 592.8165 | 0.47218 | 592.3676 | 0.047445 | 789.4649 | 3.2484 | 592.3676 | 0.0032062 | 788.7684 | 0 | 789.4649 | 0.054349 | 592.3676 | 1.1026 | 592.8165 | 2.2472
|  | 524.8535 | 0 | 593.0451 | 0.045923 | 592.5966 | 0.030205 | 524.8535 | 0.017195 | 593.0451 | 0.006163 | 592.5966 | -0.0044156 | 592.5966 | #REF! | 526.1507 | 9.8351e-05 | 593.0451 | 0.0028705 | 587.38 | 0.002159 | 593.0451 | 0.0030546 | 524.8535 | 2.6231 | 593.0451 | 0.010809 | 587.38 | -0.0037373 | 593.0451 | 0.056466 | 587.38 | 1.6628 | 593.0451 | 4.6066 | 526.1507 | 0.00013889 | 593.0451 | 0.69973 | 526.1507 | 7.006e-05 | 593.0451 | 0.46158 | 592.5966 | 0.031562 | 789.6305 | 3.2161 | 592.5966 | 0.00042388 | 788.9341 | 0 | 789.6305 | 0.055789 | 592.5966 | 1.0978 | 593.0451 | 2.2389
|  | 524.9684 | 0 | 593.2738 | 0.096541 | 592.8256 | 0.032246 | 524.9684 | 0 | 593.2738 | 0.032983 | 592.8256 | 0.034602 | 592.8256 | #REF! | 526.2682 | 0.0001045 | 593.2738 | 0.014767 | 587.61 | 0.0064771 | 593.2738 | 0.016963 | 524.9684 | 2.5478 | 593.2738 | 0.016865 | 587.61 | 0.003485 | 593.2738 | 0.058226 | 587.61 | 1.6827 | 593.2738 | 4.7245 | 526.2682 | 0.0001445 | 593.2738 | 0.73382 | 526.2682 | 7.1773e-05 | 593.2738 | 0.4971 | 592.8256 | 0.054979 | 789.7962 | 3.2034 | 592.8256 | 0.0033905 | 789.0998 | 0 | 789.7962 | 0.056022 | 592.8256 | 1.0955 | 593.2738 | 2.2322
|  | 525.0832 | 0.0057434 | 593.5024 | 0.04681 | 593.0547 | 0.025853 | 525.0832 | 0.0072884 | 593.5024 | 0.027303 | 593.0547 | -0.010583 | 593.0547 | #REF! | 526.3857 | 0.00010804 | 593.5025 | 0 | 587.84 | -0.0016793 | 593.5025 | 0 | 525.0832 | 2.5546 | 593.5025 | 0.0093154 | 587.84 | 0.0072128 | 593.5024 | 0.053765 | 587.84 | 1.7879 | 593.5025 | 4.8227 | 526.3857 | 0.00014946 | 593.5025 | 0.73111 | 526.3857 | 6.3379e-05 | 593.5024 | 0.48501 | 593.0547 | 0.027693 | 789.9619 | 3.1323 | 593.0547 | -0.0077578 | 789.2656 | 0 | 789.9619 | 0.057462 | 593.0547 | 1.0834 | 593.5024 | 2.2296
|  | 525.1981 | 0 | 593.7311 | 0.073095 | 593.2837 | 0.033434 | 525.1981 | 0 | 593.7311 | 0.047402 | 593.2837 | 0.031179 | 593.2837 | #REF! | 526.5032 | 0.00010636 | 593.7311 | 0.014251 | 588.07 | -0.020391 | 593.7311 | 0.012848 | 525.1981 | 2.5846 | 593.7311 | 0.014408 | 588.07 | 0.0013882 | 593.7311 | 0.055808 | 588.07 | 1.8237 | 593.7311 | 4.9558 | 526.5032 | 0.00013493 | 593.7311 | 0.7753 | 526.5032 | 7.9995e-05 | 593.7311 | 0.52103 | 593.2837 | 0.053554 | 790.1275 | 3.107 | 593.2837 | 0.00035878 | 789.4313 | 0 | 790.1275 | 0.057601 | 593.2837 | 1.0906 | 593.7311 | 2.2314
|  | 525.3129 | 0.003377 | 593.9598 | 0.076524 | 593.5127 | 0.034372 | 525.3129 | 0.004638 | 593.9598 | 0.033248 | 593.5127 | -0.019778 | 593.5127 | #REF! | 526.6206 | 0.00011065 | 593.9598 | 0 | 588.3 | -0.034305 | 593.9598 | 0.0095779 | 525.3129 | 2.5542 | 593.9598 | 0.011554 | 588.3 | 0.00057274 | 593.9598 | 0.05377 | 588.3 | 1.9407 | 593.9598 | 5.0677 | 526.6206 | 0.00014005 | 593.9598 | 0.78007 | 526.6206 | 9.8495e-05 | 593.9598 | 0.52375 | 593.5127 | 0.038485 | 790.2932 | 3.0521 | 593.5127 | 0.0017501 | 789.5971 | 0 | 790.2932 | 0.058855 | 593.5127 | 1.0935 | 593.9598 | 2.2351
|  | 525.4278 | 0 | 594.1885 | 0.078878 | 593.7418 | 0.035892 | 525.4278 | 0 | 594.1885 | 0.033012 | 593.7418 | 0.044546 | 593.7418 | #REF! | 526.7381 | 0.00011456 | 594.1885 | 0.02624 | 588.53 | -0.012235 | 594.1885 | 0.01792 | 525.4278 | 2.5373 | 594.1885 | 0.015283 | 588.53 | -0.00199 | 594.1885 | 0.055705 | 588.53 | 1.9367 | 594.1885 | 5.193 | 526.7381 | 0.00012997 | 594.1885 | 0.81177 | 526.7381 | 0.00010004 | 594.1885 | 0.56618 | 593.7418 | 0.058033 | 790.4589 | 3.0011 | 593.7418 | 0.0066071 | 789.7628 | 0 | 790.4589 | 0.059506 | 593.7418 | 1.0972 | 594.1885 | 2.2372
|  | 525.5426 | 0.016216 | 594.4172 | 0.052138 | 593.9708 | 0.028114 | 525.5426 | 0.0061289 | 594.4172 | 0.02499 | 593.9708 | -0.0084912 | 593.9708 | #REF! | 526.8556 | 0.00013412 | 594.4172 | 0 | 588.76 | -0.019911 | 594.4172 | 0.0017727 | 525.5426 | 2.5465 | 594.4172 | 0.010089 | 588.76 | 0.015949 | 594.4172 | 0.051276 | 588.76 | 2.1007 | 594.4172 | 5.2782 | 526.8556 | 0.00014038 | 594.4172 | 0.81378 | 526.8556 | 0.00010004 | 594.4172 | 0.5605 | 593.9708 | 0.038282 | 790.6245 | 2.9891 | 593.9708 | -0.00083743 | 789.9286 | 0 | 790.6245 | 0.06062 | 593.9708 | 1.0934 | 594.4172 | 2.2294
|  | 525.6575 | 0 | 594.6459 | 0.06284 | 594.1999 | 0.030155 | 525.6575 | 0 | 594.6459 | 0.043399 | 594.1999 | 0.026758 | 594.1999 | #REF! | 526.9731 | 0.00012499 | 594.646 | 0.024721 | 588.99 | -0.027587 | 594.646 | 0.017462 | 525.6575 | 2.545 | 594.646 | 0.015714 | 588.99 | -0.0049022 | 594.6459 | 0.053914 | 588.99 | 2.1098 | 594.646 | 5.3871 | 526.9731 | 0.00014186 | 594.646 | 0.84364 | 526.9731 | 7.3315e-05 | 594.6459 | 0.59578 | 594.1999 | 0.062106 | 790.7902 | 2.9218 | 594.1999 | 0.0076257 | 790.0944 | 0 | 790.7902 | 0.060481 | 594.1999 | 1.1005 | 594.6459 | 2.2205
|  | 525.7724 | 0 | 594.8747 | 0.073774 | 594.429 | 0.030129 | 525.7724 | 0.017577 | 594.8747 | 0.014127 | 594.429 | -0.013264 | 594.429 | #REF! | 527.0906 | 0.00012871 | 594.8747 | 0 | 589.21 | -0.034785 | 594.8747 | 0.0063 | 525.7724 | 2.5481 | 594.8747 | 0.008813 | 589.21 | -0.0051353 | 594.8747 | 0.050119 | 589.21 | 2.1978 | 594.8747 | 5.4547 | 527.0906 | 0.00015986 | 594.8747 | 0.84933 | 527.0906 | 9.5069e-05 | 594.8747 | 0.59109 | 594.429 | 0.054164 | 790.9559 | 2.8774 | 594.429 | -0.0095753 | 790.2601 | 0 | 790.9559 | 0.061317 | 594.429 | 1.091 | 594.8747 | 2.2066
|  | 525.8873 | 0 | 595.1035 | 0.086202 | 594.6581 | 0.024329 | 525.8873 | 0 | 595.1035 | 0.055012 | 594.6581 | 0.021884 | 594.6581 | #REF! | 527.2081 | 0.00011437 | 595.1034 | 0.023862 | 589.44 | 0.019431 | 595.1034 | 0.014887 | 525.8873 | 2.5342 | 595.1034 | 0.013058 | 589.44 | 0.00010678 | 595.1035 | 0.051979 | 589.44 | 2.2713 | 595.1034 | 5.5453 | 527.2081 | 0.00015953 | 595.1034 | 0.87694 | 527.2081 | 0.00010346 | 595.1034 | 0.62711 | 594.6581 | 0.059459 | 791.1216 | 2.8513 | 594.6581 | 0.0045814 | 790.4259 | 0 | 791.1216 | 0.06155 | 594.6581 | 1.0951 | 595.1035 | 2.1971
|  | 526.0022 | 0.00086279 | 595.3322 | 0.05781 | 594.8872 | 0.025749 | 526.0022 | 0.0062945 | 595.3322 | 0.024334 | 594.8872 | -0.017404 | 594.8872 | #REF! | 527.3256 | 0.00011325 | 595.3322 | 0 | 589.67 | -0.017992 | 595.3322 | 0.0027117 | 526.0022 | 2.5076 | 595.3322 | 0.0098155 | 589.67 | -0.00035917 | 595.3322 | 0.048194 | 589.67 | 2.3791 | 595.3322 | 5.6271 | 527.3256 | 0.00014236 | 595.3322 | 0.88144 | 527.3256 | 0.00012179 | 595.3322 | 0.61922 | 594.8872 | 0.046427 | 791.2873 | 2.7923 | 594.8872 | 0.0027365 | 790.5917 | 0 | 791.2873 | 0.062618 | 594.8872 | 1.0857 | 595.3322 | 2.1868
|  | 526.117 | 0 | 595.561 | 0.097291 | 595.1163 | 0.032955 | 526.117 | 0 | 595.561 | 0.047154 | 595.1163 | 0.027897 | 595.1163 | #REF! | 527.4431 | 0.00011977 | 595.561 | 0.01847 | 589.9 | 0.029507 | 595.561 | 0.013539 | 526.117 | 2.4784 | 595.561 | 0.013019 | 589.9 | 0.00022327 | 595.561 | 0.050044 | 589.9 | 2.4169 | 595.561 | 5.7349 | 527.4431 | 0.00012997 | 595.561 | 0.92065 | 527.4431 | 0.00012847 | 595.561 | 0.65844 | 595.1163 | 0.063735 | 791.453 | 2.7687 | 595.1163 | 0.0088005 | 790.7575 | 0 | 791.453 | 0.062525 | 595.1163 | 1.0976 | 595.561 | 2.1788
|  | 526.2319 | 0.011524 | 595.7897 | 0.069592 | 595.3455 | 0.029572 | 526.2319 | 0.0091104 | 595.7897 | 0.017072 | 595.3455 | -0.0057663 | 595.3455 | #REF! | 527.5606 | 0.00011623 | 595.7898 | 0 | 590.13 | -0.0016793 | 595.7898 | 0.0053066 | 526.2319 | 2.4678 | 595.7898 | 0.010322 | 590.13 | -0.0014076 | 595.7897 | 0.046976 | 590.13 | 2.4959 | 595.7898 | 5.8356 | 527.5606 | 0.00014417 | 595.7898 | 0.93334 | 527.5606 | 0.00017849 | 595.7897 | 0.65894 | 595.3455 | 0.048667 | 791.6187 | 2.7207 | 595.3455 | -0.0040858 | 790.9233 | 0 | 791.6187 | 0.063036 | 595.3455 | 1.0895 | 595.7897 | 2.175
|  | 526.3468 | 0 | 596.0186 | 0.080769 | 595.5746 | 0.026541 | 526.3468 | 0 | 596.0186 | 0.046743 | 595.5746 | 0.019972 | 595.5746 | #REF! | 527.6781 | 0.00011921 | 596.0186 | 0.02829 | 590.36 | 0.0093559 | 596.0186 | 0.014511 | 526.3468 | 2.4641 | 596.0186 | 0.014947 | 590.36 | -0.0010581 | 596.0186 | 0.049218 | 590.36 | 2.5553 | 596.0186 | 5.9289 | 527.6781 | 0.00015805 | 596.0186 | 0.9677 | 527.6781 | 0.00018517 | 596.0186 | 0.69668 | 595.5746 | 0.064957 | 791.7844 | 2.6647 | 595.5746 | 0.00056688 | 791.0891 | 0.018981 | 791.7844 | 0.063361 | 595.5746 | 1.089 | 596.0186 | 2.1742
|  | 526.4617 | 0.010454 | 596.2474 | 0.083093 | 595.8038 | 0.029889 | 526.4617 | 0.0076196 | 596.2474 | 0.039271 | 595.8038 | -0.011528 | 595.8038 | #REF! | 527.7956 | 0.00010282 | 596.2474 | 0 | 590.59 | -0.0064771 | 596.2474 | 0.0016072 | 526.4617 | 2.4624 | 596.2474 | 0.0083912 | 590.59 | -0.0014076 | 596.2474 | 0.044831 | 590.59 | 2.727 | 596.2474 | 6.0305 | 527.7956 | 0.00015986 | 596.2474 | 0.97435 | 527.7956 | 0.00014851 | 596.2474 | 0.6989 | 595.8038 | 0.04887 | 791.9501 | 2.6568 | 595.8038 | -0.0031316 | 791.2549 | 0 | 791.9501 | 0.064151 | 595.8038 | 1.0811 | 596.2474 | 2.1707
|  | 526.5766 | 0 | 596.4762 | 0.087664 | 596.0329 | 0.031392 | 526.5766 | 0 | 596.4762 | 0.036743 | 596.0329 | 0.021746 | 596.0329 | #REF! | 527.9132 | 0.00010059 | 596.4762 | 0.024189 | 590.82 | 0.015593 | 596.4762 | 0.01333 | 526.5766 | 2.4116 | 596.4762 | 0.013007 | 590.82 | 0.0059312 | 596.4762 | 0.04814 | 590.82 | 2.7508 | 596.4762 | 6.1336 | 527.9132 | 0.00013988 | 596.4762 | 1.0166 | 527.9132 | 0.00010672 | 596.4762 | 0.7443 | 596.0329 | 0.071065 | 792.1158 | 2.6079 | 596.0329 | 0.0041622 | 791.4207 | 0.049866 | 792.1158 | 0.064662 | 596.0329 | 1.0836 | 596.4762 | 2.1665
|  | 526.6916 | 0.013417 | 596.705 | 0.068464 | 596.2621 | 0.028939 | 526.6916 | 0.011272 | 596.705 | 0.012772 | 596.2621 | -0.0084878 | 596.2621 | #REF! | 528.0307 | 0.00010245 | 596.705 | 0.00034531 | 591.05 | -0.026148 | 596.705 | 0.0032036 | 526.6916 | 2.4032 | 596.705 | 0.0097188 | 591.05 | -0.010144 | 596.705 | 0.044242 | 591.05 | 2.846 | 596.705 | 6.2154 | 528.0307 | 0.00013641 | 596.705 | 1.032 | 528.0307 | 7.006e-05 | 596.705 | 0.73936 | 596.2621 | 0.052739 | 792.2815 | 2.5744 | 596.2621 | -0.0028422 | 791.5865 | 0.0061125 | 792.2815 | 0.065173 | 596.2621 | 1.0857 | 596.705 | 2.1634
|  | 526.8065 | 0 | 596.9338 | 0.071353 | 596.4913 | 0.032501 | 526.8065 | 0 | 596.9338 | 0.043159 | 596.4913 | 0.029297 | 596.4913 | #REF! | 528.1482 | 0.00011586 | 596.9338 | 0.022222 | 591.28 | 0.0059973 | 596.9338 | 0.014397 | 526.8065 | 2.379 | 596.9338 | 0.01236 | 591.28 | -0.0031549 | 596.9338 | 0.046368 | 591.28 | 2.9002 | 596.9338 | 6.2885 | 528.1482 | 0.00013889 | 596.9338 | 1.0736 | 528.1482 | 9.1815e-05 | 596.9338 | 0.78352 | 596.4913 | 0.070455 | 792.4472 | 2.5135 | 596.4913 | 0.0051509 | 791.7523 | 0.069384 | 792.4472 | 0.066055 | 596.4913 | 1.0807 | 596.9338 | 2.1589
|  | 526.9214 | 0.0069267 | 597.1627 | 0.047505 | 596.7205 | 0.026732 | 526.9214 | 0.023213 | 597.1627 | 0.016505 | 596.7205 | -0.01462 | 596.7205 | #REF! | 528.2657 | 0.00013486 | 597.1627 | 0.0026207 | 591.51 | -0.026148 | 597.1627 | 0.0055814 | 526.9214 | 2.3812 | 597.1627 | 0.008084 | 591.51 | -0.010377 | 597.1627 | 0.042415 | 591.51 | 3.0497 | 597.1627 | 6.3378 | 528.2657 | 0.0001483 | 597.1627 | 1.078 | 528.2657 | 0.00010843 | 597.1627 | 0.78056 | 596.7205 | 0.059866 | 792.613 | 2.4565 | 596.7205 | -0.0049924 | 791.9181 | 0.053512 | 792.613 | 0.066288 | 596.7205 | 1.0756 | 597.1627 | 2.1507
|  | 527.0363 | 0 | 597.3915 | 0.082524 | 596.9497 | 0.032307 | 527.0363 | 0 | 597.3915 | 0.044731 | 596.9497 | 0.022951 | 596.9497 | #REF! | 528.3833 | 0.00014175 | 597.3916 | 0.021559 | 591.74 | -0.017032 | 597.3916 | 0.011902 | 527.0363 | 2.3592 | 597.3916 | 0.012926 | 591.74 | 0.0040674 | 597.3915 | 0.045205 | 591.74 | 3.117 | 597.3916 | 6.3875 | 528.3833 | 0.00013294 | 597.3916 | 1.1131 | 528.3833 | 0.00014337 | 597.3915 | 0.82423 | 596.9497 | 0.076156 | 792.7787 | 2.4192 | 596.9497 | -0.00084503 | 792.0839 | 0.10391 | 792.7787 | 0.066938 | 596.9497 | 1.0719 | 597.3915 | 2.1451
|  | 527.1512 | 0.00056695 | 597.6204 | 0.066325 | 597.179 | 0.022629 | 527.1512 | 0.0097437 | 597.6204 | 0.029745 | 597.179 | -0.018643 | 597.179 | #REF! | 528.5008 | 0.00014231 | 597.6204 | 0.0028572 | 591.97 | -0.0059973 | 597.6204 | 0.0036387 | 527.1512 | 2.3288 | 597.6204 | 0.0077638 | 591.97 | -0.0065332 | 597.6204 | 0.041138 | 591.97 | 3.1966 | 597.6204 | 6.4292 | 528.5008 | 0.00013691 | 597.6204 | 1.1228 | 528.5008 | 0.00016684 | 597.6204 | 0.8299 | 597.179 | 0.057626 | 792.9444 | 2.3614 | 597.179 | -0.0080523 | 792.2497 | 0.055443 | 792.9444 | 0.066845 | 597.179 | 1.0698 | 597.6204 | 2.1388
|  | 527.2662 | 0 | 597.8493 | 0.089831 | 597.4082 | 0.030837 | 527.2662 | 0 | 597.8493 | 0.052024 | 597.4082 | 0.011004 | 597.4082 | #REF! | 528.6183 | 0.00011009 | 597.8493 | 0.017442 | 592.19 | 0.017512 | 597.8493 | 0.015064 | 527.2662 | 2.2811 | 597.8493 | 0.011206 | 592.19 | 0.0041839 | 597.8493 | 0.044374 | 592.19 | 3.2884 | 597.8493 | 6.4673 | 528.6183 | 0.00014417 | 597.8493 | 1.1748 | 528.6183 | 0.00016684 | 597.8493 | 0.87677 | 597.4082 | 0.082265 | 793.1102 | 2.3099 | 597.4082 | 0.0030004 | 792.4156 | 0.075389 | 793.1102 | 0.067681 | 597.4082 | 1.0755 | 597.8493 | 2.1315
|  | 527.3811 | 0.0055956 | 598.0782 | 0.068287 | 597.6374 | 0.024067 | 527.3811 | 0.021876 | 598.0782 | 0.030137 | 597.6374 | -0.0078064 | 597.6374 | #REF! | 528.7359 | 0.00011065 | 598.0782 | 0 | 592.42 | -0.013674 | 598.0782 | 0.001479 | 527.3811 | 2.2925 | 598.0782 | 0.0071682 | 592.42 | -0.0075817 | 598.0782 | 0.040046 | 592.42 | 3.3895 | 598.0782 | 6.4994 | 528.7359 | 0.00016531 | 598.0782 | 1.1793 | 528.7359 | 0.00016016 | 598.0782 | 0.87381 | 597.6374 | 0.0674 | 793.2759 | 2.281 | 597.6374 | -0.0018964 | 792.5814 | 0.083754 | 793.2759 | 0.06731 | 597.6374 | 1.0512 | 598.0782 | 2.1284
|  | 527.496 | 0 | 598.3071 | 0.095505 | 597.8667 | 0.028689 | 527.496 | 0 | 598.3071 | 0.043874 | 597.8667 | 0.025096 | 597.8667 | #REF! | 528.8534 | 9.3322e-05 | 598.3071 | 0.020536 | 592.65 | -0.0055175 | 598.3071 | 0.013822 | 527.496 | 2.275 | 598.3071 | 0.013274 | 592.65 | -0.0016406 | 598.3071 | 0.043383 | 592.65 | 3.4398 | 598.3071 | 6.5221 | 528.8534 | 0.00015689 | 598.3071 | 1.221 | 528.8534 | 0.00012847 | 598.3071 | 0.92315 | 597.8667 | 0.078396 | 793.4416 | 2.2513 | 597.8667 | 0.0023918 | 792.7472 | 0.11292 | 793.4416 | 0.068006 | 597.8667 | 1.0814 | 598.3071 | 2.1228
|  | 527.611 | 0.01317 | 598.536 | 0.072712 | 598.096 | 0.026333 | 527.611 | 0.0082822 | 598.536 | 0.038577 | 598.096 | -0.010656 | 598.096 | #REF! | 528.971 | 0.00011456 | 598.536 | 0.0040985 | 592.88 | 0.0011995 | 598.536 | 0.0050539 | 527.611 | 2.262 | 598.536 | 0.0076891 | 592.88 | -0.0045528 | 598.536 | 0.039476 | 592.88 | 3.5701 | 598.536 | 6.5296 | 528.971 | 0.00014996 | 598.536 | 1.2356 | 528.971 | 0.00013018 | 598.536 | 0.92759 | 598.096 | 0.068826 | 793.6074 | 2.1836 | 598.096 | -0.006169 | 792.9131 | 0.098124 | 793.6074 | 0.067728 | 598.096 | 1.0652 | 598.536 | 2.1188
|  | 527.7259 | 0 | 598.765 | 0.075579 | 598.3253 | 0.03103 | 527.7259 | 0 | 598.765 | 0.051547 | 598.3253 | 0.029564 | 598.3253 | #REF! | 529.0885 | 9.7606e-05 | 598.765 | 0.021158 | 593.11 | -0.0064771 | 598.765 | 0.011829 | 527.7259 | 2.2762 | 598.765 | 0.011897 | 593.11 | -0.0016406 | 598.765 | 0.041348 | 593.11 | 3.629 | 598.765 | 6.5478 | 529.0885 | 0.0001412 | 598.765 | 1.2788 | 529.0885 | 0.00010175 | 598.7649 | 0.97422 | 598.3253 | 0.082876 | 793.7731 | 2.1777 | 598.3253 | 0.0080281 | 793.0789 | 0.11485 | 793.7731 | 0.068982 | 598.3253 | 1.0682 | 598.765 | 2.1153
|  | 527.8409 | 0.0036729 | 598.9939 | 0.054716 | 598.5546 | 0.028056 | 527.8409 | 0.013565 | 598.9939 | 0.028112 | 598.5546 | 0.005365 | 598.5546 | #REF! | 529.2061 | 0.00010413 | 598.9939 | 0 | 593.34 | 0.0098357 | 598.9939 | 0.0056773 | 527.8409 | 2.2236 | 598.9939 | 0.0091947 | 593.34 | -0.0074648 | 598.9939 | 0.038819 | 593.34 | 3.7236 | 598.9939 | 6.5291 | 529.2061 | 0.00014005 | 598.9939 | 1.3017 | 529.2061 | 0.00011168 | 598.9939 | 0.97989 | 598.5545 | 0.073916 | 793.9389 | 2.1459 | 598.5546 | 0.00026718 | 793.2447 | 0.13694 | 793.9389 | 0.068425 | 598.5545 | 1.0614 | 598.9939 | 2.1129
|  | 527.9559 | 0 | 599.2228 | 0.10222 | 598.7839 | 0.029759 | 527.9559 | 0 | 599.2228 | 0.045259 | 598.7839 | 0.036649 | 598.7839 | #REF! | 529.3237 | 0.00010971 | 599.2229 | 0.025873 | 593.57 | -0.0016793 | 599.2229 | 0.014498 | 527.9559 | 2.219 | 599.2229 | 0.011364 | 593.57 | -0.0030384 | 599.2228 | 0.040208 | 593.57 | 3.8063 | 599.2229 | 6.5278 | 529.3237 | 0.00012832 | 599.2229 | 1.3538 | 529.3237 | 7.6741e-05 | 599.2228 | 1.0329 | 598.7839 | 0.094482 | 794.1047 | 2.0991 | 598.7839 | 0.0031035 | 793.4106 | 0.1333 | 794.1047 | 0.069539 | 598.7839 | 1.0595 | 599.2228 | 2.1109
|  | 528.0708 | 0.0070745 | 599.4518 | 0.038484 | 599.0132 | 0.027895 | 528.0708 | 0.0057976 | 599.4518 | 0.035733 | 599.0132 | 0.0015346 | 599.0132 | #REF! | 529.4412 | 0.00011623 | 599.4518 | 0.0013132 | 593.8 | -0.0079165 | 599.4518 | 0.0024211 | 528.0708 | 2.2017 | 599.4518 | 0.0074232 | 593.8 | -0.0093286 | 599.4518 | 0.038258 | 593.8 | 3.9285 | 599.4518 | 6.4803 | 529.4412 | 0.00013889 | 599.4518 | 1.3746 | 529.4412 | 9.5069e-05 | 599.4518 | 1.0426 | 599.0132 | 0.083283 | 794.2704 | 2.0578 | 599.0132 | -0.0090523 | 793.5765 | 0.14209 | 794.2704 | 0.068564 | 599.0132 | 1.0496 | 599.4518 | 2.1052
|  | 528.1858 | 0 | 599.6808 | 0.077421 | 599.2425 | 0.02922 | 528.1858 | 0 | 599.6808 | 0.060349 | 599.2425 | 0.017115 | 599.2425 | #REF! | 529.5588 | 0.00011791 | 599.6808 | 0.026445 | 594.03 | 0.0083963 | 599.6808 | 0.015564 | 528.1858 | 2.1756 | 599.6808 | 0.01062 | 594.03 | 0.0017376 | 599.6808 | 0.039276 | 594.03 | 3.9663 | 599.6808 | 6.433 | 529.5588 | 0.00012799 | 599.6808 | 1.4217 | 529.5588 | 0.00011511 | 599.6808 | 1.0919 | 599.2425 | 0.096111 | 794.4362 | 2.0017 | 599.2425 | 0.00093613 | 793.7423 | 0.16847 | 794.4362 | 0.069818 | 599.2425 | 1.0534 | 599.6808 | 2.1016
|  | 528.3007 | 0.011359 | 599.9098 | 0.057283 | 599.4718 | 0.021822 | 528.3007 | 0.0097437 | 599.9098 | 0.0017369 | 599.4718 | 0.0016213 | 599.4718 | #REF! | 529.6764 | 0.00010748 | 599.9098 | 0 | 594.26 | 0.014634 | 599.9098 | 0.0031478 | 528.3007 | 2.1564 | 599.9098 | 0.0049031 | 594.26 | 0.00010678 | 599.9098 | 0.035223 | 594.26 | 4.0754 | 599.9098 | 6.3475 | 529.6764 | 0.00013641 | 599.9098 | 1.4193 | 529.6764 | 0.00014509 | 599.9098 | 1.0919 | 599.4719 | 0.0786 | 794.602 | 1.9585 | 599.4718 | -0.0045182 | 793.9082 | 0.12837 | 794.602 | 0.06861 | 599.4719 | 1.0463 | 599.9098 | 2.096
|  | 528.4157 | 0 | 600.1388 | 0.074596 | 599.7012 | 0.028756 | 528.4157 | 0 | 600.1388 | 0.042079 | 599.7012 | 0.024443 | 599.7012 | #REF! | 529.7939 | 0.00011065 | 600.1388 | 0.023279 | 594.49 | 0.0059973 | 600.1388 | 0.013518 | 528.4157 | 2.1388 | 600.1388 | 0.011191 | 594.49 | -0.0035044 | 600.1388 | 0.036979 | 594.49 | 4.1631 | 600.1388 | 6.2734 | 529.7939 | 0.0001303 | 600.1388 | 1.4637 | 529.7939 | 0.00015006 | 600.1388 | 1.1403 | 599.7012 | 0.10466 | 794.7677 | 1.9089 | 599.7012 | -0.0017045 | 794.0741 | 0.19314 | 794.7677 | 0.069865 | 599.7012 | 1.0473 | 600.1388 | 2.0891
|  | 528.5307 | 0.010454 | 600.3678 | 0.059728 | 599.9306 | 0.026647 | 528.5307 | 0.013947 | 600.3678 | 0.032137 | 599.9306 | -0.0090497 | 599.9306 | #REF! | 529.9115 | 0.00011232 | 600.3678 | 0.0039061 | 594.72 | -0.010315 | 600.3678 | 0.0033751 | 528.5307 | 2.1401 | 600.3678 | 0.0056281 | 594.72 | -0.0056011 | 600.3678 | 0.035117 | 594.72 | 4.2773 | 600.3678 | 6.18 | 529.9115 | 0.00012882 | 600.3678 | 1.496 | 529.9115 | 0.00016187 | 600.3678 | 1.1496 | 599.9306 | 0.087356 | 794.9335 | 1.9219 | 599.9306 | -0.0079072 | 794.2399 | 0.1792 | 794.9335 | 0.068471 | 599.9306 | 1.032 | 600.3678 | 2.0803
|  | 528.6457 | 0 | 600.5968 | 0.088956 | 600.1599 | 0.027184 | 528.6457 | 0 | 600.5968 | 0.039405 | 600.1599 | 0.025552 | 600.1599 | #REF! | 530.0291 | 0.00011158 | 600.5968 | 0.017568 | 594.95 | -0.026628 | 600.5968 | 0.013942 | 528.6457 | 2.1258 | 600.5968 | 0.010537 | 594.95 | 0.0049991 | 600.5968 | 0.036762 | 594.95 | 4.3082 | 600.5968 | 6.091 | 530.0291 | 0.00012733 | 600.5968 | 1.533 | 530.0291 | 0.00014509 | 600.5968 | 1.2032 | 600.1599 | 0.10405 | 795.0993 | 1.8758 | 600.1599 | 0.0049717 | 794.4058 | 0.21845 | 795.0993 | 0.07005 | 600.1599 | 1.0315 | 600.5968 | 2.0777
|  | 528.7607 | 0.0016023 | 600.8259 | 0.055402 | 600.3893 | 0.019048 | 528.7607 | 0.01175 | 600.8259 | 0.014865 | 600.3893 | 0.0038754 | 600.3893 | #REF! | 530.1467 | 0.00010152 | 600.8259 | 0 | 595.18 | -0.014154 | 600.8259 | 0.0031804 | 528.7607 | 2.1044 | 600.8259 | 0.0080409 | 595.18 | 0.00080569 | 600.8259 | 0.033617 | 595.18 | 4.4405 | 600.8259 | 6.005 | 530.1467 | 0.00012964 | 600.8259 | 1.5587 | 530.1467 | 0.00015845 | 600.8259 | 1.2199 | 600.3893 | 0.087966 | 795.2651 | 1.8401 | 600.3893 | -0.0099884 | 794.5717 | 0.18735 | 795.2651 | 0.068657 | 600.3893 | 1.0354 | 600.8259 | 2.0685
|  | 528.8757 | 0 | 601.0549 | 0.086983 | 600.6187 | 0.032232 | 528.8757 | 0 | 601.0549 | 0.050299 | 600.6187 | 0.034362 | 600.6187 | #REF! | 530.2643 | 9.444e-05 | 601.0549 | 0.015309 | 595.41 | 0.0002399 | 601.0549 | 0.012452 | 528.8757 | 2.1212 | 601.0549 | 0.012096 | 595.41 | 0.0056981 | 601.0549 | 0.037007 | 595.41 | 4.4047 | 601.0549 | 5.9008 | 530.2643 | 0.00013113 | 601.0549 | 1.6188 | 530.2643 | 0.00012179 | 601.0549 | 1.2742 | 600.6187 | 0.10833 | 795.4309 | 1.7964 | 600.6187 | 0.0069405 | 794.7376 | 0.23217 | 795.4309 | 0.070515 | 600.6187 | 1.0371 | 601.0549 | 2.066
|  | 528.9907 | 0 | 601.2839 | 0.048493 | 600.8481 | 0.025778 | 528.9907 | 0.024837 | 601.2839 | 0.02864 | 600.8481 | 0.0049513 | 600.8481 | #REF! | 530.3819 | 0.00010617 | 601.284 | 0 | 595.64 | -0.019431 | 601.284 | 0.0010693 | 528.9907 | 2.1391 | 601.284 | 0.006869 | 595.64 | -0.0056011 | 601.2839 | 0.033809 | 595.64 | 4.5599 | 601.284 | 5.7918 | 530.3819 | 0.00014186 | 601.284 | 1.643 | 530.3819 | 0.00014012 | 601.2839 | 1.2898 | 600.8481 | 0.10059 | 795.5967 | 1.7595 | 600.8481 | -0.0030187 | 794.9035 | 0.24311 | 795.5967 | 0.068471 | 600.8481 | 1.031 | 601.2839 | 2.0619
|  | 529.1057 | 0 | 601.513 | 0.070741 | 601.0775 | 0.02958 | 529.1057 | 0 | 601.513 | 0.056466 | 601.0775 | 0.0277 | 601.0775 | #REF! | 530.4995 | 0.00010804 | 601.513 | 0.021786 | 595.87 | 0.012714 | 601.513 | 0.012934 | 529.1057 | 2.0993 | 601.513 | 0.011349 | 595.87 | -0.00082513 | 601.513 | 0.035756 | 595.87 | 4.5761 | 601.513 | 5.6812 | 530.4995 | 0.00015722 | 601.513 | 1.6967 | 530.4995 | 0.00012847 | 601.513 | 1.3443 | 601.0775 | 0.11199 | 795.7625 | 1.7309 | 601.0775 | 0.00026661 | 795.0694 | 0.24483 | 795.7625 | 0.070329 | 601.0775 | 1.029 | 601.513 | 2.0568
|  | 529.2207 | 0.0021939 | 601.7421 | 0.061672 | 601.307 | 0.026198 | 529.2207 | 0.005135 | 601.7421 | 0.025973 | 601.307 | -0.0073704 | 601.307 | #REF! | 530.617 | 0.00012089 | 601.7421 | 0.0033621 | 596.1 | 0.011755 | 601.7421 | 0.0056711 | 529.2207 | 2.0554 | 601.7421 | 0.0067547 | 596.1 | -0.0054848 | 601.7421 | 0.033078 | 596.1 | 4.6107 | 601.7421 | 5.5478 | 530.617 | 0.00016928 | 601.7421 | 1.7191 | 530.617 | 0.00012847 | 601.7421 | 1.3549 | 601.307 | 0.10487 | 795.9283 | 1.7035 | 601.307 | -0.0034515 | 795.2353 | 0.26542 | 795.9283 | 0.068378 | 601.307 | 1.0231 | 601.7421 | 2.0505
|  | 529.3357 | 0 | 601.9712 | 0.09091 | 601.5364 | 0.029098 | 529.3357 | 0 | 601.9712 | 0.056066 | 601.5364 | 0.015918 | 601.5364 | #REF! | 530.7346 | 0.00012797 | 601.9712 | 0.01711 | 596.32 | -0.026148 | 601.9712 | 0.012172 | 529.3357 | 2.0895 | 601.9712 | 0.010833 | 596.32 | -0.0033879 | 601.9712 | 0.033982 | 596.32 | 4.5971 | 601.9712 | 5.4312 | 530.7346 | 0.00016647 | 601.9712 | 1.7811 | 530.7346 | 0.00010004 | 601.9712 | 1.4116 | 601.5364 | 0.12055 | 796.0941 | 1.6558 | 601.5364 | 0.0024307 | 795.4012 | 0.23946 | 796.0941 | 0.070468 | 601.5364 | 1.023 | 601.9712 | 2.0461
|  | 529.4507 | 0 | 602.2003 | 0.05962 | 601.7659 | 0.023539 | 529.4507 | 0.0086135 | 602.2003 | 0.029144 | 601.7659 | -0.0043597 | 601.7659 | #REF! | 530.8523 | 0.00015926 | 602.2003 | 0 | 596.55 | 0.0079165 | 602.2003 | 0.0047277 | 529.4507 | 2.0782 | 602.2003 | 0.0087371 | 596.55 | 0.0045333 | 602.2003 | 0.031315 | 596.55 | 4.7071 | 602.2003 | 5.293 | 530.8523 | 0.00014797 | 602.2003 | 1.8128 | 530.8523 | 0.00014337 | 602.2003 | 1.4306 | 601.7659 | 0.10711 | 796.2599 | 1.6211 | 601.7659 | -0.0042053 | 795.5671 | 0.28 | 796.2599 | 0.068239 | 601.7659 | 1.0166 | 602.2003 | 2.0438
|  | 529.5657 | 0 | 602.4294 | 0.09726 | 601.9953 | 0.024611 | 529.5657 | 0 | 602.4294 | 0.052842 | 601.9953 | 0.019721 | 601.9953 | #REF! | 530.9699 | 0.00015274 | 602.4294 | 0.022753 | 596.78 | -0.0059973 | 602.4294 | 0.012939 | 529.5657 | 2.1005 | 602.4294 | 0.008804 | 596.78 | -0.0038538 | 602.4294 | 0.033101 | 596.78 | 4.673 | 602.4294 | 5.1413 | 530.9699 | 0.0001341 | 602.4294 | 1.8678 | 530.9699 | 0.00015348 | 602.4294 | 1.4898 | 601.9953 | 0.12421 | 796.4257 | 1.5941 | 601.9953 | -0.0016874 | 795.733 | 0.2785 | 796.4257 | 0.070283 | 601.9953 | 1.0062 | 602.4294 | 2.0364
|  | 529.6807 | 0.01103 | 602.6585 | 0.071439 | 602.2248 | 0.022535 | 529.6807 | 0.016717 | 602.6585 | 0.021146 | 602.2248 | -0.016736 | 602.2248 | #REF! | 531.0875 | 0.00013486 | 602.6585 | 0 | 597.01 | -0.025668 | 602.6585 | 0.0023119 | 529.6807 | 2.0713 | 602.6585 | 0.0067182 | 597.01 | -9.7074e-06 | 602.6585 | 0.029656 | 597.01 | 4.6612 | 602.6585 | 4.9934 | 531.0875 | 0.00013427 | 602.6585 | 1.8929 | 531.0875 | 0.00015519 | 602.6585 | 1.4925 | 602.2248 | 0.1124 | 796.5915 | 1.5486 | 602.2248 | -0.0031047 | 795.8989 | 0.27357 | 796.5915 | 0.068053 | 602.2248 | 1.0023 | 602.6585 | 2.032
|  | 529.7958 | 0 | 602.8876 | 0.076374 | 602.4543 | 0.023171 | 529.7958 | 0 | 602.8876 | 0.048284 | 602.4543 | 0.022669 | 602.4543 | #REF! | 531.2051 | 0.00010934 | 602.8877 | 0.024147 | 597.24 | 0.0088761 | 602.8877 | 0.009554 | 529.7958 | 2.0382 | 602.8877 | 0.008952 | 597.24 | -0.0057175 | 602.8876 | 0.03195 | 597.24 | 4.6619 | 602.8877 | 4.8763 | 531.2051 | 0.00012304 | 602.8877 | 1.9513 | 531.2051 | 0.00016684 | 602.8876 | 1.5611 | 602.4543 | 0.1238 | 796.7574 | 1.5249 | 602.4543 | -0.001547 | 796.0648 | 0.24804 | 796.7574 | 0.070283 | 602.4543 | 1.0054 | 602.8876 | 2.0302
|  | 529.9108 | 0.0060393 | 603.1168 | 0.044609 | 602.6838 | 0.024296 | 529.9108 | 0.016908 | 603.1168 | 0.037528 | 602.6838 | -0.0095386 | 602.6838 | #REF! | 531.3227 | 0.00010115 | 603.1168 | 0.0014045 | 597.47 | -0.0040782 | 603.1168 | 0.0040715 | 529.9108 | 2.0217 | 603.1168 | 0.006067 | 597.47 | -0.0023395 | 603.1168 | 0.0296 | 597.47 | 4.6289 | 603.1168 | 4.7261 | 531.3227 | 0.00013228 | 603.1168 | 1.9837 | 531.3227 | 0.00018346 | 603.1168 | 1.5851 | 602.6838 | 0.11831 | 796.9232 | 1.4892 | 602.6838 | 0.00065133 | 796.2307 | 0.29158 | 796.9232 | 0.067728 | 602.6838 | 0.9996 | 603.1168 | 2.022
|  | 530.0258 | 0 | 603.3459 | 0.075862 | 602.9133 | 0.026347 | 530.0258 | 0 | 603.3459 | 0.060421 | 602.9133 | 0.031119 | 602.9133 | #REF! | 531.4403 | 9.7047e-05 | 603.346 | 0.018078 | 597.7 | 0.013194 | 603.346 | 0.012528 | 530.0258 | 2.037 | 603.346 | 0.0093408 | 597.7 | -9.7074e-06 | 603.3459 | 0.031906 | 597.7 | 4.6581 | 603.346 | 4.5701 | 531.4403 | 0.00013658 | 603.346 | 2.0407 | 531.4403 | 0.00020847 | 603.346 | 1.6361 | 602.9133 | 0.13134 | 797.089 | 1.4857 | 602.9133 | 7.6912e-05 | 796.3967 | 0.29973 | 797.089 | 0.069957 | 602.9133 | 1.0002 | 603.3459 | 2.0105
|  | 530.1409 | 0.00041907 | 603.5751 | 0.048677 | 603.1428 | 0.027142 | 530.1409 | 0 | 603.5751 | 0.032259 | 603.1428 | -0.0088873 | 603.1428 | #REF! | 531.558 | 0.00010841 | 603.5751 | 0.0021605 | 597.93 | -0.0035984 | 603.5751 | 0.0027488 | 530.1409 | 2.0137 | 603.5751 | 0.0064506 | 597.93 | 0.0044169 | 603.5751 | 0.028813 | 597.93 | 4.6624 | 603.5751 | 4.4411 | 531.558 | 0.00014996 | 603.5751 | 2.0833 | 531.558 | 0.00015519 | 603.5751 | 1.6578 | 603.1428 | 0.12523 | 797.2549 | 1.4495 | 603.1428 | -0.0019807 | 796.5626 | 0.24397 | 797.2549 | 0.067124 | 603.1428 | 0.99456 | 603.5751 | 2.0061
|  | 530.2559 | 0 | 603.8043 | 0.08234 | 603.3724 | 0.028451 | 530.2559 | 0 | 603.8043 | 0.035642 | 603.3724 | 0.0085418 | 603.3724 | #REF! | 531.6756 | 0.00011269 | 603.8043 | 0.022593 | 598.16 | 0.02375 | 603.8043 | 0.014777 | 530.2559 | 2.0183 | 603.8043 | 0.011548 | 598.16 | -0.00059213 | 603.8043 | 0.030528 | 598.16 | 4.5966 | 603.8043 | 4.2972 | 531.6756 | 0.00014649 | 603.8043 | 2.1468 | 531.6756 | 0.00014183 | 603.8043 | 1.7131 | 603.3724 | 0.14193 | 797.4207 | 1.3875 | 603.3724 | -0.0011815 | 796.7286 | 0.3229 | 797.4207 | 0.069539 | 603.3724 | 0.98977 | 603.8043 | 1.9996
|  | 530.371 | 0.0085608 | 604.0335 | 0.056034 | 603.6019 | 0.028935 | 530.371 | 0.016048 | 604.0335 | 0.023144 | 603.6019 | -0.0020247 | 603.6019 | #REF! | 531.7932 | 0.00011493 | 604.0335 | 0.00030034 | 598.39 | -0.013194 | 604.0335 | 0.0025784 | 530.371 | 2.021 | 604.0335 | 0.0072063 | 598.39 | -0.013406 | 604.0335 | 0.028494 | 598.39 | 4.6081 | 604.0335 | 4.146 | 531.7932 | 0.00013542 | 604.0335 | 2.1787 | 531.7932 | 0.0001235 | 604.0335 | 1.742 | 603.6019 | 0.1348 | 797.5865 | 1.388 | 603.6019 | -0.0041915 | 796.8945 | 0.28193 | 797.5865 | 0.066845 | 603.6019 | 0.98766 | 604.0335 | 1.9951
|  | 530.486 | 0 | 604.2627 | 0.092987 | 603.8315 | 0.029973 | 530.486 | 0 | 604.2627 | 0.027775 | 603.8315 | 0.021044 | 603.8315 | #REF! | 531.9108 | 0.00011437 | 604.2627 | 0.015792 | 598.62 | 0.019911 | 604.2627 | 0.012412 | 530.486 | 2.0149 | 604.2627 | 0.0096542 | 598.62 | 0.00080569 | 604.2627 | 0.030701 | 598.62 | 4.5077 | 604.2627 | 4.0213 | 531.9108 | 0.0001341 | 604.2627 | 2.2501 | 531.9108 | 0.00013018 | 604.2627 | 1.8132 | 603.8315 | 0.14722 | 797.7524 | 1.3516 | 603.8315 | 0.0032258 | 797.0604 | 0.31925 | 797.7524 | 0.069586 | 603.8315 | 0.98185 | 604.2627 | 1.9903
|  | 530.6011 | 0.0081099 | 604.4919 | 0.068537 | 604.061 | 0.026191 | 530.6011 | 0.0074539 | 604.4919 | 0.017212 | 604.061 | -0.0090345 | 604.061 | #REF! | 532.0285 | 0.00012611 | 604.4919 | 0.0010055 | 598.85 | 0.0079165 | 604.4919 | 0.0065508 | 530.6011 | 2.0217 | 604.4919 | 0.0063637 | 598.85 | 0.0015046 | 604.4919 | 0.027639 | 598.85 | 4.4247 | 604.4919 | 3.8745 | 532.0285 | 0.00015425 | 604.4919 | 2.2884 | 532.0285 | 0.00012847 | 604.4919 | 1.8332 | 604.0611 | 0.135 | 797.9182 | 1.3196 | 604.061 | -0.003118 | 797.2264 | 0.2637 | 797.9182 | 0.066892 | 604.0611 | 0.96359 | 604.4919 | 1.985
|  | 530.7162 | 0 | 604.7211 | 0.093213 | 604.2906 | 0.028749 | 530.7162 | 0 | 604.7211 | 0.032173 | 604.2906 | 0.0096118 | 604.2906 | #REF! | 532.1461 | 0.00012275 | 604.7211 | 0.018539 | 599.08 | 0.02183 | 604.7211 | 0.013229 | 530.7162 | 2.0457 | 604.7211 | 0.0097514 | 599.08 | -0.0028054 | 604.7211 | 0.029068 | 599.08 | 4.3562 | 604.7211 | 3.7397 | 532.1461 | 0.00016234 | 604.7211 | 2.3515 | 532.1461 | 0.00010843 | 604.7211 | 1.8858 | 604.2906 | 0.14967 | 798.0841 | 1.3246 | 604.2906 | 0.0023845 | 797.3923 | 0.2755 | 798.0841 | 0.069632 | 604.2906 | 0.98179 | 604.7211 | 1.9785
|  | 530.8312 | 0.0070745 | 604.9504 | 0.068393 | 604.5202 | 0.024711 | 530.8312 | 0.015762 | 604.9504 | 0.02629 | 604.5202 | -0.0089026 | 604.5202 | #REF! | 532.2638 | 0.00011791 | 604.9504 | 0.0014092 | 599.31 | -0.02135 | 604.9504 | 0.0027833 | 530.8312 | 2.0151 | 604.9504 | 0.0049498 | 599.31 | -0.002456 | 604.9504 | 0.026392 | 599.31 | 4.3454 | 604.9504 | 3.6024 | 532.2638 | 0.00015342 | 604.9504 | 2.3999 | 532.2638 | 7.006e-05 | 604.9504 | 1.9186 | 604.5202 | 0.14213 | 798.25 | 1.2666 | 604.5202 | -0.0057796 | 797.5583 | 0.25148 | 798.25 | 0.066474 | 604.5202 | 0.96416 | 604.9504 | 1.9749
|  | 530.9463 | 0 | 605.1796 | 0.07252 | 604.7498 | 0.027117 | 530.9463 | 0.00066409 | 605.1796 | 0.039836 | 604.7498 | 0.017106 | 604.7498 | #REF! | 532.3814 | 9.9655e-05 | 605.1796 | 0.020689 | 599.54 | -0.0064771 | 605.1796 | 0.011656 | 530.9463 | 2.0014 | 605.1796 | 0.0094701 | 599.54 | -0.0042033 | 605.1796 | 0.028485 | 599.54 | 4.2167 | 605.1796 | 3.4777 | 532.3814 | 0.00014384 | 605.1796 | 2.4723 | 532.3814 | 5.3444e-05 | 605.1796 | 1.9891 | 604.7498 | 0.16392 | 798.4158 | 1.2623 | 604.7498 | -0.0010524 | 797.7243 | 0.27164 | 798.4158 | 0.069075 | 604.7498 | 0.97074 | 605.1796 | 1.9713
|  | 531.0614 | 0.0075183 | 605.4089 | 0.050685 | 604.9794 | 0.023885 | 531.0614 | 0.012132 | 605.4089 | 0.032566 | 604.9794 | -0.0046527 | 604.9794 | #REF! | 532.4991 | 9.9655e-05 | 605.4089 | 0.00065687 | 599.77 | -0.015113 | 605.4089 | 0.004941 | 531.0614 | 2.0071 | 605.4089 | 0.005591 | 599.77 | -0.0030384 | 605.4089 | 0.025944 | 599.77 | 4.1486 | 605.4089 | 3.3435 | 532.4991 | 0.00013179 | 605.4089 | 2.5119 | 532.4991 | 0.00011682 | 605.4089 | 1.9973 | 604.9794 | 0.14783 | 798.5817 | 1.2039 | 604.9794 | -0.0038057 | 797.8902 | 0.29008 | 798.5817 | 0.065777 | 604.9794 | 0.96033 | 605.4089 | 1.9664
|  | 531.1765 | 0 | 605.6382 | 0.084504 | 605.2091 | 0.032567 | 531.1765 | 0 | 605.6382 | 0.054906 | 605.2091 | 0.021452 | 605.2091 | #REF! | 532.6167 | 9.6302e-05 | 605.6382 | 0.018978 | 600 | -0.00071969 | 605.6382 | 0.014076 | 531.1765 | 1.954 | 605.6382 | 0.010266 | 600 | 0.00080569 | 605.6382 | 0.028612 | 600 | 4.0667 | 605.6382 | 3.2311 | 532.6167 | 0.00014236 | 605.6382 | 2.5907 | 532.6167 | 0.00012505 | 605.6382 | 2.0824 | 605.2091 | 0.17553 | 798.7476 | 1.1918 | 605.2091 | 0.0078763 | 798.0562 | 0.42842 | 798.7476 | 0.068657 | 605.2091 | 0.96193 | 605.6382 | 1.9599
|  | 531.2916 | 0 | 605.8674 | 0.056497 | 605.4387 | 0.023369 | 531.2916 | 0.012227 | 605.8674 | 0.028714 | 605.4387 | -0.010692 | 605.4387 | #REF! | 532.7344 | 0.00012145 | 605.8674 | 0 | 600.23 | -0.020872 | 605.8674 | 0.00433 | 531.2916 | 1.9863 | 605.8674 | 0.0039834 | 600.23 | 0.0033685 | 605.8674 | 0.024953 | 600.23 | 3.9758 | 605.8674 | 3.1056 | 532.7344 | 0.00012716 | 605.8674 | 2.6468 | 532.7344 | 0.00010346 | 605.8674 | 2.1056 | 605.4387 | 0.16229 | 798.9135 | 1.1715 | 605.4387 | 5.4782e-05 | 798.2222 | 0.31904 | 798.9135 | 0.065452 | 605.4387 | 0.96052 | 605.8674 | 1.9569
|  | 531.4067 | 0 | 606.0967 | 0.065821 | 605.6683 | 0.027753 | 531.4067 | 0 | 606.0967 | 0.052283 | 605.6683 | 0.028563 | 605.6683 | #REF! | 532.852 | 0.00013281 | 606.0967 | 0.024173 | 600.46 | 0.035264 | 606.0967 | 0.012798 | 531.4067 | 1.9537 | 606.0967 | 0.0094086 | 600.46 | 0.0077949 | 606.0967 | 0.026816 | 600.46 | 3.862 | 606.0967 | 2.9974 | 532.852 | 0.00012997 | 606.0967 | 2.7148 | 532.852 | 3.837e-05 | 606.0967 | 2.1633 | 605.6684 | 0.17654 | 799.0793 | 1.1541 | 605.6683 | 0.003636 | 798.3882 | 0.41384 | 799.0793 | 0.06861 | 605.6684 | 0.96889 | 606.0967 | 1.9489
|  | 531.5217 | 0.013911 | 606.326 | 0.038727 | 605.898 | 0.023302 | 531.5217 | 0.0066257 | 606.326 | 0.048168 | 605.898 | -0.0086482 | 605.898 | #REF! | 532.9697 | 0.00013616 | 606.326 | 0.002674 | 600.69 | -0.0031186 | 606.326 | 0.0037959 | 531.5217 | 1.9542 | 606.326 | 0.005676 | 600.69 | -0.002456 | 606.326 | 0.024531 | 600.69 | 3.7657 | 606.326 | 2.8848 | 532.9697 | 0.00012733 | 606.326 | 2.7673 | 532.9697 | 6.6805e-05 | 606.3261 | 2.1865 | 605.898 | 0.1631 | 799.2452 | 1.123 | 605.898 | -0.008832 | 798.5542 | 0.35528 | 799.2452 | 0.065359 | 605.898 | 0.95855 | 606.326 | 1.9469
|  | 531.6368 | 0 | 606.5554 | 0.062137 | 606.1277 | 0.02812 | 531.6368 | 0 | 606.5554 | 0.063845 | 606.1277 | 0.018692 | 606.1277 | #REF! | 533.0874 | 0.00012182 | 606.5554 | 0.019895 | 600.92 | 0.036225 | 606.5554 | 0.01421 | 531.6368 | 1.9373 | 606.5554 | 0.0097118 | 600.92 | 0.00022327 | 606.5554 | 0.026493 | 600.92 | 3.6484 | 606.5554 | 2.7764 | 533.0874 | 0.00013641 | 606.5554 | 2.8606 | 533.0874 | 0.00011014 | 606.5554 | 2.261 | 606.1277 | 0.19283 | 799.4111 | 1.1018 | 606.1277 | 0.005388 | 798.7201 | 0.36922 | 799.4111 | 0.068564 | 606.1277 | 0.95733 | 606.5554 | 1.9406
|  | 531.752 | 0 | 606.7847 | 0.05064 | 606.3574 | 0.022205 | 531.752 | 0.0084479 | 606.7847 | 0.028152 | 606.3574 | -0.015098 | 606.3574 | #REF! | 533.2051 | 0.00013151 | 606.7847 | 0 | 601.15 | 0.004558 | 606.7847 | 0.0012373 | 531.752 | 1.9012 | 606.7847 | 0.0040112 | 601.15 | -0.0061837 | 606.7847 | 0.023965 | 601.15 | 3.5351 | 606.7847 | 2.667 | 533.2051 | 0.00013641 | 606.7847 | 2.9178 | 533.2051 | 0.00013344 | 606.7847 | 2.3025 | 606.3574 | 0.18225 | 799.577 | 1.0629 | 606.3574 | -0.0031603 | 798.8861 | 0.36622 | 799.577 | 0.065126 | 606.3574 | 0.95044 | 606.7847 | 1.9356
|  | 531.8671 | 0 | 607.014 | 0.071738 | 606.5871 | 0.022929 | 531.8671 | 0 | 607.014 | 0.058813 | 606.5871 | 0.020411 | 606.5871 | #REF! | 533.3227 | 0.00011456 | 607.014 | 0.017618 | 601.38 | 0.013674 | 607.014 | 0.010114 | 531.8671 | 1.8826 | 607.014 | 0.0089802 | 601.38 | -0.0073485 | 607.014 | 0.025401 | 601.38 | 3.4223 | 607.014 | 2.5709 | 533.3227 | 0.00012997 | 607.014 | 2.9986 | 533.3227 | 0.00012676 | 607.014 | 2.3654 | 606.587 | 0.18876 | 799.7429 | 1.0364 | 606.5871 | 0.006742 | 799.0521 | 0.49598 | 799.7429 | 0.068378 | 606.587 | 0.9489 | 607.014 | 1.9268
|  | 531.9822 | 0.0027855 | 607.2433 | 0.055961 | 606.8168 | 0.024295 | 531.9822 | 0.0013252 | 607.2433 | 0.042622 | 606.8168 | -0.014046 | 606.8168 | #REF! | 533.4404 | 0.00011567 | 607.2434 | 0.0011535 | 601.61 | -0.012235 | 607.2434 | 0.0030583 | 531.9822 | 1.8884 | 607.2434 | 0.0042296 | 601.61 | -0.00070865 | 607.2433 | 0.023241 | 601.61 | 3.314 | 607.2434 | 2.4692 | 533.4404 | 0.00013427 | 607.2434 | 3.06 | 533.4404 | 9.3356e-05 | 607.2433 | 2.396 | 606.8167 | 0.18449 | 799.9088 | 1.0147 | 606.8168 | 1.7175e-05 | 799.2181 | 0.5052 | 799.9088 | 0.064987 | 606.8167 | 0.93607 | 607.2433 | 1.9221
|  | 532.0973 | 0 | 607.4727 | 0.05108 | 607.0465 | 0.021907 | 532.0973 | 0 | 607.4727 | 0.049717 | 607.0465 | 0.029691 | 607.0465 | #REF! | 533.5581 | 0.00011325 | 607.4727 | 0.011242 | 601.84 | 0.02327 | 607.4727 | 0.0113 | 532.0973 | 1.8615 | 607.4727 | 0.0088655 | 601.84 | 0.0010387 | 607.4727 | 0.024685 | 601.84 | 3.1418 | 607.4727 | 2.3726 | 533.5581 | 0.00013179 | 607.4727 | 3.1424 | 533.5581 | 8.6676e-05 | 607.4727 | 2.4645 | 607.0465 | 0.20383 | 800.0747 | 0.99615 | 607.0465 | -0.0026554 | 799.3841 | 0.57748 | 800.0747 | 0.068703 | 607.0465 | 0.94214 | 607.4727 | 1.9156
|  | 532.2124 | 0.0051518 | 607.7021 | 0.050664 | 607.2762 | 0.019686 | 532.2124 | 0.017577 | 607.7021 | 0.025999 | 607.2762 | -0.0095599 | 607.2762 | #REF! | 533.6758 | 0.00012871 | 607.7021 | 0 | 602.07 | 0.025668 | 607.7021 | 0.0020782 | 532.2124 | 1.8729 | 607.7021 | 0.0056586 | 602.07 | 0.0033685 | 607.7021 | 0.02159 | 602.07 | 3.0434 | 607.7021 | 2.2779 | 533.6758 | 0.00013757 | 607.7021 | 3.2071 | 533.6758 | 0.00011014 | 607.7021 | 2.5112 | 607.2762 | 0.19344 | 800.2406 | 0.97922 | 607.2762 | -0.0059412 | 799.5501 | 0.57491 | 800.2406 | 0.065452 | 607.2762 | 0.93703 | 607.7021 | 1.9113
|  | 532.3276 | 0 | 607.9315 | 0.088341 | 607.5059 | 0.025032 | 532.3276 | 0 | 607.9315 | 0.042926 | 607.5059 | 0.023554 | 607.5059 | #REF! | 533.7935 | 0.00014473 | 607.9315 | 0.017778 | 602.3 | -0.010315 | 607.9315 | 0.014084 | 532.3276 | 1.8683 | 607.9315 | 0.0094079 | 602.3 | 0.0013882 | 607.9315 | 0.024553 | 602.3 | 2.9343 | 607.9315 | 2.1979 | 533.7935 | 0.00013955 | 607.9315 | 3.3072 | 533.7935 | 0.00011014 | 607.9315 | 2.5726 | 607.5059 | 0.21707 | 800.4065 | 0.95889 | 607.5059 | 0.0013398 | 799.7162 | 0.54274 | 800.4065 | 0.069028 | 607.5059 | 0.94022 | 607.9315 | 1.907
|  | 532.4427 | 0.0069267 | 608.1609 | 0.066867 | 607.7357 | 0.020463 | 532.4427 | 0.0074539 | 608.1609 | 0.042945 | 607.7357 | 0.0034454 | 607.7357 | #REF! | 533.9112 | 0.00012704 | 608.1609 | 0 | 602.53 | 0.011275 | 608.1609 | 0 | 532.4427 | 1.8568 | 608.1609 | 0.0049037 | 602.53 | -0.0044363 | 608.1609 | 0.021429 | 602.53 | 2.8462 | 608.1609 | 2.1091 | 533.9112 | 0.00015772 | 608.1609 | 3.3715 | 533.9112 | 0.00013515 | 608.1609 | 2.6145 | 607.7357 | 0.20892 | 800.5724 | 0.9465 | 607.7357 | -0.0055814 | 799.8822 | 0.54166 | 800.5724 | 0.065637 | 607.7357 | 0.93128 | 608.1609 | 1.904
|  | 532.5578 | 0 | 608.3903 | 0.064503 | 607.9654 | 0.035663 | 532.5578 | 0 | 608.3903 | 0.063614 | 607.9654 | 0.013754 | 607.9654 | #REF! | 534.0289 | 0.0001235 | 608.3903 | 0.019023 | 602.76 | 0.0098357 | 608.3903 | 0.013604 | 532.5578 | 1.8777 | 608.3903 | 0.010843 | 602.76 | 0.0022036 | 608.3903 | 0.02526 | 602.76 | 2.7083 | 608.3903 | 2.0247 | 534.0289 | 0.00015871 | 608.3903 | 3.4661 | 534.0289 | 0.00012676 | 608.3903 | 2.6863 | 607.9655 | 0.22236 | 800.7383 | 0.93824 | 607.9654 | -0.005346 | 800.0482 | 0.55947 | 800.7383 | 0.0694 | 607.9655 | 0.92573 | 608.3903 | 1.8921
|  | 532.673 | 0 | 608.6197 | 0.069459 | 608.1952 | 0.022921 | 532.673 | 0.0077853 | 608.6197 | 0.038168 | 608.1952 | 0.007233 | 608.1952 | #REF! | 534.1466 | 0.00012238 | 608.6197 | 0.0050403 | 602.99 | 0.0083963 | 608.6197 | 0.0029599 | 532.673 | 1.8585 | 608.6197 | 0.0047758 | 602.99 | -0.010843 | 608.6197 | 0.021982 | 602.99 | 2.6495 | 608.6197 | 1.9359 | 534.1466 | 0.00015111 | 608.6197 | 3.5404 | 534.1466 | 0.00017678 | 608.6197 | 2.7159 | 608.1952 | 0.21768 | 800.9043 | 0.89277 | 608.1952 | -0.0028162 | 800.2142 | 0.52772 | 800.9043 | 0.06652 | 608.1952 | 0.91864 | 608.6197 | 1.8849
|  | 532.7881 | 0 | 608.8491 | 0.085147 | 608.425 | 0.024759 | 532.7881 | 0 | 608.8491 | 0.060274 | 608.425 | 0.030741 | 608.425 | #REF! | 534.2642 | 0.00012499 | 608.8491 | 0.015457 | 603.22 | -0.022789 | 608.8491 | 0.015269 | 532.7881 | 1.8622 | 608.8491 | 0.008284 | 603.22 | -0.0087464 | 608.8491 | 0.023432 | 603.22 | 2.493 | 608.8491 | 1.8694 | 534.2642 | 0.00013063 | 608.8491 | 3.6314 | 534.2642 | 0.00014012 | 608.8491 | 2.7894 | 608.425 | 0.23173 | 801.0702 | 0.87184 | 608.425 | -0.0023259 | 800.3803 | 0.59936 | 801.0702 | 0.070236 | 608.425 | 0.91762 | 608.8491 | 1.8763
|  | 532.9033 | 0.0058913 | 609.0786 | 0.040625 | 608.6548 | 0.026363 | 532.9033 | 0.0064601 | 609.0786 | 0.018082 | 608.6548 | -0.0069768 | 608.6548 | #REF! | 534.3819 | 0.00014008 | 609.0786 | 0 | 603.45 | -0.0050378 | 609.0786 | 0.0023436 | 532.9033 | 1.8516 | 609.0786 | 0.0050362 | 603.45 | -0.00047565 | 609.0786 | 0.021897 | 603.45 | 2.3926 | 609.0786 | 1.7845 | 534.3819 | 0.00013873 | 609.0786 | 3.6927 | 534.3819 | 0.00013687 | 609.0785 | 2.8161 | 608.6548 | 0.22725 | 801.2361 | 0.86222 | 608.6548 | -0.0037745 | 800.5463 | 0.53973 | 801.2361 | 0.067031 | 608.6548 | 0.90989 | 609.0786 | 1.8661
|  | 533.0184 | 0 | 609.308 | 0.081834 | 608.8846 | 0.028005 | 533.0184 | 0 | 609.308 | 0.028397 | 608.8846 | 0.025246 | 608.8846 | #REF! | 534.4997 | 0.00012741 | 609.308 | 0.018749 | 603.68 | 0.014634 | 609.308 | 0.013601 | 533.0184 | 1.8433 | 609.308 | 0.0087204 | 603.68 | -0.0030384 | 609.308 | 0.022757 | 603.68 | 2.2922 | 609.308 | 1.7127 | 534.4997 | 0.00014996 | 609.308 | 3.7999 | 534.4997 | 0.00010175 | 609.308 | 2.8874 | 608.8846 | 0.24924 | 801.4021 | 0.85106 | 608.8846 | 0.0045543 | 800.7123 | 0.59228 | 801.4021 | 0.070886 | 608.8846 | 0.9083 | 609.308 | 1.8589
|  | 533.1336 | 0 | 609.5375 | 0.047185 | 609.1144 | 0.02245 | 533.1336 | 0.010603 | 609.5375 | 0.018135 | 609.1144 | -0.0018789 | 609.1144 | #REF! | 534.6174 | 0.00014306 | 609.5375 | 0 | 603.91 | -0.0093559 | 609.5375 | 0.0028625 | 533.1336 | 1.8494 | 609.5375 | 0.0048609 | 603.91 | -0.00047565 | 609.5375 | 0.020879 | 603.91 | 2.2062 | 609.5375 | 1.6443 | 534.6174 | 0.00015293 | 609.5375 | 3.8875 | 534.6174 | 0.00012008 | 609.5375 | 2.9476 | 609.1144 | 0.236 | 801.568 | 0.82582 | 609.1144 | 0.0033109 | 800.8784 | 0.60579 | 801.568 | 0.067774 | 609.1144 | 0.90217 | 609.5375 | 1.8569
|  | 533.2487 | 0 | 609.767 | 0.082982 | 609.3442 | 0.024658 | 533.2487 | 0.0044828 | 609.767 | 0.062254 | 609.3442 | 0.033482 | 609.3442 | #REF! | 534.7351 | 0.00012499 | 609.767 | 0.01717 | 604.14 | 0.030946 | 609.767 | 0.014263 | 533.2487 | 1.7795 | 609.767 | 0.0091388 | 604.14 | 0.0018541 | 609.767 | 0.022864 | 604.14 | 2.0517 | 609.767 | 1.5829 | 534.7351 | 0.00014038 | 609.767 | 4.0042 | 534.7351 | 0.00012008 | 609.767 | 3.0339 | 609.3442 | 0.26003 | 801.7339 | 0.83127 | 609.3442 | -0.0015227 | 801.0444 | 0.65276 | 801.7339 | 0.072048 | 609.3442 | 0.9104 | 609.767 | 1.8551
|  | 533.3639 | 0.00071483 | 609.9965 | 0.039544 | 609.5741 | 0.020269 | 533.3639 | 0 | 609.9965 | 0.032625 | 609.5741 | -0.01794 | 609.5741 | #REF! | 534.8528 | 0.00013542 | 609.9964 | 0.0017031 | 604.36 | -0.0074367 | 609.9964 | 8.1446e-05 | 533.3639 | 1.8024 | 609.9964 | 0.0038865 | 604.36 | -0.0025725 | 609.9965 | 0.019561 | 604.36 | 1.9438 | 609.9964 | 1.5145 | 534.8528 | 0.00012964 | 609.9964 | 4.0802 | 534.8528 | 0.00011014 | 609.9965 | 3.0739 | 609.5741 | 0.24537 | 801.8999 | 0.79868 | 609.5741 | -0.0039453 | 801.2105 | 0.64719 | 801.8999 | 0.06875 | 609.5741 | 0.89885 | 609.9965 | 1.8482
|  | 533.4791 | 0 | 610.226 | 0.074831 | 609.8039 | 0.027104 | 533.4791 | 0 | 610.226 | 0.04217 | 609.8039 | 0.026908 | 609.8039 | #REF! | 534.9705 | 0.00013393 | 610.2259 | 0.022209 | 604.59 | 0.013194 | 610.2259 | 0.009845 | 533.4791 | 1.7567 | 610.2259 | 0.0083062 | 604.59 | 0.0010387 | 610.226 | 0.021803 | 604.59 | 1.8677 | 610.2259 | 1.4557 | 534.9705 | 0.00012617 | 610.2259 | 4.186 | 534.9705 | 0.00018688 | 610.226 | 3.1573 | 609.8039 | 0.26594 | 802.0658 | 0.7675 | 609.8039 | 0.0049523 | 801.3765 | 0.67893 | 802.0658 | 0.073302 | 609.8039 | 0.91213 | 610.226 | 1.8399
|  | 533.5943 | 0.012512 | 610.4554 | 0.068059 | 610.0338 | 0.023172 | 533.5943 | 0.013374 | 610.4554 | 0.040573 | 610.0338 | -0.033572 | 610.0338 | #REF! | 535.0883 | 0.00013877 | 610.4555 | 0.0021117 | 604.82 | -0.0098357 | 610.4555 | 0.0015582 | 533.5943 | 1.7262 | 610.4555 | 0.004846 | 604.82 | 0.0010387 | 610.4554 | 0.01891 | 604.82 | 1.7946 | 610.4555 | 1.385 | 535.0883 | 0.00013427 | 610.4555 | 4.2652 | 535.0883 | 0.00016856 | 610.4554 | 3.1945 | 610.0338 | 0.26553 | 802.2318 | 0.75185 | 610.0338 | -0.0023396 | 801.5426 | 0.72912 | 802.2318 | 0.070654 | 610.0338 | 0.90089 | 610.4554 | 1.8291
|  | 533.7095 | 0 | 610.685 | 0.087851 | 610.2637 | 0.024945 | 533.7095 | 0 | 610.685 | 0.051895 | 610.2637 | 0.0038749 | 610.2637 | #REF! | 535.206 | 0.00012219 | 610.685 | 0.013585 | 605.05 | 0.014634 | 610.685 | 0.012445 | 533.7095 | 1.6921 | 610.685 | 0.0072652 | 605.05 | 0.00068922 | 610.685 | 0.021053 | 605.05 | 1.6625 | 610.685 | 1.3317 | 535.206 | 0.00013542 | 610.685 | 4.3778 | 535.206 | 0.00019185 | 610.685 | 3.274 | 610.2637 | 0.28406 | 802.3977 | 0.73669 | 610.2637 | 0.0037289 | 801.7087 | 0.76386 | 802.3977 | 0.074789 | 610.2637 | 0.90185 | 610.685 | 1.8209
|  | 533.8247 | 0.0045602 | 610.9145 | 0.054336 | 610.4936 | 0.019372 | 533.8247 | 0.01089 | 610.9145 | 0.026636 | 610.4936 | -0.01449 | 610.4936 | #REF! | 535.3237 | 0.00010152 | 610.9145 | 0 | 605.28 | 0.0031186 | 610.9145 | 0.00276 | 533.8247 | 1.7004 | 610.9145 | 0.0037031 | 605.28 | -0.0031549 | 610.9145 | 0.018337 | 605.28 | 1.6143 | 610.9145 | 1.2722 | 535.3237 | 0.0001483 | 610.9145 | 4.478 | 535.3237 | 9.8495e-05 | 610.9145 | 3.3078 | 610.4936 | 0.26919 | 802.5637 | 0.72343 | 610.4936 | 0.00060668 | 801.8747 | 0.75979 | 802.5637 | 0.072187 | 610.4936 | 0.87995 | 610.9145 | 1.8108
|  | 533.9398 | 0 | 611.144 | 0.070553 | 610.7235 | 0.024692 | 533.9398 | 0 | 611.144 | 0.041269 | 610.7235 | 0.028841 | 610.7235 | #REF! | 535.4415 | 9.4626e-05 | 611.144 | 0.010959 | 605.51 | 0.017512 | 611.144 | 0.015325 | 533.9398 | 1.6953 | 611.144 | 0.0073068 | 605.51 | -0.0035044 | 611.144 | 0.020687 | 605.51 | 1.5123 | 611.144 | 1.2258 | 535.4415 | 0.00014384 | 611.144 | 4.6011 | 535.4415 | 0.00010346 | 611.144 | 3.404 | 610.7235 | 0.29852 | 802.7297 | 0.69371 | 610.7235 | -0.0021832 | 802.0408 | 0.7778 | 802.7297 | 0.075578 | 610.7235 | 0.90223 | 611.144 | 1.8069
|  | 534.055 | 0.00027119 | 611.3736 | 0.05196 | 610.9534 | 0.012906 | 534.055 | 0.0096482 | 611.3736 | 0.031917 | 610.9534 | -0.020328 | 610.9534 | #REF! | 535.5592 | 0.00010096 | 611.3736 | 0.0045327 | 605.74 | -0.028548 | 611.3736 | 0.004211 | 534.055 | 1.6542 | 611.3736 | 0.004295 | 605.74 | -0.005368 | 611.3736 | 0.018108 | 605.74 | 1.4206 | 611.3736 | 1.1673 | 535.5592 | 0.00014005 | 611.3736 | 4.6995 | 535.5592 | 8.1708e-05 | 611.3736 | 3.4703 | 610.9534 | 0.28385 | 802.8956 | 0.6908 | 610.9534 | 0.0015076 | 802.2069 | 0.79539 | 802.8956 | 0.073023 | 610.9534 | 0.89176 | 611.3736 | 1.8031
|  | 534.1702 | 0 | 611.6031 | 0.073225 | 611.1833 | 0.028027 | 534.1702 | 0 | 611.6031 | 0.051705 | 611.1833 | 0.037491 | 611.1833 | #REF! | 535.6769 | 0.00012797 | 611.6032 | 0.021247 | 605.97 | 0.031426 | 611.6032 | 0.013492 | 534.1702 | 1.6427 | 611.6032 | 0.0074724 | 605.97 | 0.002786 | 611.6031 | 0.020388 | 605.97 | 1.3338 | 611.6032 | 1.1339 | 535.6769 | 0.0001265 | 611.6032 | 4.8423 | 535.6769 | 0.00011837 | 611.6032 | 3.5611 | 611.1833 | 0.31399 | 803.0616 | 0.68813 | 611.1833 | 0.0047885 | 802.3729 | 0.8074 | 803.0616 | 0.075996 | 611.1833 | 0.89789 | 611.6031 | 1.798
|  | 534.2854 | 0.0041166 | 611.8327 | 0.050389 | 611.4132 | 0.023468 | 534.2854 | 0.0019877 | 611.8327 | 0.016671 | 611.4132 | -0.013076 | 611.4132 | #REF! | 535.7947 | 0.00015256 | 611.8327 | 0 | 606.2 | -0.013674 | 611.8327 | 0 | 534.2854 | 1.6048 | 611.8327 | 0.0038781 | 606.2 | 0.002786 | 611.8327 | 0.017296 | 606.2 | 1.309 | 611.8327 | 1.0799 | 535.7947 | 0.00013377 | 611.8327 | 4.9525 | 535.7947 | 0.00016187 | 611.8327 | 3.6171 | 611.4132 | 0.29424 | 803.2276 | 0.66788 | 611.4132 | -0.0010659 | 802.539 | 0.80226 | 803.2276 | 0.07372 | 611.4132 | 0.88755 | 611.8327 | 1.793
|  | 534.4007 | 0 | 612.0623 | 0.074272 | 611.6432 | 0.021014 | 534.4007 | 0 | 612.0623 | 0.039294 | 611.6432 | 0.010907 | 611.6432 | #REF! | 535.9124 | 0.00016783 | 612.0623 | 0.011855 | 606.43 | 0.0059973 | 612.0623 | 0.01679 | 534.4007 | 1.577 | 612.0623 | 0.00756 | 606.43 | -0.0049022 | 612.0623 | 0.018938 | 606.43 | 1.1889 | 612.0623 | 1.0373 | 535.9124 | 0.00014005 | 612.0623 | 5.0902 | 535.9124 | 0.00018517 | 612.0623 | 3.7047 | 611.6431 | 0.32051 | 803.3936 | 0.66339 | 611.6432 | 0.0074176 | 802.7051 | 0.86531 | 803.3936 | 0.076229 | 611.6431 | 0.89202 | 612.0623 | 1.7842
|  | 534.5159 | 0.0017502 | 612.2919 | 0.057792 | 611.8731 | 0.022451 | 534.5159 | 0.016717 | 612.2919 | 0.027933 | 611.8731 | -0.020199 | 611.8731 | #REF! | 536.0302 | 0.00016224 | 612.2919 | 0.0032639 | 606.66 | -0.035744 | 612.2919 | 0.0024917 | 534.5159 | 1.5558 | 612.2919 | 0.004277 | 606.66 | -0.0068827 | 612.2919 | 0.017887 | 606.66 | 1.1309 | 612.2919 | 0.9914 | 536.0302 | 0.0001488 | 612.2919 | 5.2064 | 536.0302 | 0.00017181 | 612.2919 | 3.7669 | 611.8731 | 0.31684 | 803.5596 | 0.62981 | 611.8731 | 0.0044649 | 802.8712 | 0.84279 | 803.5596 | 0.074649 | 611.8731 | 0.88461 | 612.2919 | 1.7785
|  | 534.6311 | 0 | 612.5215 | 0.083976 | 612.1031 | 0.023574 | 534.6311 | 0 | 612.5215 | 0.039569 | 612.1031 | 0.029779 | 612.1031 | #REF! | 536.1479 | 0.00014995 | 612.5215 | 0.017999 | 606.89 | -0.0011995 | 612.5215 | 0.012857 | 534.6311 | 1.5221 | 612.5215 | 0.0077972 | 606.89 | -0.0056011 | 612.5215 | 0.018482 | 606.89 | 1.0313 | 612.5215 | 0.95326 | 536.1479 | 0.00012964 | 612.5215 | 5.3281 | 536.1479 | 0.00015519 | 612.5216 | 3.8451 | 612.1031 | 0.33761 | 803.7255 | 0.62563 | 612.1031 | 0.0030891 | 803.0373 | 0.8799 | 803.7255 | 0.076275 | 612.1031 | 0.88633 | 612.5215 | 1.769
|  | 534.7463 | 0.0045602 | 612.7512 | 0.061525 | 612.333 | 0.019946 | 534.7463 | 0.010603 | 612.7512 | 0.01947 | 612.333 | -0.014373 | 612.333 | #REF! | 536.2657 | 0.00014492 | 612.7511 | 0.0013321 | 607.12 | -0.017992 | 612.7511 | 0.0030531 | 534.7463 | 1.5255 | 612.7511 | 0.0041519 | 607.12 | -0.0036209 | 612.7512 | 0.017008 | 607.12 | 0.99045 | 612.7511 | 0.90923 | 536.2657 | 0.0001308 | 612.7511 | 5.4483 | 536.2657 | 0.00015519 | 612.7512 | 3.9183 | 612.333 | 0.33537 | 803.8915 | 0.61388 | 612.333 | -0.0042079 | 803.2034 | 0.89019 | 803.8915 | 0.07516 | 612.333 | 0.87759 | 612.7512 | 1.7644
|  | 534.8615 | 0 | 612.9808 | 0.079264 | 612.563 | 0.022878 | 534.8615 | 0 | 612.9808 | 0.031386 | 612.563 | 0.040161 | 612.563 | #REF! | 536.3835 | 0.00014492 | 612.9808 | 0.015694 | 607.35 | 0.04294 | 612.9808 | 0.016025 | 534.8615 | 1.5034 | 612.9808 | 0.010387 | 607.35 | 0.0061643 | 612.9808 | 0.018779 | 607.35 | 0.90889 | 612.9808 | 0.86984 | 536.3835 | 0.00012601 | 612.9808 | 5.5668 | 536.3835 | 0.00017181 | 612.9808 | 4.0003 | 612.563 | 0.35675 | 804.0575 | 0.59749 | 612.563 | 0.0018732 | 803.3695 | 0.93244 | 804.0575 | 0.075392 | 612.563 | 0.87637 | 612.9808 | 1.7526
|  | 534.9768 | 0.0016023 | 613.2104 | 0.048402 | 612.793 | 0.02132 | 534.9768 | 0.01089 | 613.2104 | 0.017478 | 612.793 | -0.014728 | 612.793 | #REF! | 536.5012 | 0.00014436 | 613.2104 | 0 | 607.58 | -0.0069569 | 613.2104 | 0.0036641 | 534.9768 | 1.4914 | 613.2104 | 0.0035953 | 607.58 | -0.0056011 | 613.2104 | 0.016117 | 607.58 | 0.87183 | 613.2104 | 0.83054 | 536.5012 | 0.00013922 | 613.2104 | 5.706 | 536.5012 | 0.00014012 | 613.2104 | 4.0804 | 612.793 | 0.35024 | 804.2235 | 0.59958 | 612.793 | -0.0020173 | 803.5356 | 0.88912 | 804.2235 | 0.075625 | 612.793 | 0.86865 | 613.2104 | 1.7491
|  | 535.092 | 0 | 613.4401 | 0.08586 | 613.023 | 0.027147 | 535.092 | 0 | 613.4401 | 0.060481 | 613.023 | 0.025011 | 613.023 | #REF! | 536.619 | 0.00013318 | 613.4401 | 0.022271 | 607.81 | -0.014634 | 613.4401 | 0.014411 | 535.092 | 1.4778 | 613.4401 | 0.0077335 | 607.81 | -0.00024269 | 613.4401 | 0.018641 | 607.81 | 0.77727 | 613.4401 | 0.80216 | 536.619 | 0.00015309 | 613.4401 | 5.8774 | 536.619 | 0.00011511 | 613.4401 | 4.1801 | 613.023 | 0.3763 | 804.3895 | 0.59191 | 613.023 | 0.0015015 | 803.7017 | 0.9747 | 804.3895 | 0.075532 | 613.023 | 0.86967 | 613.4401 | 1.7448
|  | 535.2073 | 0.0047082 | 613.6697 | 0.04848 | 613.2531 | 0.018362 | 535.2073 | 0.016048 | 613.6697 | 0.038174 | 613.2531 | -0.020437 | 613.2531 | #REF! | 536.7368 | 0.00014138 | 613.6697 | 0.00058058 | 608.05 | -0.02183 | 613.6697 | 0 | 535.2073 | 1.4848 | 613.6697 | 0.0042174 | 608.05 | -0.00094161 | 613.6697 | 0.015666 | 608.05 | 0.74973 | 613.6697 | 0.76727 | 536.7368 | 0.00016647 | 613.6697 | 6.0129 | 536.7368 | 7.6741e-05 | 613.6697 | 4.2388 | 613.2531 | 0.36001 | 804.5555 | 0.57634 | 613.2531 | -0.0032621 | 803.8679 | 0.94703 | 804.5555 | 0.076507 | 613.2531 | 0.84892 | 613.6697 | 1.7387
|  | 535.3225 | 0 | 613.8994 | 0.081329 | 613.4831 | 0.023979 | 535.3225 | 0 | 613.8994 | 0.066064 | 613.4831 | 0.030225 | 613.4831 | #REF! | 536.8545 | 0.00014213 | 613.8994 | 0.012793 | 608.28 | -0.022311 | 613.8994 | 0.011596 | 535.3225 | 1.4881 | 613.8994 | 0.0074667 | 608.28 | -0.0082806 | 613.8994 | 0.018022 | 608.28 | 0.65746 | 613.8994 | 0.73868 | 536.8545 | 0.00016614 | 613.8994 | 6.1854 | 536.8545 | 7.3315e-05 | 613.8994 | 4.3451 | 613.4831 | 0.39117 | 804.7216 | 0.55383 | 613.4831 | -0.0025659 | 804.034 | 1.0002 | 804.7216 | 0.073534 | 613.4831 | 0.84585 | 613.8994 | 1.7353
|  | 535.4378 | 0 | 614.1291 | 0.04828 | 613.7131 | 0.01437 | 535.4378 | 0.0066257 | 614.1291 | -0.020465 | 613.7131 | -0.00062651 | 613.7131 | #REF! | 536.9723 | 0.00013784 | 614.1291 | 0.00028666 | 608.51 | 0.0088761 | 614.1291 | 0.0035216 | 535.4378 | 1.4648 | 614.1291 | 0.0041553 | 608.51 | 0.00092222 | 614.1291 | 0.015359 | 608.51 | 0.65317 | 614.1291 | 0.70769 | 536.9723 | 0.0001554 | 614.1291 | 6.3283 | 536.9723 | 7.8454e-05 | 614.1291 | 4.4374 | 613.7131 | 0.37874 | 804.8876 | 0.5458 | 613.7131 | 0.00076127 | 804.2001 | 1.0045 | 804.8876 | 0.074928 | 613.7131 | 0.84126 | 614.1291 | 1.7285
|  | 535.553 | 0 | 614.3588 | 0.060082 | 613.9432 | 0.023312 | 535.553 | 0 | 614.3588 | 0.017865 | 613.9432 | 0.0025978 | 613.9432 | #REF! | 537.0901 | 0.00013784 | 614.3588 | 0.020582 | 608.74 | 0.012235 | 614.3588 | 0.012965 | 535.553 | 1.4131 | 614.3588 | 0.0068165 | 608.74 | -0.0064164 | 614.3588 | 0.018212 | 608.74 | 0.54559 | 614.3588 | 0.68345 | 537.0901 | 0.00014682 | 614.3588 | 6.516 | 537.0901 | 9.3356e-05 | 614.3588 | 4.5393 | 613.9432 | 0.41927 | 805.0536 | 0.54507 | 613.9432 | -0.00090047 | 804.3662 | 1.0208 | 805.0536 | 0.072234 | 613.9432 | 0.85032 | 614.3588 | 1.7206
|  | 535.6683 | 0.00012322 | 614.5885 | 0.039659 | 614.1732 | 0.022817 | 535.6683 | 0.01175 | 614.5885 | 0.016565 | 614.1732 | -0.0092791 | 614.1732 | #REF! | 537.2079 | 0.0001289 | 614.5885 | 0 | 608.97 | 0.0040782 | 614.5885 | 0.00078225 | 535.6683 | 1.4244 | 614.5885 | 0.0040013 | 608.97 | 0.0026695 | 614.5885 | 0.015217 | 608.97 | 0.52906 | 614.5885 | 0.65056 | 537.2079 | 0.00014351 | 614.5885 | 6.6428 | 537.2079 | 8.1708e-05 | 614.5885 | 4.6049 | 614.1733 | 0.40012 | 805.2196 | 0.51217 | 614.1732 | -0.0051387 | 804.5324 | 1.0275 | 805.2196 | 0.075299 | 614.1733 | 0.8373 | 614.5885 | 1.7161
|  | 535.7836 | 0 | 614.8182 | 0.036591 | 614.4033 | 0.022611 | 535.7836 | 0 | 614.8182 | 0.054121 | 614.4033 | 0.030111 | 614.4033 | #REF! | 537.3257 | 0.00013784 | 614.8182 | 0.021893 | 609.2 | -0.0050378 | 614.8182 | 0.0082727 | 535.7836 | 1.4313 | 614.8182 | 0.006323 | 609.2 | -0.010494 | 614.8182 | 0.016693 | 609.2 | 0.44551 | 614.8182 | 0.62675 | 537.3257 | 0.00014384 | 614.8182 | 6.8155 | 537.3257 | 7.3315e-05 | 614.8182 | 4.7159 | 614.4033 | 0.42537 | 805.3856 | 0.51053 | 614.4033 | 0.0011943 | 804.6985 | 1.0847 | 805.3856 | 0.071072 | 614.4033 | 0.84087 | 614.8182 | 1.7072
|  | 535.8988 | 0 | 615.048 | 0.064721 | 614.6334 | 0.019678 | 535.8988 | 0.013087 | 615.048 | 0.014635 | 614.6334 | -0.017275 | 614.6334 | #REF! | 537.4434 | 0.0001302 | 615.048 | 0.0051127 | 609.43 | -0.02135 | 615.048 | 0.0041245 | 535.8988 | 1.4052 | 615.048 | 0.0029891 | 609.43 | 0.00010678 | 615.048 | 0.014665 | 609.43 | 0.40817 | 615.048 | 0.59827 | 537.4434 | 0.00014946 | 615.048 | 6.9883 | 537.4434 | 6.1666e-05 | 615.048 | 4.7959 | 614.6334 | 0.4211 | 805.5517 | 0.4912 | 614.6334 | -0.0021524 | 804.8647 | 1.0712 | 805.5517 | 0.073302 | 614.6334 | 0.83219 | 615.048 | 1.7026
|  | 536.0141 | 0 | 615.2777 | 0.077658 | 614.8635 | 0.025298 | 536.0141 | 0 | 615.2777 | 0.036919 | 614.8635 | 0.013295 | 614.8635 | #REF! | 537.5612 | 0.00011921 | 615.2777 | 0.018566 | 609.66 | 0.0069569 | 615.2777 | 0.01277 | 536.0141 | 1.4096 | 615.2777 | 0.0079555 | 609.66 | 0.0048828 | 615.2777 | 0.016575 | 609.66 | 0.3641 | 615.2777 | 0.57677 | 537.5612 | 0.00014417 | 615.2777 | 7.1653 | 537.5612 | 8.5134e-05 | 615.2777 | 4.9101 | 614.8635 | 0.44981 | 805.7177 | 0.49288 | 614.8635 | 0.0012116 | 805.0308 | 1.0942 | 805.7177 | 0.069725 | 614.8635 | 0.83506 | 615.2777 | 1.6916
|  | 536.1294 | 0.0042645 | 615.5074 | 0.040621 | 615.0936 | 0.022273 | 536.1294 | 0.014616 | 615.5074 | 0.036327 | 615.0936 | -0.015943 | 615.0936 | #REF! | 537.679 | 0.00012313 | 615.5074 | 0 | 609.89 | -0.018952 | 615.5074 | 0.00082408 | 536.1294 | 1.383 | 615.5074 | 0.0030998 | 609.89 | 0.0067465 | 615.5074 | 0.014358 | 609.89 | 0.35078 | 615.5074 | 0.54721 | 537.679 | 0.00013641 | 615.5074 | 7.3378 | 537.679 | 0.00010004 | 615.5074 | 4.9959 | 615.0936 | 0.43861 | 805.8837 | 0.48939 | 615.0936 | 0.001615 | 805.197 | 1.0899 | 805.8837 | 0.072884 | 615.0936 | 0.82523 | 615.5074 | 1.6875
|  | 536.2447 | 0 | 615.7372 | 0.077808 | 615.3237 | 0.021678 | 536.2447 | 0 | 615.7372 | 0.042634 | 615.3237 | 0.023919 | 615.3237 | #REF! | 537.7968 | 0.00012015 | 615.7372 | 0.015405 | 610.12 | 0.0088761 | 615.7372 | 0.014857 | 536.2447 | 1.3994 | 615.7372 | 0.0058931 | 610.12 | -0.006999 | 615.7372 | 0.01547 | 610.12 | 0.25682 | 615.7372 | 0.53026 | 537.7968 | 0.0001308 | 615.7372 | 7.5043 | 537.7968 | 0.00010672 | 615.7372 | 5.1079 | 615.3237 | 0.46671 | 806.0498 | 0.48235 | 615.3237 | 0.0030403 | 805.3631 | 1.1542 | 806.0498 | 0.068657 | 615.3237 | 0.82319 | 615.7372 | 1.6799
|  | 536.36 | 0.0032291 | 615.967 | 0.038885 | 615.5539 | 0.020614 | 536.36 | 0.0079509 | 615.967 | 0.027148 | 615.5539 | -0.026447 | 615.5539 | #REF! | 537.9147 | 0.00013616 | 615.967 | 0 | 610.35 | -0.0074367 | 615.967 | 0.001159 | 536.36 | 1.4101 | 615.967 | 0.0038587 | 610.35 | 0.0019706 | 615.967 | 0.013434 | 610.35 | 0.24581 | 615.967 | 0.50337 | 537.9147 | 0.00012601 | 615.967 | 7.6649 | 537.9147 | 0.00013344 | 615.967 | 5.1765 | 615.5539 | 0.4604 | 806.2158 | 0.46229 | 615.5539 | -0.0051154 | 805.5293 | 1.1416 | 806.2158 | 0.070654 | 615.5539 | 0.81751 | 615.967 | 1.669
|  | 536.4753 | 0.00014814 | 616.1968 | 0.064098 | 615.784 | 0.025801 | 536.4753 | 0 | 616.1968 | 0.047511 | 615.784 | 0.027453 | 615.784 | #REF! | 538.0325 | 0.00012704 | 616.1968 | 0.016378 | 610.58 | -0.0093559 | 616.1968 | 0.013422 | 536.4753 | 1.3829 | 616.1968 | 0.0084822 | 610.58 | -0.005368 | 616.1968 | 0.015698 | 610.58 | 0.2126 | 616.1968 | 0.49321 | 538.0325 | 0.00012683 | 616.1968 | 7.892 | 538.0325 | 0.00014337 | 616.1968 | 5.3253 | 615.784 | 0.49115 | 806.3819 | 0.45834 | 615.784 | -0.0032764 | 805.6954 | 1.1939 | 806.3819 | 0.066334 | 615.784 | 0.82121 | 616.1968 | 1.6684
|  | 536.5906 | 0.0020459 | 616.4266 | 0.051793 | 616.0142 | 0.020744 | 536.5906 | 0.0079509 | 616.4266 | 0.022819 | 616.0142 | -0.0067659 | 616.0142 | #REF! | 538.1503 | 0.00010971 | 616.4266 | 0 | 610.81 | -0.018472 | 616.4266 | 0.00066292 | 536.5906 | 1.3822 | 616.4266 | 0.0020808 | 610.81 | -0.0025725 | 616.4266 | 0.013183 | 610.81 | 0.18827 | 616.4266 | 0.46678 | 538.1503 | 0.00013063 | 616.4266 | 8.1033 | 538.1503 | 0.00015519 | 616.4266 | 5.4299 | 616.0142 | 0.48972 | 806.5479 | 0.44395 | 616.0142 | -0.0026553 | 805.8616 | 1.1276 | 806.5479 | 0.068843 | 616.0142 | 0.81782 | 616.4266 | 1.6668
|  | 536.7059 | 0 | 616.6564 | 0.063896 | 616.2443 | 0.025668 | 536.7059 | 0 | 616.6564 | 0.038889 | 616.2443 | 0.0064666 | 616.2443 | #REF! | 538.2681 | 0.00011158 | 616.6564 | 0.017471 | 611.04 | 0.0098357 | 616.6564 | 0.0089257 | 536.7059 | 1.3859 | 616.6564 | 0.007539 | 611.04 | 0.009426 | 616.6564 | 0.016201 | 611.04 | 0.14788 | 616.6564 | 0.45028 | 538.2681 | 0.00014236 | 616.6564 | 8.2434 | 538.2681 | 0.00013173 | 616.6564 | 5.4935 | 616.2443 | 0.51151 | 806.714 | 0.4352 | 616.2443 | 0.0072008 | 806.0278 | 1.2083 | 806.714 | 0.064941 | 616.2443 | 0.81348 | 616.6564 | 1.6423
|  | 536.8212 | 0.00041907 | 616.8862 | 0.053629 | 616.4745 | 0.022228 | 536.8212 | 0.010794 | 616.8862 | 0.022218 | 616.4745 | -0.0080233 | 616.4745 | #REF! | 538.3859 | 0.0001248 | 616.8862 | 0 | 611.27 | -0.010795 | 616.8862 | 0 | 536.8212 | 1.3614 | 616.8862 | 0.004417 | 611.27 | -0.0057175 | 616.8862 | 0.013493 | 611.27 | 0.1289 | 616.8862 | 0.4324 | 538.3859 | 0.00015722 | 616.8862 | 8.5016 | 538.3859 | 0.00012008 | 616.8862 | 5.6605 | 616.4745 | 0.50458 | 806.88 | 0.4268 | 616.4745 | -0.0030584 | 806.194 | 1.1791 | 806.88 | 0.06717 | 616.4745 | 0.81521 | 616.8862 | 1.6539
|  | 536.9365 | 0 | 617.116 | 0.063716 | 616.7047 | 0.019685 | 536.9365 | 0 | 617.116 | 0.063401 | 616.7047 | 0.030935 | 616.7047 | #REF! | 538.5037 | 0.00013914 | 617.116 | 0.029225 | 611.5 | -0.010795 | 617.116 | 0.016154 | 536.9365 | 1.3569 | 617.116 | 0.0076602 | 611.5 | 0.0015046 | 617.116 | 0.015389 | 611.5 | 0.11421 | 617.116 | 0.42009 | 538.5037 | 0.00015524 | 617.116 | 8.7668 | 538.5037 | 0.00014183 | 617.116 | 5.7992 | 616.7047 | 0.54735 | 807.0461 | 0.42031 | 616.7047 | 0.0057541 | 806.3601 | 1.2381 | 807.0461 | 0.063965 | 616.7047 | 0.82274 | 617.116 | 1.6541
|  | 537.0518 | 0.0029334 | 617.3459 | 0.033092 | 616.9349 | 0.023909 | 537.0518 | 0.0061289 | 617.3459 | 0.01602 | 616.9349 | -0.027863 | 616.9349 | #REF! | 538.6215 | 0.00014622 | 617.3459 | 0.0020167 | 611.73 | -0.014634 | 617.3459 | 0.0020692 | 537.0518 | 1.3326 | 617.3459 | 0.0044901 | 611.73 | 0.0029025 | 617.3459 | 0.013314 | 611.73 | 0.09018 | 617.3459 | 0.39587 | 538.6215 | 0.00015953 | 617.3459 | 8.8595 | 538.6215 | 0.00015177 | 617.3459 | 5.8367 | 616.9349 | 0.5221 | 807.2122 | 0.40452 | 616.9349 | -0.0028317 | 806.5263 | 1.2342 | 807.2122 | 0.066334 | 616.9349 | 0.79197 | 617.3459 | 1.6263
|  | 537.1671 | 0 | 617.5757 | 0.068165 | 617.1651 | 0.025212 | 537.1671 | 0 | 617.5757 | 0.040248 | 617.1651 | 0.0077316 | 617.1651 | #REF! | 538.7394 | 0.0001371 | 617.5757 | 0.016034 | 611.96 | 0.010795 | 617.5757 | 0.013698 | 537.1671 | 1.3524 | 617.5757 | 0.0071279 | 611.96 | -0.0083969 | 617.5757 | 0.015401 | 611.96 | 0.054681 | 617.5757 | 0.38779 | 538.7394 | 0.00014219 | 617.5757 | 9.182 | 538.7394 | 0.00016016 | 617.5757 | 6.0341 | 617.1651 | 0.57239 | 807.3783 | 0.39276 | 617.1651 | 0.004403 | 806.6925 | 1.2675 | 807.3783 | 0.064058 | 617.1651 | 0.82657 | 617.5757 | 1.6395
|  | 537.2825 | 0.00041907 | 617.8056 | 0.055518 | 617.3953 | 0.020655 | 537.2825 | 0.0076196 | 617.8056 | 0.027328 | 617.3953 | -0.014288 | 617.3953 | #REF! | 538.8572 | 0.00014566 | 617.8056 | 0 | 612.19 | -0.0088761 | 617.8056 | 0.00063879 | 537.2825 | 1.3471 | 617.8056 | 0.0034899 | 612.19 | -0.010377 | 617.8056 | 0.012998 | 612.19 | 0.065697 | 617.8056 | 0.36698 | 538.8572 | 0.00014533 | 617.8056 | 9.3361 | 538.8572 | 0.00014337 | 617.8056 | 6.113 | 617.3953 | 0.56771 | 807.5443 | 0.39535 | 617.3953 | -0.0036028 | 806.8587 | 1.2863 | 807.5443 | 0.066288 | 617.3953 | 0.80148 | 617.8056 | 1.6265
|  | 537.3978 | 0 | 618.0355 | 0.059382 | 617.6256 | 0.026769 | 537.3978 | 0 | 618.0355 | 0.050189 | 617.6256 | 0.030444 | 617.6256 | #REF! | 538.975 | 0.00013002 | 618.0355 | 0.018014 | 612.42 | -0.019431 | 618.0355 | 0.012378 | 537.3978 | 1.3234 | 618.0355 | 0.007921 | 612.42 | 0.0044169 | 618.0355 | 0.014754 | 612.42 | 0.04856 | 618.0355 | 0.3564 | 538.975 | 0.00013658 | 618.0355 | 9.509 | 538.975 | 0.0001134 | 618.0355 | 6.2062 | 617.6255 | 0.59194 | 807.7104 | 0.38836 | 617.6256 | 0.0063687 | 807.0249 | 1.3222 | 807.7104 | 0.064569 | 617.6255 | 0.7981 | 618.0355 | 1.606
|  | 537.5131 | 0.0021939 | 618.2654 | 0.070583 | 617.8558 | 0.018491 | 537.5131 | 0.014233 | 618.2654 | 0.044065 | 617.8558 | -0.012605 | 617.8558 | #REF! | 539.0929 | 0.00012611 | 618.2654 | 0 | 612.65 | -0.0016793 | 618.2654 | 0 | 537.5131 | 1.3306 | 618.2654 | 0.0017926 | 612.65 | 0.006397 | 618.2654 | 0.011805 | 612.65 | 0.048101 | 618.2654 | 0.3351 | 539.0929 | 0.00014351 | 618.2654 | 9.6955 | 539.0929 | 0.00013515 | 618.2654 | 6.3032 | 617.8558 | 0.58563 | 807.8765 | 0.37438 | 617.8558 | 0.00073953 | 807.1911 | 1.3018 | 807.8765 | 0.06717 | 617.8558 | 0.78456 | 618.2654 | 1.5979
|  | 537.6285 | 0 | 618.4952 | 0.095841 | 618.086 | 0.024823 | 537.6285 | 0 | 618.4952 | 0.033048 | 618.086 | 0.017924 | 618.086 | #REF! | 539.2107 | 0.00011791 | 618.4953 | 0.019504 | 612.88 | 0.037183 | 618.4953 | 0.01603 | 537.6285 | 1.3002 | 618.4953 | 0.0064126 | 612.88 | -0.006999 | 618.4952 | 0.014603 | 612.88 | 0.019179 | 618.4953 | 0.33427 | 539.2107 | 0.00013806 | 618.4953 | 10.1024 | 539.2107 | 0.00017678 | 618.4952 | 6.5484 | 618.0861 | 0.6233 | 808.0426 | 0.36421 | 618.086 | 0.0023465 | 807.3573 | 1.343 | 808.0426 | 0.066241 | 618.0861 | 0.80391 | 618.4952 | 1.6183
|  | 537.7438 | 0.00056695 | 618.7252 | 0.0467 | 618.3163 | 0.012923 | 537.7438 | 0.014042 | 618.7252 | 0.022404 | 618.3163 | -0.0148 | 618.3163 | #REF! | 539.3286 | 0.00012964 | 618.7252 | 0 | 613.11 | -0.020391 | 618.7252 | 0.00058478 | 537.7438 | 1.3103 | 618.7252 | 0.0026187 | 613.11 | -0.005368 | 618.7252 | 0.011494 | 613.11 | 0.024535 | 618.7252 | 0.31164 | 539.3286 | 0.00014219 | 618.7252 | 10.1491 | 539.3286 | 0.00018517 | 618.7252 | 6.5543 | 618.3163 | 0.60884 | 808.2087 | 0.35759 | 618.3163 | -0.0020379 | 807.5235 | 1.3191 | 808.2087 | 0.069121 | 618.3163 | 0.77613 | 618.7252 | 1.5831
|  | 537.8592 | 0 | 618.9551 | 0.086363 | 618.5466 | 0.023433 | 537.8592 | 0 | 618.9551 | 0.05247 | 618.5466 | 0.035051 | 618.5466 | #REF! | 539.4464 | 0.00013188 | 618.9551 | 0.021523 | 613.34 | 0.020391 | 618.9551 | 0.016454 | 537.8592 | 1.3104 | 618.9551 | 0.0067408 | 613.34 | -0.0021065 | 618.9551 | 0.014323 | 613.34 | 0.018108 | 618.9551 | 0.30472 | 539.4464 | 0.00012832 | 618.9551 | 10.4683 | 539.4464 | 0.00016016 | 618.9551 | 6.7423 | 618.5466 | 0.65201 | 808.3748 | 0.36794 | 618.5466 | -0.0011573 | 807.6897 | 1.3921 | 808.3748 | 0.06796 | 618.5466 | 0.78373 | 618.9551 | 1.5854
|  | 537.9745 | 0.0069267 | 619.185 | 0.048048 | 618.7769 | 0.01486 | 537.9745 | 0.00099385 | 619.185 | 0.048708 | 618.7769 | -0.020627 | 618.7769 | #REF! | 539.5643 | 0.00011959 | 619.185 | 0 | 613.57 | 0.010795 | 619.185 | 0 | 537.9745 | 1.2815 | 619.185 | 0.0023437 | 613.57 | -0.002223 | 619.185 | 0.010865 | 613.57 | 0.01367 | 619.185 | 0.28999 | 539.5643 | 0.00012799 | 619.185 | 10.7367 | 539.5643 | 0.00011014 | 619.185 | 6.8822 | 618.7769 | 0.64855 | 808.5409 | 0.33798 | 618.7769 | -0.010452 | 807.856 | 1.4159 | 808.5409 | 0.07084 | 618.7769 | 0.78047 | 619.185 | 1.5867
|  | 538.0899 | 0 | 619.415 | 0.045637 | 619.0072 | 0.021415 | 538.0899 | 0 | 619.415 | 0.037569 | 619.0072 | 0.034782 | 619.0072 | #REF! | 539.6821 | 0.00011232 | 619.415 | 0.01484 | 613.8 | -0.011275 | 619.415 | 0.012813 | 538.0899 | 1.2433 | 619.415 | 0.008354 | 613.8 | 0.0059312 | 619.415 | 0.014348 | 613.8 | 0.01566 | 619.415 | 0.28685 | 539.6821 | 0.0001265 | 619.415 | 11.0393 | 539.6821 | 0.00014851 | 619.415 | 7.0776 | 619.0072 | 0.68011 | 808.707 | 0.33431 | 619.0072 | 0.0081976 | 808.0222 | 1.4517 | 808.707 | 0.070097 | 619.0072 | 0.7859 | 619.415 | 1.5871
|  | 538.2053 | 0.0021939 | 619.6449 | 0.059983 | 619.2375 | 0.0066875 | 538.2053 | 0.0064601 | 619.6449 | 0.031521 | 619.2375 | -0.0057775 | 619.2375 | #REF! | 539.8 | 0.00011661 | 619.6449 | 0 | 614.03 | -0.0093559 | 619.6449 | 0.0012937 | 538.2053 | 1.2612 | 619.6449 | 0.0020429 | 614.03 | -0.0079311 | 619.6449 | 0.010316 | 614.03 | 0.0024994 | 619.6449 | 0.26547 | 539.8 | 0.00014071 | 619.6449 | 11.1161 | 539.8 | 0.00012179 | 619.6449 | 7.1171 | 619.2375 | 0.67135 | 808.8731 | 0.32872 | 619.2375 | -0.0013835 | 808.1884 | 1.4064 | 808.8731 | 0.075021 | 619.2375 | 0.77211 | 619.6449 | 1.5623
|  | 538.3207 | 0 | 619.8749 | 0.048246 | 619.4678 | 0.027237 | 538.3207 | 0 | 619.8749 | 0.042693 | 619.4678 | 0.024545 | 619.4678 | #REF! | 539.9178 | 0.00011828 | 619.8749 | 0.026752 | 614.26 | -0.018472 | 619.8749 | 0.014378 | 538.3207 | 1.2804 | 619.8749 | 0.0070433 | 614.26 | -0.002223 | 619.8749 | 0.01427 | 614.26 | 0.013364 | 619.8749 | 0.26486 | 539.9178 | 0.00012535 | 619.8749 | 11.4986 | 539.9178 | 0.0001235 | 619.8749 | 7.3319 | 619.4678 | 0.71636 | 809.0392 | 0.3319 | 619.4678 | 0.0084043 | 808.3546 | 1.4811 | 809.0392 | 0.075114 | 619.4678 | 0.77818 | 619.8749 | 1.5711
|  | 538.436 | 0.0044124 | 620.1049 | 0.046156 | 619.6981 | 0.02296 | 538.436 | 0.016431 | 620.1049 | 0.043375 | 619.6981 | -0.015849 | 619.6981 | #REF! | 540.0357 | 0.00010636 | 620.1049 | 0 | 614.49 | -0.017032 | 620.1049 | 0.0015543 | 538.436 | 1.2684 | 620.1049 | 0.0030256 | 614.49 | 0.0032519 | 620.1049 | 0.011361 | 614.49 | 0.0089266 | 620.1049 | 0.24747 | 540.0357 | 0.00014186 | 620.1049 | 11.66 | 540.0357 | 9.5069e-05 | 620.1049 | 7.4348 | 619.6981 | 0.71025 | 809.2053 | 0.31788 | 619.6981 | 0.0018145 | 808.5209 | 1.4714 | 809.2053 | 0.080409 | 619.6981 | 0.76324 | 620.1049 | 1.5564
|  | 538.5514 | 0 | 620.3348 | 0.047711 | 619.9285 | 0.022856 | 538.5514 | 0 | 620.3348 | 0.049359 | 619.9285 | 0.0071187 | 619.9285 | #REF! | 540.1536 | 0.00010357 | 620.3348 | 0.018441 | 614.72 | 0.02375 | 620.3348 | 0.0096332 | 538.5514 | 1.242 | 620.3348 | 0.008058 | 614.72 | -0.001524 | 620.3348 | 0.013946 | 614.72 | 0.014129 | 620.3348 | 0.24183 | 540.1536 | 0.00012882 | 620.3348 | 11.8055 | 540.1536 | 0.00014012 | 620.3348 | 7.5221 | 619.9285 | 0.73509 | 809.3714 | 0.31665 | 619.9285 | -0.00050335 | 808.6871 | 1.5154 | 809.3714 | 0.078505 | 619.9285 | 0.75653 | 620.3348 | 1.5342
|  | 538.6668 | 0.0047082 | 620.5648 | 0.059874 | 620.1588 | 0.017724 | 538.6668 | 0.015762 | 620.5648 | 0.026913 | 620.1588 | -0.010561 | 620.1588 | #REF! | 540.2714 | 0.00011493 | 620.5648 | 0 | 614.95 | -0.011275 | 620.5648 | 0 | 538.6668 | 1.2056 | 620.5648 | 0.0014489 | 614.95 | -0.0059506 | 620.5648 | 0.011041 | 614.95 | -0.005917 | 620.5648 | 0.23037 | 540.2714 | 0.00014302 | 620.5648 | 12.152 | 540.2714 | 0.00012008 | 620.5648 | 7.7133 | 620.1588 | 0.74995 | 809.5376 | 0.30508 | 620.1588 | -0.0025288 | 808.8533 | 1.509 | 809.5376 | 0.082871 | 620.1588 | 0.75315 | 620.5648 | 1.5436
|  | 538.7822 | 0 | 620.7949 | 0.072682 | 620.3892 | 0.02001 | 538.7822 | 0 | 620.7949 | 0.058483 | 620.3892 | 0.016064 | 620.3892 | #REF! | 540.3893 | 0.00011921 | 620.7949 | 0.020812 | 615.18 | -0.0098357 | 620.7949 | 0.010053 | 538.7822 | 1.22 | 620.7949 | 0.0066567 | 615.18 | -0.00047565 | 620.7949 | 0.013139 | 615.18 | 0.00066312 | 620.7949 | 0.2285 | 540.3893 | 0.00013542 | 620.7949 | 12.5149 | 540.3893 | 0.00011682 | 620.7949 | 7.9489 | 620.3892 | 0.78111 | 809.7037 | 0.3039 | 620.3892 | -0.00031269 | 809.0196 | 1.5489 | 809.7037 | 0.080734 | 620.3892 | 0.76094 | 620.7949 | 1.547
|  | 538.8976 | 0.0051518 | 621.0249 | 0.06542 | 620.6196 | 0.01974 | 538.8976 | 0.014902 | 621.0249 | 0.030525 | 620.6196 | -0.017771 | 620.6196 | #REF! | 540.5072 | 0.00013188 | 621.0249 | 0 | 615.41 | -0.022311 | 621.0249 | 0 | 538.8976 | 1.217 | 621.0249 | 0.0012161 | 615.41 | 0.00022327 | 621.0249 | 0.010443 | 615.41 | 0.0037236 | 621.0249 | 0.2146 | 540.5072 | 0.00013873 | 621.0249 | 12.7268 | 540.5072 | 8.5134e-05 | 621.0249 | 8.079 | 620.6196 | 0.77602 | 809.8698 | 0.29042 | 620.6196 | -0.0041328 | 809.1858 | 1.5171 | 809.8698 | 0.087609 | 620.6196 | 0.74785 | 621.0249 | 1.5375
|  | 539.013 | 0 | 621.2549 | 0.098518 | 620.85 | 0.023733 | 539.013 | 0 | 621.2549 | 0.058553 | 620.85 | 0.007421 | 620.85 | #REF! | 540.6251 | 0.00013952 | 621.2549 | 0.019464 | 615.64 | -0.0079165 | 621.2549 | 0.014229 | 539.013 | 1.217 | 621.2549 | 0.0064418 | 615.64 | 0.0015046 | 621.2549 | 0.013139 | 615.64 | 0.0018873 | 621.2549 | 0.21125 | 540.6251 | 0.00014335 | 621.2549 | 12.9566 | 540.6251 | 0.00010175 | 621.2549 | 8.2218 | 620.85 | 0.8088 | 810.0359 | 0.29001 | 620.85 | 0.0036308 | 809.3521 | 1.608 | 810.0359 | 0.087006 | 620.85 | 0.75589 | 621.2549 | 1.5258
|  | 539.1284 | 0 | 621.4849 | 0.048642 | 621.0804 | 0.0034212 | 539.1284 | 0.0096482 | 621.4849 | 0.047807 | 621.0804 | -0.019038 | 621.0804 | #REF! | 540.7429 | 0.00016262 | 621.4849 | 0 | 615.87 | 0.016553 | 621.4849 | 0.00048311 | 539.1284 | 1.219 | 621.4849 | 0.0010579 | 615.87 | 0.0058149 | 621.4849 | 0.0095019 | 615.87 | 0.0098449 | 621.4849 | 0.19886 | 540.7429 | 0.00014236 | 621.4849 | 13.1587 | 540.7429 | 0.00013344 | 621.4849 | 8.3545 | 621.0804 | 0.81165 | 810.2021 | 0.28547 | 621.0804 | -0.0030394 | 809.5184 | 1.6147 | 810.2021 | 0.097272 | 621.0804 | 0.74236 | 621.4849 | 1.5169
|  | 539.2438 | 0 | 621.715 | 0.057951 | 621.3108 | 0.027351 | 539.2438 | 0 | 621.715 | 0.059494 | 621.3108 | 0.018739 | 621.3108 | #REF! | 540.8608 | 0.00015386 | 621.715 | 0.023337 | 616.1 | -0.039103 | 621.715 | 0.012912 | 539.2438 | 1.2067 | 621.715 | 0.0095637 | 616.1 | 0.0054654 | 621.715 | 0.012641 | 616.1 | 0.013976 | 621.715 | 0.19778 | 540.8608 | 0.00013988 | 621.715 | 13.4309 | 540.8608 | 0.00015674 | 621.715 | 8.5497 | 621.3108 | 0.84383 | 810.3682 | 0.28393 | 621.3108 | 0.00055723 | 809.6846 | 1.6653 | 810.3682 | 0.095506 | 621.3108 | 0.74287 | 621.715 | 1.5145
|  | 539.3592 | 0.0038207 | 621.9451 | 0.051958 | 621.5412 | 0.018766 | 539.3592 | 0.014425 | 621.9451 | 0.012453 | 621.5412 | -0.016325 | 621.5412 | #REF! | 540.9787 | 0.00013225 | 621.9451 | 0 | 616.34 | 0.0088761 | 621.9451 | 0.0016782 | 539.3592 | 1.2007 | 621.9451 | 0.0012801 | 616.34 | 0.002786 | 621.9451 | 0.0094816 | 616.34 | 0.0015813 | 621.9451 | 0.18181 | 540.9787 | 0.00015491 | 621.9451 | 13.6471 | 540.9787 | 0.00018346 | 621.9451 | 8.728 | 621.5412 | 0.85116 | 810.5344 | 0.28084 | 621.5412 | -0.0037994 | 809.8509 | 1.6297 | 810.5344 | 0.10545 | 621.5412 | 0.73361 | 621.9451 | 1.5044
|  | 539.4746 | 0 | 622.1752 | 0.07308 | 621.7716 | 0.023527 | 539.4746 | 0 | 622.1752 | 0.016661 | 621.7716 | 0.026684 | 621.7716 | #REF! | 541.0966 | 0.00011716 | 622.1751 | 0.022316 | 616.57 | -0.012714 | 622.1751 | 0.01442 | 539.4746 | 1.1808 | 622.1751 | 0.0085083 | 616.57 | 0.0032519 | 622.1752 | 0.012692 | 616.57 | 0.0049478 | 622.1751 | 0.18392 | 541.0966 | 0.00016581 | 622.1751 | 14.0312 | 541.0966 | 0.00015845 | 622.1752 | 8.9824 | 621.7716 | 0.89636 | 810.7005 | 0.26178 | 621.7716 | 0.0015623 | 810.0172 | 1.682 | 810.7005 | 0.1008 | 621.7716 | 0.74344 | 622.1752 | 1.5117
|  | 539.5901 | 0.0024896 | 622.4052 | 0.036767 | 622.0021 | 0.017553 | 539.5901 | 0.013565 | 622.4052 | 0.027489 | 622.0021 | -0.032786 | 622.0021 | #REF! | 541.2145 | 0.00010897 | 622.4052 | 0 | 616.8 | 0.016073 | 622.4052 | 0 | 539.5901 | 1.1822 | 622.4052 | 0.0016219 | 616.8 | -0.002689 | 622.4052 | 0.0095586 | 616.8 | -0.0045398 | 622.4052 | 0.16731 | 541.2145 | 0.00016151 | 622.4052 | 14.1298 | 541.2145 | 0.00014337 | 622.4052 | 9.069 | 622.0021 | 0.88842 | 810.8667 | 0.26695 | 622.0021 | -0.0023081 | 810.1834 | 1.7273 | 810.8667 | 0.11093 | 622.0021 | 0.72327 | 622.4052 | 1.4911
|  | 539.7055 | 0 | 622.6353 | 0.082065 | 622.2325 | 0.024431 | 539.7055 | 0 | 622.6353 | 0.052694 | 622.2325 | 0.021675 | 622.2325 | #REF! | 541.3324 | 0.00012219 | 622.6353 | 0.011022 | 617.03 | 0.012714 | 622.6353 | 0.012468 | 539.7055 | 1.1524 | 622.6353 | 0.0066444 | 617.03 | -0.0063001 | 622.6353 | 0.01338 | 617.03 | 0.00709 | 622.6353 | 0.1688 | 541.3324 | 0.00014071 | 622.6353 | 14.3986 | 541.3324 | 0.00013515 | 622.6353 | 9.2567 | 622.2325 | 0.92813 | 811.0328 | 0.25488 | 622.2325 | 0.0035991 | 810.3497 | 1.7434 | 811.0328 | 0.10559 | 622.2325 | 0.72212 | 622.6353 | 1.488
|  | 539.8209 | 0.0021939 | 622.8654 | 0.048991 | 622.463 | 0.015991 | 539.8209 | 0.00099385 | 622.8654 | 0.017393 | 622.463 | -0.021331 | 622.463 | #REF! | 541.4503 | 0.00012313 | 622.8654 | 0 | 617.26 | -0.0079165 | 622.8654 | 0.0018153 | 539.8209 | 1.161 | 622.8654 | 0.0019597 | 617.26 | 0.00092222 | 622.8654 | 0.010028 | 617.26 | 0.0026524 | 622.8654 | 0.15867 | 541.4503 | 0.00014302 | 622.8654 | 14.667 | 541.4503 | 0.00017181 | 622.8654 | 9.4491 | 622.463 | 0.93261 | 811.199 | 0.24499 | 622.463 | -0.0012889 | 810.516 | 1.755 | 811.199 | 0.11706 | 622.463 | 0.71235 | 622.8654 | 1.4863
|  | 539.9364 | 0 | 623.0956 | 0.072727 | 622.6935 | 0.02192 | 539.9364 | 0 | 623.0956 | 0.029421 | 622.6935 | 0.02561 | 622.6935 | #REF! | 541.5682 | 0.00013449 | 623.0956 | 0.015259 | 617.49 | 0.019911 | 623.0956 | 0.01663 | 539.9364 | 1.1531 | 623.0956 | 0.0060165 | 617.49 | -0.002456 | 623.0956 | 0.011713 | 617.49 | 0.0040296 | 623.0956 | 0.15769 | 541.5682 | 0.00014731 | 623.0956 | 14.9547 | 541.5682 | 0.0001468 | 623.0956 | 9.6815 | 622.6934 | 0.98148 | 811.3651 | 0.24494 | 622.6935 | 0.0057895 | 810.6823 | 1.8202 | 811.3651 | 0.11121 | 622.6934 | 0.72148 | 623.0956 | 1.4821
|  | 540.0518 | 0.0026375 | 623.3257 | 0.028054 | 622.9239 | 0.02312 | 540.0518 | 0.0029816 | 623.3257 | 0.021814 | 622.9239 | -0.025731 | 622.9239 | #REF! | 541.6861 | 0.00013672 | 623.3257 | 0 | 617.72 | -0.0026388 | 623.3257 | 0.0016616 | 540.0518 | 1.1694 | 623.3257 | 0.0031659 | 617.72 | -0.0011746 | 623.3257 | 0.010295 | 617.72 | -0.0031625 | 623.3257 | 0.14599 | 541.6861 | 0.00015491 | 623.3257 | 15.1222 | 541.6861 | 0.000105 | 623.3257 | 9.854 | 622.9239 | 0.97659 | 811.5313 | 0.23478 | 622.9239 | 0.0016706 | 810.8486 | 1.7738 | 811.5313 | 0.12175 | 622.9239 | 0.7082 | 623.3257 | 1.4748
|  | 540.1673 | 0 | 623.5558 | 0.052508 | 623.1544 | 0.021195 | 540.1673 | 0 | 623.5558 | 0.053597 | 623.1544 | 0.035301 | 623.1544 | #REF! | 541.804 | 0.0001492 | 623.5558 | 0.017185 | 617.95 | 0.010315 | 623.5558 | 0.012717 | 540.1673 | 1.1545 | 623.5558 | 0.0076009 | 617.95 | -0.0037373 | 623.5558 | 0.011075 | 617.95 | -0.0082122 | 623.5558 | 0.14635 | 541.804 | 0.0001554 | 623.5558 | 15.3522 | 541.804 | 7.006e-05 | 623.5558 | 10.054 | 623.1544 | 1.0171 | 811.6975 | 0.23695 | 623.1544 | -0.0012831 | 811.0149 | 1.8302 | 811.6975 | 0.11432 | 623.1544 | 0.71905 | 623.5558 | 1.4673
|  | 540.2827 | 0.01103 | 623.786 | 0.056598 | 623.3849 | 0.019085 | 540.2827 | 0.0077853 | 623.786 | 0.01634 | 623.3849 | -0.020885 | 623.3849 | #REF! | 541.922 | 0.00013672 | 623.786 | 0 | 618.18 | -0.012714 | 623.786 | 0.0010479 | 540.2827 | 1.123 | 623.786 | 0.0030306 | 618.18 | -0.0068827 | 623.786 | 0.0082316 | 618.18 | -0.0045398 | 623.786 | 0.13597 | 541.922 | 0.00016218 | 623.786 | 15.6059 | 541.922 | 0.00012505 | 623.786 | 10.2482 | 623.385 | 1.021 | 811.8636 | 0.234 | 623.3849 | -0.0037992 | 811.1812 | 1.8756 | 811.8636 | 0.12454 | 623.385 | 0.69843 | 623.786 | 1.4653
|  | 540.3982 | 0 | 624.0162 | 0.07473 | 623.6155 | 0.024494 | 540.3982 | 0 | 624.0162 | 0.031299 | 623.6155 | 0.0096907 | 623.6155 | #REF! | 542.0399 | 0.0001397 | 624.0162 | 0.020972 | 618.41 | -0.0079165 | 624.0162 | 0.011186 | 540.3982 | 1.1421 | 624.0162 | 0.0073408 | 618.41 | -0.0033879 | 624.0162 | 0.011739 | 618.41 | 0.00051009 | 624.0162 | 0.13927 | 542.0399 | 0.00016961 | 624.0162 | 15.7303 | 542.0399 | 0.00013841 | 624.0162 | 10.4411 | 623.6155 | 1.0694 | 812.0298 | 0.22529 | 623.6155 | 0.0023997 | 811.3475 | 1.8907 | 812.0298 | 0.11896 | 623.6155 | 0.70967 | 624.0162 | 1.4514
|  | 540.5136 | 0.0051518 | 624.2463 | 0.044346 | 623.846 | 0.018161 | 540.5136 | 0.014425 | 624.2463 | 0.00045769 | 623.846 | -0.010375 | 623.846 | #REF! | 542.1578 | 0.00014213 | 624.2463 | 0 | 618.64 | -0.02327 | 624.2463 | 0 | 540.5136 | 1.1458 | 624.2463 | 0.0041478 | 618.64 | -0.0032714 | 624.2463 | 0.0084568 | 618.64 | -0.0053048 | 624.2463 | 0.1248 | 542.1578 | 0.00014104 | 624.2463 | 15.9351 | 542.1578 | 0.00017678 | 624.2463 | 10.6506 | 623.846 | 1.0703 | 812.196 | 0.22538 | 623.846 | 0.0028746 | 811.5138 | 1.8812 | 812.196 | 0.12877 | 623.846 | 0.70079 | 624.2463 | 1.4494
|  | 540.6291 | 0 | 624.4765 | 0.057733 | 624.0765 | 0.022723 | 540.6291 | 0 | 624.4765 | 0.057286 | 624.0765 | 0.014228 | 624.0765 | #REF! | 542.2757 | 0.00014175 | 624.4765 | 0.017372 | 618.87 | 0.0031186 | 624.4765 | 0.01252 | 540.6291 | 1.152 | 624.4765 | 0.0057726 | 618.87 | 0.002786 | 624.4765 | 0.011483 | 618.87 | -0.0040807 | 624.4765 | 0.12872 | 542.2757 | 0.00012502 | 624.4765 | 16.1418 | 542.2757 | 0.00019014 | 624.4765 | 10.895 | 624.0765 | 1.1224 | 812.3622 | 0.22062 | 624.0765 | 0.0070095 | 811.6801 | 1.9281 | 812.3622 | 0.12315 | 624.0765 | 0.70149 | 624.4765 | 1.4456
|  | 540.7446 | 0.011195 | 624.7067 | 0.052202 | 624.3071 | 0.020637 | 540.7446 | 0.0099348 | 624.7067 | 0.032329 | 624.3071 | -0.0070483 | 624.3071 | #REF! | 542.3936 | 0.00015181 | 624.7067 | 0 | 619.1 | -0.049658 | 624.7067 | 0 | 540.7446 | 1.1598 | 624.7067 | 0.0031452 | 619.1 | -0.0078143 | 624.7067 | 0.0087166 | 619.1 | -0.0095893 | 624.7067 | 0.11962 | 542.3936 | 0.00011346 | 624.7067 | 16.5497 | 542.3936 | 0.00020179 | 624.7067 | 11.2451 | 624.3071 | 1.1387 | 812.5284 | 0.2237 | 624.3071 | -0.0043271 | 811.8464 | 1.9657 | 812.5284 | 0.13039 | 624.3071 | 0.70252 | 624.7067 | 1.459
|  | 540.8601 | 0 | 624.9369 | 0.053839 | 624.5377 | 0.017979 | 540.8601 | 0 | 624.9369 | 0.036021 | 624.5377 | 0.028612 | 624.5377 | #REF! | 542.5116 | 0.00013188 | 624.9369 | 0.015913 | 619.33 | -0.0088761 | 624.9369 | 0.014546 | 540.8601 | 1.1564 | 624.9369 | 0.0062799 | 619.33 | -0.00035917 | 624.9369 | 0.011004 | 619.33 | 0.0015813 | 624.9369 | 0.1187 | 542.5116 | 0.00011181 | 624.9369 | 16.6104 | 542.5116 | 0.00016856 | 624.9369 | 11.4163 | 624.5377 | 1.1865 | 812.6946 | 0.20065 | 624.5377 | 0.0085502 | 812.0127 | 2.0434 | 812.6946 | 0.12426 | 624.5377 | 0.69849 | 624.9369 | 1.4435
|  | 540.9755 | 0.0095486 | 625.1671 | 0.038668 | 624.7682 | 0.011071 | 540.9755 | 0.015284 | 625.1671 | 0.040122 | 624.7682 | -0.023028 | 624.7682 | #REF! | 542.6295 | 0.0001371 | 625.1671 | 0 | 619.56 | -0.019431 | 625.1671 | 0.0014611 | 540.9755 | 1.1347 | 625.1671 | 0.0011743 | 619.56 | -0.0080475 | 625.1671 | 0.0086286 | 619.56 | -0.012344 | 625.1671 | 0.10908 | 542.6295 | 0.00013575 | 625.1671 | 16.6414 | 542.6295 | 0.00011837 | 625.1671 | 11.5609 | 624.7682 | 1.1751 | 812.8608 | 0.20455 | 624.7682 | -0.0024743 | 812.179 | 2.0245 | 812.8608 | 0.13058 | 624.7682 | 0.68432 | 625.1671 | 1.4272
|  | 541.091 | 0 | 625.3973 | 0.061005 | 624.9988 | 0.023678 | 541.091 | 0 | 625.3973 | 0.032988 | 624.9988 | 0.02167 | 624.9988 | #REF! | 542.7474 | 0.00012704 | 625.3974 | 0.016318 | 619.79 | 0.012714 | 625.3974 | 0.012083 | 541.091 | 1.1503 | 625.3974 | 0.0071947 | 619.79 | -0.001757 | 625.3973 | 0.011636 | 619.79 | -0.0007141 | 625.3974 | 0.1119 | 542.7474 | 0.00014236 | 625.3974 | 16.835 | 542.7474 | 0.00018346 | 625.3973 | 11.8488 | 624.9988 | 1.2301 | 813.027 | 0.18276 | 624.9988 | 0.0045391 | 812.3454 | 2.0692 | 813.027 | 0.12505 | 624.9988 | 0.69134 | 625.3973 | 1.4257
|  | 541.2065 | 0 | 625.6276 | 0.053643 | 625.2294 | 0.017597 | 541.2065 | 0.0081166 | 625.6276 | 0.0048989 | 625.2294 | -0.019161 | 625.2294 | #REF! | 542.8654 | 0.00014306 | 625.6276 | 0 | 620.02 | 0.0031186 | 625.6276 | 0 | 541.2065 | 1.141 | 625.6276 | 0.0020642 | 620.02 | -0.0080475 | 625.6276 | 0.0081259 | 620.02 | 0.0021933 | 625.6276 | 0.099982 | 542.8654 | 0.00015607 | 625.6276 | 17.0135 | 542.8654 | 0.00016342 | 625.6276 | 12.1002 | 625.2294 | 1.2273 | 813.1932 | 0.17396 | 625.2294 | -0.0038282 | 812.5117 | 2.1049 | 813.1932 | 0.1303 | 625.2294 | 0.69007 | 625.6276 | 1.426
|  | 541.322 | 0 | 625.8578 | 0.054886 | 625.46 | 0.020463 | 541.322 | 0 | 625.8578 | 0.038432 | 625.46 | 0.0053831 | 625.46 | #REF! | 542.9833 | 0.00015088 | 625.8579 | 0.017565 | 620.26 | 0.026148 | 625.8579 | 0.010535 | 541.322 | 1.1557 | 625.8579 | 0.0069259 | 620.26 | -0.0031549 | 625.8578 | 0.010649 | 620.26 | 0.014741 | 625.8579 | 0.10195 | 542.9833 | 0.00015953 | 625.8579 | 17.1124 | 542.9833 | 0.00018517 | 625.8578 | 12.356 | 625.46 | 1.2839 | 813.3594 | 0.18517 | 625.46 | 0.00073194 | 812.678 | 2.1245 | 813.3594 | 0.12505 | 625.46 | 0.69492 | 625.8578 | 1.4201
|  | 541.4375 | 0 | 626.0881 | 0.05252 | 625.6906 | 0.012958 | 541.4375 | 0.0044724 | 626.0881 | 0.02151 | 625.6906 | -0.010557 | 625.6906 | #REF! | 543.1013 | 0.00014697 | 626.0881 | 0 | 620.49 | -0.017512 | 626.0881 | 0.0017582 | 541.4375 | 1.1409 | 626.0881 | 0.0011811 | 620.49 | -0.00199 | 626.0881 | 0.0071599 | 620.49 | 0.0018873 | 626.0881 | 0.092887 | 543.1013 | 0.00015029 | 626.0881 | 17.1956 | 543.1013 | 0.00014012 | 626.0881 | 12.6298 | 625.6906 | 1.2977 | 813.5256 | 0.15953 | 625.6906 | -0.0044905 | 812.8444 | 2.1068 | 813.5256 | 0.12932 | 625.6906 | 0.69402 | 626.0881 | 1.4159
|  | 541.553 | 0 | 626.3184 | 0.081455 | 625.9213 | 0.024462 | 541.553 | 0 | 626.3184 | 0.057415 | 625.9213 | 0.0060184 | 625.9213 | #REF! | 543.2192 | 0.00014082 | 626.3184 | 0.028347 | 620.72 | 0.010795 | 626.3184 | 0.011702 | 541.553 | 1.1159 | 626.3184 | 0.0074557 | 620.72 | -0.0066496 | 626.3184 | 0.011235 | 620.72 | 0.0058659 | 626.3184 | 0.098348 | 543.2192 | 0.00014351 | 626.3184 | 17.2699 | 543.2192 | 0.00015348 | 626.3184 | 12.844 | 625.9213 | 1.3407 | 813.6918 | 0.17219 | 625.9213 | 0.003612 | 813.0107 | 2.1773 | 813.6918 | 0.12468 | 625.9213 | 0.6946 | 626.3184 | 1.4068
|  | 541.6685 | 0.014487 | 626.5487 | 0.022163 | 626.1519 | 0.013649 | 541.6685 | 0.017386 | 626.5487 | 0.031414 | 626.1519 | -0.0092886 | 626.1519 | #REF! | 543.3372 | 0.00012145 | 626.5487 | 0.00045504 | 620.95 | -0.0088761 | 626.5487 | 0 | 541.6685 | 1.1005 | 626.5487 | 0.0010686 | 620.95 | 0.0033685 | 626.5487 | 0.0069914 | 620.95 | 0.0012752 | 626.5487 | 0.087334 | 543.3372 | 0.00013988 | 626.5487 | 17.2227 | 543.3372 | 0.00014851 | 626.5487 | 13.0571 | 626.1519 | 1.3441 | 813.858 | 0.16951 | 626.1519 | -0.005411 | 813.1771 | 2.1714 | 813.858 | 0.12779 | 626.1519 | 0.68566 | 626.5487 | 1.3987
|  | 541.7841 | 0 | 626.779 | 0.074682 | 626.3826 | 0.01951 | 541.7841 | 0 | 626.779 | 0.030548 | 626.3826 | 0.028844 | 626.3826 | #REF! | 543.4552 | 0.00011158 | 626.779 | 0.022341 | 621.18 | -0.0083963 | 626.779 | 0.010504 | 541.7841 | 1.1139 | 626.779 | 0.006228 | 621.18 | -0.0036209 | 626.779 | 0.010453 | 621.18 | 0.0029585 | 626.779 | 0.090941 | 543.4552 | 0.00012617 | 626.779 | 17.2705 | 543.4552 | 0.00010175 | 626.779 | 13.3401 | 626.3826 | 1.3812 | 814.0242 | 0.16098 | 626.3826 | 0.0037634 | 813.3434 | 2.2418 | 814.0242 | 0.12412 | 626.3826 | 0.68598 | 626.779 | 1.3935
|  | 541.8996 | 0 | 627.0093 | 0.062084 | 626.6132 | 0.020324 | 541.8996 | 0.014233 | 627.0093 | 0.011396 | 626.6132 | -0.019392 | 626.6132 | #REF! | 543.5731 | 0.00011661 | 627.0093 | 0 | 621.41 | 0.02183 | 627.0093 | 0.00087063 | 541.8996 | 1.0946 | 627.0093 | 0.0020047 | 621.41 | -0.002456 | 627.0093 | 0.0077585 | 621.41 | -0.010355 | 627.0093 | 0.078957 | 543.5731 | 0.0001237 | 627.0093 | 17.2079 | 543.5731 | 9.8495e-05 | 627.0093 | 13.605 | 626.6132 | 1.4054 | 814.1905 | 0.15649 | 626.6132 | -0.0065699 | 813.5098 | 2.2256 | 814.1905 | 0.12677 | 626.6132 | 0.68125 | 627.0093 | 1.387
|  | 542.0151 | 0 | 627.2396 | 0.059627 | 626.8439 | 0.024743 | 542.0151 | 0 | 627.2396 | 0.035153 | 626.8439 | 0.02492 | 626.8439 | #REF! | 543.6911 | 0.00014362 | 627.2396 | 0.02151 | 621.64 | -0.010315 | 627.2396 | 0.017672 | 542.0151 | 1.0925 | 627.2396 | 0.0079207 | 621.64 | -0.0092122 | 627.2396 | 0.01086 | 621.64 | -0.0056109 | 627.2396 | 0.082907 | 543.6911 | 0.00010966 | 627.2396 | 17.3062 | 543.6911 | 8.1708e-05 | 627.2396 | 13.9499 | 626.8439 | 1.4728 | 814.3567 | 0.15336 | 626.8439 | 0.0022019 | 813.6762 | 2.28 | 814.3567 | 0.12398 | 626.8439 | 0.68317 | 627.2396 | 1.3889
|  | 542.1306 | 0.0094662 | 627.47 | 0.041325 | 627.0746 | 0.01725 | 542.1306 | 0.004638 | 627.47 | 0.016241 | 627.0746 | -0.023723 | 627.0746 | #REF! | 543.809 | 0.00017081 | 627.4699 | 0 | 621.87 | -0.012235 | 627.4699 | 0 | 542.1306 | 1.0751 | 627.4699 | 0.00061681 | 621.87 | -0.0050185 | 627.47 | 0.006701 | 621.87 | -0.0053048 | 627.4699 | 0.076265 | 543.809 | 0.00012039 | 627.4699 | 17.2003 | 543.809 | 0.00012676 | 627.47 | 14.2265 | 627.0746 | 1.4663 | 814.5229 | 0.15004 | 627.0746 | -0.007963 | 813.8425 | 2.3322 | 814.5229 | 0.1257 | 627.0746 | 0.67027 | 627.47 | 1.3836
|  | 542.2462 | 0 | 627.7003 | 0.063464 | 627.3053 | 0.021014 | 542.2462 | 0 | 627.7003 | 0.017121 | 627.3053 | 0.0099656 | 627.3053 | #REF! | 543.927 | 0.00015442 | 627.7003 | 0.026809 | 622.1 | 0.013674 | 627.7003 | 0.009731 | 542.2462 | 1.0766 | 627.7003 | 0.0064526 | 622.1 | -0.0016406 | 627.7003 | 0.0099761 | 622.1 | -0.0013262 | 627.7003 | 0.078292 | 543.927 | 0.0001308 | 627.7003 | 16.9046 | 543.927 | 0.00011168 | 627.7003 | 14.315 | 627.3053 | 1.496 | 814.6892 | 0.15399 | 627.3053 | 0.0097052 | 814.0089 | 2.3774 | 814.6892 | 0.12482 | 627.3053 | 0.66734 | 627.7003 | 1.361
|  | 542.3617 | 0.0072224 | 627.9307 | 0.060694 | 627.536 | 0.019336 | 542.3617 | 0.0071227 | 627.9307 | 0.019501 | 627.536 | -0.02664 | 627.536 | #REF! | 544.045 | 0.00014399 | 627.9306 | 0 | 622.33 | -0.036225 | 627.9306 | 0.0012359 | 542.3617 | 1.0822 | 627.9306 | 0.0031645 | 622.33 | -0.0061837 | 627.9307 | 0.0062504 | 622.33 | -0.0095893 | 627.9306 | 0.06897 | 544.045 | 0.00013691 | 627.9306 | 16.8175 | 544.045 | 0.00013344 | 627.9307 | 14.6264 | 627.536 | 1.5313 | 814.8554 | 0.16039 | 627.536 | 0.0044152 | 814.1753 | 2.3946 | 814.8554 | 0.1263 | 627.536 | 0.65527 | 627.9307 | 1.3572
|  | 542.4773 | 0 | 628.161 | 0.044264 | 627.7667 | 0.020887 | 542.4773 | 0 | 628.161 | 0.034763 | 627.7667 | 0.032224 | 627.7667 | #REF! | 544.163 | 0.00012182 | 628.161 | 0.019316 | 622.56 | 0.019431 | 628.161 | 0.014253 | 542.4773 | 1.0786 | 628.161 | 0.0073532 | 622.56 | 0.00022327 | 628.161 | 0.010162 | 622.56 | -0.0025504 | 628.161 | 0.074245 | 544.163 | 0.00013955 | 628.161 | 16.8537 | 544.163 | 0.00013344 | 628.161 | 15.064 | 627.7667 | 1.593 | 815.0217 | 0.16738 | 627.7667 | 0.00030923 | 814.3416 | 2.4385 | 815.0217 | 0.12779 | 627.7667 | 0.66536 | 628.161 | 1.3668
|  | 542.5928 | 0.0048561 | 628.3914 | 0.048965 | 627.9974 | 0.016129 | 542.5928 | 0.011941 | 628.3914 | 0.026854 | 627.9974 | -0.031484 | 627.9974 | #REF! | 544.2809 | 0.00012871 | 628.3914 | 0 | 622.79 | 0.00071969 | 628.3914 | 0.0019788 | 542.5928 | 1.0874 | 628.3914 | 0.00084706 | 622.79 | 0.0024366 | 628.3914 | 0.0060076 | 622.79 | 0.0052539 | 628.3914 | 0.063559 | 544.2809 | 0.00014649 | 628.3914 | 16.6598 | 544.2809 | 0.00015845 | 628.3914 | 15.3401 | 627.9974 | 1.6017 | 815.1879 | 0.16488 | 627.9974 | -0.0032133 | 814.508 | 2.4431 | 815.1879 | 0.12784 | 627.9974 | 0.65457 | 628.3914 | 1.3588
|  | 542.7084 | 0 | 628.6218 | 0.065948 | 628.2282 | 0.02163 | 542.7084 | 0 | 628.6218 | 0.057404 | 628.2282 | 0.0046799 | 628.2282 | #REF! | 544.3989 | 0.00013281 | 628.6218 | 0.025778 | 623.02 | -0.0079165 | 628.6218 | 0.011764 | 542.7084 | 1.0506 | 628.6218 | 0.0057281 | 623.02 | -0.0030384 | 628.6218 | 0.010633 | 623.02 | -0.00086717 | 628.6218 | 0.067771 | 544.3989 | 0.00013873 | 628.6218 | 16.4298 | 544.3989 | 0.00016016 | 628.6218 | 15.6147 | 628.2282 | 1.6653 | 815.3542 | 0.17283 | 628.2282 | 0.0055633 | 814.6744 | 2.4953 | 815.3542 | 0.13216 | 628.2282 | 0.65795 | 628.6218 | 1.3517
|  | 542.8239 | 0.0026375 | 628.8522 | 0.0489 | 628.4589 | 0.010805 | 542.8239 | 0.002319 | 628.8522 | 0.015686 | 628.4589 | -0.0059871 | 628.4589 | #REF! | 544.5169 | 0.00015516 | 628.8522 | 0 | 623.25 | -0.0055175 | 628.8522 | 0 | 542.8239 | 1.0612 | 628.8522 | 0.0011414 | 623.25 | -0.0010581 | 628.8522 | 0.0060721 | 623.25 | 0.0063253 | 628.8522 | 0.05988 | 544.5169 | 0.00012105 | 628.8522 | 16.2145 | 544.5169 | 0.00013687 | 628.8522 | 15.9635 | 628.4589 | 1.685 | 815.5204 | 0.17519 | 628.4589 | -0.0050279 | 814.8408 | 2.4828 | 815.5204 | 0.13211 | 628.4589 | 0.65661 | 628.8522 | 1.3474
|  | 542.9395 | 0 | 629.0826 | 0.064812 | 628.6897 | 0.020816 | 542.9395 | 0 | 629.0826 | 0.038568 | 628.6897 | 0.0030847 | 628.6897 | #REF! | 544.6349 | 0.00016317 | 629.0826 | 0.02412 | 623.49 | 0.00071969 | 629.0826 | 0.013419 | 542.9395 | 1.0395 | 629.0826 | 0.0066553 | 623.49 | -0.0066496 | 629.0826 | 0.0097939 | 623.49 | 0.0051009 | 629.0826 | 0.064496 | 544.6349 | 9.4961e-05 | 629.0826 | 15.8759 | 544.6349 | 0.00011511 | 629.0826 | 16.1747 | 628.6897 | 1.7481 | 815.6867 | 0.13634 | 628.6897 | -0.0024829 | 815.0072 | 2.4771 | 815.6867 | 0.13866 | 628.6897 | 0.65054 | 629.0826 | 1.3337
|  | 543.0551 | 0.001898 | 629.313 | 0.054039 | 628.9205 | 0.015068 | 543.0551 | 0.013947 | 629.313 | 0.027247 | 628.9205 | -0.013571 | 628.9205 | #REF! | 544.7529 | 0.00015013 | 629.313 | 0 | 623.72 | 0.0002399 | 629.313 | 0 | 543.0551 | 1.0448 | 629.313 | 0 | 623.72 | -0.0023395 | 629.313 | 0.0059297 | 623.72 | -0.0074475 | 629.313 | 0.056309 | 544.7529 | 0.00011379 | 629.313 | 15.7398 | 544.7529 | 9.1815e-05 | 629.313 | 16.6528 | 628.9204 | 1.7508 | 815.8529 | 0.17428 | 628.9205 | -0.0026585 | 815.1736 | 2.5088 | 815.8529 | 0.13615 | 628.9204 | 0.65495 | 629.313 | 1.3449
|  | 543.1707 | 0 | 629.5434 | 0.055933 | 629.1512 | 0.021048 | 543.1707 | 0 | 629.5434 | 0.039835 | 629.1512 | 0.025481 | 629.1512 | #REF! | 544.8709 | 0.00012927 | 629.5434 | 0.023496 | 623.95 | -0.0031186 | 629.5434 | 0.01264 | 543.1707 | 1.0295 | 629.5434 | 0.0069168 | 623.95 | -0.0023395 | 629.5434 | 0.010668 | 623.95 | -0.0022444 | 629.5434 | 0.059439 | 544.8709 | 0.0001303 | 629.5434 | 15.2588 | 544.8709 | 0.00010175 | 629.5434 | 16.6918 | 629.1512 | 1.8113 | 816.0192 | 0.12876 | 629.1512 | 0.004503 | 815.34 | 2.555 | 816.0192 | 0.14122 | 629.1512 | 0.64378 | 629.5434 | 1.3172
|  | 543.2862 | 0.0097132 | 629.7739 | 0.038755 | 629.382 | 0.013308 | 543.2862 | 0.026365 | 629.7739 | 0.0091832 | 629.382 | -0.015347 | 629.382 | #REF! | 544.9889 | 0.00012145 | 629.7738 | 0 | 624.18 | -0.013194 | 629.7738 | 0 | 543.2862 | 1.0529 | 629.7738 | 0.0019454 | 624.18 | -0.013522 | 629.7739 | 0.0060321 | 624.18 | -0.0030095 | 629.7738 | 0.052459 | 544.9889 | 0.00014764 | 629.7738 | 15.0752 | 544.9889 | 0.0001134 | 629.7739 | 17.2027 | 629.382 | 1.8391 | 816.1855 | 0.16466 | 629.382 | -0.0043558 | 815.5064 | 2.5995 | 816.1855 | 0.13597 | 629.382 | 0.6402 | 629.7739 | 1.3266
|  | 543.4018 | 0 | 630.0043 | 0.055799 | 629.6128 | 0.021921 | 543.4018 | 0 | 630.0043 | 0.065429 | 629.6128 | -0.0076915 | 629.6128 | #REF! | 545.1069 | 0.00012275 | 630.0043 | 0.017383 | 624.41 | 0.0050378 | 630.0043 | 0.012711 | 543.4018 | 1.0244 | 630.0043 | 0.0063835 | 624.41 | -0.0059506 | 630.0043 | 0.010185 | 624.41 | -0.0007141 | 630.0043 | 0.055353 | 545.1069 | 0.00014219 | 630.0043 | 14.6424 | 545.1069 | 0.00012505 | 630.0043 | 17.4136 | 629.6128 | 1.8964 | 816.3517 | 0.12821 | 629.6128 | 0.001199 | 815.6728 | 2.6772 | 816.3517 | 0.14279 | 629.6128 | 0.63541 | 630.0043 | 1.3131
|  | 543.5174 | 0.01243 | 630.2347 | 0.031839 | 629.8436 | 0.01541 | 543.5174 | 0.0071227 | 630.2347 | 0.026217 | 629.8436 | -0.029429 | 629.8436 | #REF! | 545.2249 | 0.00012145 | 630.2348 | 0 | 624.64 | 0.019911 | 630.2348 | 0 | 543.5174 | 0.99983 | 630.2348 | 0 | 624.64 | 0.0013882 | 630.2347 | 0.0059667 | 624.64 | 0.00066312 | 630.2348 | 0.047021 | 545.2249 | 0.00014583 | 630.2348 | 14.2199 | 545.2249 | 0.00011682 | 630.2347 | 17.7425 | 629.8437 | 1.9243 | 816.518 | 0.11859 | 629.8436 | -0.0012973 | 815.8392 | 2.6464 | 816.518 | 0.14052 | 629.8437 | 0.61153 | 630.2347 | 1.3078
|  | 543.633 | 0 | 630.4652 | 0.067401 | 630.0745 | 0.023203 | 543.633 | 0 | 630.4652 | 0.034552 | 630.0745 | 0.029929 | 630.0745 | #REF! | 545.3429 | 0.00011884 | 630.4652 | 0.014451 | 624.87 | 0.011275 | 630.4652 | 0.012604 | 543.633 | 1.0042 | 630.4652 | 0.0061614 | 624.87 | 0.0036014 | 630.4652 | 0.0095244 | 624.87 | 0.0029585 | 630.4652 | 0.052537 | 545.3429 | 0.0001341 | 630.4652 | 13.8463 | 545.3429 | 0.00013515 | 630.4652 | 18.0069 | 630.0745 | 1.9693 | 816.6843 | 0.12526 | 630.0745 | -0.0032276 | 816.0056 | 2.7137 | 816.6843 | 0.15134 | 630.0745 | 0.64441 | 630.4652 | 1.2992
|  | 543.7486 | 0 | 630.6957 | 0.053912 | 630.3053 | 0.014345 | 543.7486 | 0.010412 | 630.6957 | 0.031838 | 630.3053 | -0.032443 | 630.3053 | #REF! | 545.4609 | 0.00014362 | 630.6957 | 0 | 625.1 | -0.016073 | 630.6957 | 0 | 543.7486 | 1.0144 | 630.6957 | 0.00095851 | 625.1 | -0.0085133 | 630.6957 | 0.0052332 | 625.1 | -0.010661 | 630.6957 | 0.043853 | 545.4609 | 0.00012683 | 630.6957 | 13.5184 | 545.4609 | 0.00011682 | 630.6957 | 18.4663 | 630.3053 | 2.0149 | 816.8506 | 0.1151 | 630.3053 | -0.0091488 | 816.1721 | 2.7099 | 816.8506 | 0.14842 | 630.3053 | 0.61983 | 630.6957 | 1.302
|  | 543.8642 | 0 | 630.9262 | 0.064904 | 630.5362 | 0.020661 | 543.8642 | 0 | 630.9262 | 0.04944 | 630.5362 | 0.013399 | 630.5362 | #REF! | 545.5789 | 0.00014864 | 630.9262 | 0.02151 | 625.33 | 0.0074367 | 630.9262 | 0.015866 | 543.8642 | 1.0143 | 630.9262 | 0.0062069 | 625.33 | -0.00199 | 630.9262 | 0.008714 | 625.33 | -0.010049 | 630.9262 | 0.049076 | 545.5789 | 0.00012502 | 630.9262 | 13.1889 | 545.5789 | 0.00010175 | 630.9262 | 18.8509 | 630.5362 | 2.0829 | 817.0169 | 0.13116 | 630.5362 | 0.00032659 | 816.3385 | 2.7197 | 817.0169 | 0.15696 | 630.5362 | 0.62813 | 630.9262 | 1.3009
|  | 543.9799 | 0.0073704 | 631.1567 | 0.041232 | 630.767 | 0.01526 | 543.9799 | 0.0077853 | 631.1567 | 0.019218 | 630.767 | -0.017829 | 630.767 | #REF! | 545.6969 | 0.00015535 | 631.1567 | 0 | 625.56 | 0.010315 | 631.1567 | 0.00042754 | 543.9799 | 1.0078 | 631.1567 | 0 | 625.56 | 0.0032519 | 631.1567 | 0.005935 | 625.56 | -0.012344 | 631.1567 | 0.040088 | 545.6969 | 0.00013542 | 631.1567 | 12.6593 | 545.6969 | 8.6676e-05 | 631.1567 | 19.0653 | 630.767 | 2.0904 | 817.1831 | 0.12404 | 630.767 | 0.0019699 | 816.5049 | 2.7121 | 817.1831 | 0.15148 | 630.767 | 0.6169 | 631.1567 | 1.2914
|  | 544.0955 | 0 | 631.3872 | 0.057395 | 630.9979 | 0.01856 | 544.0955 | 0 | 631.3872 | 0.039405 | 630.9979 | 0.01578 | 630.9979 | #REF! | 545.815 | 0.00015405 | 631.3872 | 0.018516 | 625.79 | 0.00071969 | 631.3872 | 0.017344 | 544.0955 | 0.99627 | 631.3872 | 0.0061604 | 625.79 | -0.0011746 | 631.3872 | 0.0088355 | 625.79 | 0.0024994 | 631.3872 | 0.045661 | 545.815 | 0.00014583 | 631.3872 | 12.275 | 545.815 | 0.000105 | 631.3872 | 19.3865 | 630.9979 | 2.147 | 817.3494 | 0.14264 | 630.9979 | -0.00063821 | 816.6713 | 2.7531 | 817.3494 | 0.15956 | 630.9979 | 0.61849 | 631.3872 | 1.2848
|  | 544.2111 | 0 | 631.6177 | 0.053927 | 631.2288 | 0.012513 | 544.2111 | 0.0061289 | 631.6177 | 0.019553 | 631.2288 | -0.036604 | 631.2288 | #REF! | 545.933 | 0.00017137 | 631.6178 | 0 | 626.03 | 0.00071969 | 631.6178 | 0.0009452 | 544.2111 | 0.99339 | 631.6178 | 0.00017841 | 626.03 | -0.0025725 | 631.6177 | 0.0057111 | 626.03 | -0.0088246 | 631.6178 | 0.037932 | 545.933 | 0.00014186 | 631.6178 | 12.0234 | 545.933 | 0.00012847 | 631.6177 | 19.9628 | 631.2288 | 2.236 | 817.5157 | 0.11882 | 631.2288 | -0.0070655 | 816.8378 | 2.7575 | 817.5157 | 0.15529 | 631.2288 | 0.61766 | 631.6177 | 1.2947
|  | 544.3267 | 0 | 631.8483 | 0.063646 | 631.4597 | 0.020975 | 544.3267 | 0 | 631.8483 | 0.021711 | 631.4597 | 0.013112 | 631.4597 | #REF! | 546.051 | 0.00017696 | 631.8483 | 0.018846 | 626.26 | -0.010795 | 631.8483 | 0.015419 | 544.3267 | 0.9945 | 631.8483 | 0.0067227 | 626.26 | -0.0014076 | 631.8483 | 0.009324 | 626.26 | -0.0056109 | 631.8483 | 0.04308 | 546.051 | 0.00013691 | 631.8483 | 11.5256 | 546.051 | 0.00011014 | 631.8483 | 20.1754 | 631.4597 | 2.3048 | 817.682 | 0.14019 | 631.4597 | 0.00090863 | 817.0042 | 2.8368 | 817.682 | 0.1624 | 631.4597 | 0.62085 | 631.8483 | 1.2824
|  | 544.4424 | 0 | 632.0789 | 0.045351 | 631.6906 | 0.015432 | 544.4424 | 0.021398 | 632.0789 | 0.026676 | 631.6906 | -0.026671 | 631.6906 | #REF! | 546.169 | 0.00017044 | 632.0788 | 0 | 626.49 | -0.0079165 | 632.0788 | 0 | 544.4424 | 0.9822 | 632.0788 | 0 | 626.49 | -0.0058343 | 632.0789 | 0.0062162 | 626.49 | 0.00066312 | 632.0788 | 0.036605 | 546.169 | 0.00013988 | 632.0788 | 11.0299 | 546.169 | 0.00013018 | 632.0789 | 20.3831 | 631.6906 | 2.28 | 817.8483 | 0.093765 | 631.6906 | -0.0066894 | 817.1707 | 2.8236 | 817.8483 | 0.1584 | 631.6906 | 0.61077 | 632.0789 | 1.2696
|  | 544.558 | 0 | 632.3094 | 0.061149 | 631.9215 | 0.018388 | 544.558 | 0 | 632.3094 | 0.051415 | 631.9215 | 0.0063956 | 631.9215 | #REF! | 546.2871 | 0.00015665 | 632.3094 | 0.016401 | 626.72 | -0.0074367 | 632.3094 | 0.011356 | 544.558 | 0.98557 | 632.3094 | 0.0074011 | 626.72 | -0.0049022 | 632.3094 | 0.0087144 | 626.72 | -0.00056109 | 632.3094 | 0.041025 | 546.2871 | 0.00014236 | 632.3094 | 10.7101 | 546.2871 | 0.00013687 | 632.3094 | 20.8178 | 631.9215 | 2.3857 | 818.0147 | 0.13547 | 631.9215 | 0.0061213 | 817.3371 | 2.8145 | 818.0147 | 0.16314 | 631.9215 | 0.61447 | 632.3094 | 1.2718
|  | 544.6736 | 0.00071483 | 632.54 | 0.054091 | 632.1524 | 0.0084656 | 544.6736 | 0.01175 | 632.54 | 0.0049595 | 632.1524 | -0.016444 | 632.1524 | #REF! | 546.4051 | 0.00015051 | 632.54 | 0 | 626.95 | 0.010315 | 632.54 | 0 | 544.6736 | 0.97158 | 632.54 | 0.000821 | 626.95 | -0.0074648 | 632.54 | 0.0047068 | 626.95 | -0.010508 | 632.54 | 0.031246 | 546.4051 | 0.00014005 | 632.54 | 10.2113 | 546.4051 | 0.00016856 | 632.54 | 20.9851 | 632.1524 | 2.3843 | 818.181 | 0.090815 | 632.1524 | -0.0050063 | 817.5036 | 2.8935 | 818.181 | 0.16138 | 632.1524 | 0.60598 | 632.54 | 1.258
|  | 544.7893 | 0 | 632.7706 | 0.060385 | 632.3833 | 0.020608 | 544.7893 | 0 | 632.7706 | 0.045156 | 632.3833 | 0.022131 | 632.3833 | #REF! | 546.5232 | 0.00012927 | 632.7706 | 0.014964 | 627.18 | -0.0002399 | 632.7706 | 0.010721 | 544.7893 | 0.97558 | 632.7706 | 0.0046992 | 627.18 | 0.0023201 | 632.7706 | 0.0081959 | 627.18 | 5.1009e-05 | 632.7706 | 0.039086 | 546.5232 | 0.00013526 | 632.7706 | 9.9521 | 546.5232 | 0.00016513 | 632.7706 | 21.5486 | 632.3833 | 2.4745 | 818.3473 | 0.095989 | 632.3833 | -0.0051581 | 817.67 | 2.9541 | 818.3473 | 0.16458 | 632.3833 | 0.61536 | 632.7706 | 1.2697
|  | 544.9049 | 0 | 633.0012 | 0.039802 | 632.6143 | 0.015696 | 544.9049 | 0.002816 | 633.0012 | 0.025293 | 632.6143 | -0.025256 | 632.6143 | #REF! | 546.6412 | 0.0001384 | 633.0011 | 0.0032455 | 627.41 | -0.034305 | 633.0011 | 0.0015936 | 544.9049 | 0.96492 | 633.0011 | 0.0014408 | 627.41 | -0.0023395 | 633.0012 | 0.0057199 | 627.41 | -0.012038 | 633.0011 | 0.029266 | 546.6412 | 0.00014996 | 633.0011 | 9.4507 | 546.6412 | 0.0001701 | 633.0012 | 21.7005 | 632.6143 | 2.4958 | 818.5136 | 0.085959 | 632.6143 | -0.011608 | 817.8365 | 2.9291 | 818.5136 | 0.16323 | 632.6143 | 0.59819 | 633.0012 | 1.2517
|  | 545.0206 | 0 | 633.2318 | 0.068363 | 632.8452 | 0.017728 | 545.0206 | 0 | 633.2318 | 0.044925 | 632.8452 | 0.022465 | 632.8452 | #REF! | 546.7592 | 0.00013877 | 633.2318 | 0.017047 | 627.64 | 0.028548 | 633.2318 | 0.010107 | 545.0206 | 0.9544 | 633.2318 | 0.005768 | 627.64 | 0.0010387 | 633.2318 | 0.0077539 | 627.64 | -0.0053048 | 633.2318 | 0.035431 | 546.7592 | 0.00014649 | 633.2318 | 9.0638 | 546.7592 | 0.00012179 | 633.2318 | 21.9324 | 632.8452 | 2.5571 | 818.6799 | 0.088228 | 632.8452 | -0.0011692 | 818.003 | 2.9385 | 818.6799 | 0.16323 | 632.8452 | 0.60062 | 633.2318 | 1.2418
|  | 545.1363 | 0.0036729 | 633.4623 | 0.028543 | 633.0762 | 0.022052 | 545.1363 | 0.0044724 | 633.4623 | 0.0030406 | 633.0762 | -0.024931 | 633.0762 | #REF! | 546.8773 | 0.00014343 | 633.4624 | 0 | 627.87 | 0.013194 | 633.4624 | 0 | 545.1363 | 0.98157 | 633.4624 | 0.00059942 | 627.87 | -0.002223 | 633.4623 | 0.0056079 | 627.87 | -0.0030095 | 633.4624 | 0.029989 | 546.8773 | 0.00013988 | 633.4624 | 8.6502 | 546.8773 | 0.00013841 | 633.4623 | 22.1591 | 633.0762 | 2.6141 | 818.8463 | 0.069439 | 633.0762 | -0.0045478 | 818.1694 | 2.9765 | 818.8463 | 0.16156 | 633.0762 | 0.59659 | 633.4623 | 1.2352
|  | 545.2519 | 0 | 633.693 | 0.064586 | 633.3072 | 0.024545 | 545.2519 | 0 | 633.693 | 0.036413 | 633.3072 | 0.02135 | 633.3072 | #REF! | 546.9954 | 0.00012834 | 633.693 | 0.017723 | 628.1 | 0.012714 | 633.693 | 0.015175 | 545.2519 | 0.96994 | 633.693 | 0.0059672 | 628.1 | 0.0053486 | 633.693 | 0.0094885 | 628.1 | 0.0083142 | 633.693 | 0.03755 | 546.9954 | 0.00014335 | 633.693 | 8.3317 | 546.9954 | 0.00013515 | 633.693 | 22.4276 | 633.3072 | 2.6838 | 819.0126 | 0.08083 | 633.3072 | 0.0021873 | 818.3359 | 3.0034 | 819.0126 | 0.16082 | 633.3072 | 0.59876 | 633.693 | 1.2309
|  | 545.3676 | 0.0029334 | 633.9236 | 0.035676 | 633.5382 | 0.013356 | 545.3676 | 0.012609 | 633.9236 | -0.00039101 | 633.5382 | -0.012755 | 633.5382 | #REF! | 547.1134 | 0.00013132 | 633.9236 | 0 | 628.33 | -0.014634 | 633.9236 | 0 | 545.3676 | 0.96062 | 633.9236 | 0 | 628.33 | -0.010144 | 633.9236 | 0.0054265 | 628.33 | -0.0082122 | 633.9236 | 0.02848 | 547.1134 | 0.00014996 | 633.9236 | 7.9941 | 547.1134 | 0.0001468 | 633.9236 | 22.8381 | 633.5382 | 2.7208 | 819.1789 | 0.06018 | 633.5382 | 0.0013103 | 818.5024 | 3.0351 | 819.1789 | 0.16012 | 633.5382 | 0.59532 | 633.9236 | 1.2298
|  | 545.4833 | 0 | 634.1543 | 0.060648 | 633.7692 | 0.016586 | 545.4833 | 0 | 634.1543 | 0.042388 | 633.7692 | 0.022084 | 633.7692 | #REF! | 547.2315 | 0.00012238 | 634.1543 | 0.017588 | 628.57 | -0.0059973 | 634.1543 | 0.011381 | 545.4833 | 0.97078 | 634.1543 | 0.0050415 | 628.57 | -0.0087464 | 634.1543 | 0.0082029 | 628.57 | 0.0028055 | 634.1543 | 0.030588 | 547.2315 | 0.000145 | 634.1543 | 7.5881 | 547.2315 | 0.00012008 | 634.1543 | 22.8815 | 633.7692 | 2.7673 | 819.3453 | 0.0654 | 633.7692 | -0.0064203 | 818.6689 | 3.0772 | 819.3453 | 0.15942 | 633.7692 | 0.59327 | 634.1543 | 1.2129
|  | 545.599 | 0.005004 | 634.3849 | -0.00053995 | 634.0002 | 0.012776 | 545.599 | 0.018532 | 634.3849 | 0.014502 | 634.0002 | -0.013216 | 634.0002 | #REF! | 547.3495 | 0.00012536 | 634.3849 | 0 | 628.8 | -0.027587 | 634.3849 | 0.0010405 | 545.599 | 0.97247 | 634.3849 | 0 | 628.8 | -0.0063001 | 634.3849 | 0.0040766 | 628.8 | 0.0046418 | 634.3849 | 0.026398 | 547.3495 | 0.00012072 | 634.3849 | 7.2111 | 547.3495 | 0.00010672 | 634.385 | 22.9725 | 634.0002 | 2.8212 | 819.5116 | 0.059363 | 634.0002 | -0.0041124 | 818.8353 | 3.0085 | 819.5116 | 0.15956 | 634.0002 | 0.58465 | 634.3849 | 1.1995
|  | 545.7147 | 0 | 634.6156 | 0.05228 | 634.2312 | 0.01854 | 545.7147 | 0 | 634.6156 | 0.041879 | 634.2312 | 0.01413 | 634.2312 | #REF! | 547.4676 | 0.0001153 | 634.6156 | 0.003324 | 629.03 | -0.026148 | 634.6156 | 0.013161 | 545.7147 | 0.96803 | 634.6156 | 0.0056933 | 629.03 | -0.0038538 | 634.6156 | 0.0077236 | 629.03 | 0.0038766 | 634.6156 | 0.031736 | 547.4676 | 0.00011759 | 634.6156 | 7.0832 | 547.4676 | 0.00016187 | 634.6156 | 23.6689 | 634.2312 | 2.9766 | 819.678 | 0.072661 | 634.2312 | 0.0023884 | 819.0018 | 3.1045 | 819.678 | 0.15845 | 634.2312 | 0.60821 | 634.6156 | 1.2183
|  | 545.8303 | 0.013417 | 634.8463 | 0.023798 | 634.4622 | 0.0055027 | 545.8303 | 0.0064601 | 634.8463 | 0.029766 | 634.4622 | -0.0038145 | 634.4622 | #REF! | 547.5857 | 0.00013058 | 634.8463 | 0 | 629.26 | -0.010315 | 634.8463 | 0 | 545.8303 | 0.95986 | 634.8463 | 0 | 629.26 | 0.00010678 | 634.8463 | 0.0037529 | 629.26 | -0.0065293 | 634.8463 | 0.021921 | 547.5857 | 0.00013641 | 634.8463 | 6.6673 | 547.5857 | 0.00014012 | 634.8463 | 23.5498 | 634.4623 | 2.9544 | 819.8443 | 0.073478 | 634.4622 | -0.0047994 | 819.1683 | 3.1226 | 819.8443 | 0.15798 | 634.4623 | 0.58765 | 634.8463 | 1.1942
|  | 545.946 | 0 | 635.077 | 0.06298 | 634.6933 | 0.01917 | 545.946 | 0 | 635.077 | 0.017694 | 634.6933 | 0.033004 | 634.6933 | #REF! | 547.7037 | 0.00014045 | 635.077 | 0.016012 | 629.49 | 0.0069569 | 635.077 | 0.010929 | 545.946 | 0.93788 | 635.077 | 0.0050218 | 629.49 | -0.0090959 | 635.077 | 0.0083286 | 629.49 | 0.0041827 | 635.077 | 0.031994 | 547.7037 | 0.00014649 | 635.077 | 6.3611 | 547.7037 | 0.00016513 | 635.077 | 23.703 | 634.6933 | 3.0306 | 820.0107 | 0.08083 | 634.6933 | 0.0013003 | 819.3348 | 3.1523 | 820.0107 | 0.1565 | 634.6933 | 0.59621 | 635.077 | 1.1869
|  | 546.0617 | 0 | 635.3077 | 0.041289 | 634.9243 | 0.014488 | 546.0617 | 0.0039755 | 635.3077 | 0.0033494 | 634.9243 | -0.033045 | 634.9243 | #REF! | 547.8218 | 0.0001561 | 635.3077 | 0 | 629.72 | -0.019911 | 635.3077 | 0 | 546.0617 | 0.94023 | 635.3077 | 0 | 629.72 | -0.0059506 | 635.3077 | 0.0046111 | 629.72 | -0.00607 | 635.3077 | 0.019069 | 547.8218 | 0.0001483 | 635.3077 | 6.1065 | 547.8218 | 0.0001468 | 635.3077 | 24.0674 | 634.9244 | 3.1143 | 820.177 | 0.066307 | 634.9243 | -0.0066705 | 819.5013 | 3.1488 | 820.177 | 0.15654 | 634.9244 | 0.58695 | 635.3077 | 1.1887
|  | 546.1775 | 0 | 635.5384 | 0.040988 | 635.1554 | 0.020702 | 546.1775 | 0 | 635.5384 | 0.051446 | 635.1554 | 0.030415 | 635.1554 | #REF! | 547.9399 | 0.00014827 | 635.5384 | 0.019605 | 629.95 | -0.016073 | 635.5384 | 0.011143 | 546.1775 | 0.94876 | 635.5384 | 0.0069556 | 629.95 | 0.00022327 | 635.5384 | 0.0081895 | 629.95 | -0.0086717 | 635.5384 | 0.026754 | 547.9399 | 0.00013873 | 635.5384 | 5.8783 | 547.9399 | 0.00016016 | 635.5384 | 24.207 | 635.1554 | 3.1941 | 820.3434 | 0.07611 | 635.1554 | 0.010214 | 819.6678 | 3.19 | 820.3434 | 0.15529 | 635.1554 | 0.58785 | 635.5384 | 1.183
|  | 546.2932 | 0.0063351 | 635.7691 | 0.026192 | 635.3865 | 0.016597 | 546.2932 | 0.0038098 | 635.7691 | 0.016465 | 635.3865 | -0.012679 | 635.3865 | #REF! | 548.058 | 0.00014343 | 635.7691 | 0 | 630.18 | -0.00071969 | 635.7691 | 0 | 546.2932 | 0.93997 | 635.7691 | 0.0021801 | 630.18 | -9.7074e-06 | 635.7691 | 0.0048055 | 630.18 | -0.0025504 | 635.7691 | 0.019702 | 548.058 | 0.00015375 | 635.7691 | 5.5909 | 548.058 | 9.6782e-05 | 635.7691 | 24.3136 | 635.3865 | 3.2228 | 820.5097 | 0.069348 | 635.3865 | -0.0055056 | 819.8343 | 3.2062 | 820.5097 | 0.15487 | 635.3865 | 0.57469 | 635.7691 | 1.1749
|  | 546.4089 | 0 | 635.9999 | 0.059554 | 635.6176 | 0.015163 | 546.4089 | 0 | 635.9999 | 0.042206 | 635.6176 | 0.0351 | 635.6176 | #REF! | 548.1761 | 0.00012052 | 635.9998 | 0.014914 | 630.41 | 0.0026388 | 635.9998 | 0.013238 | 546.4089 | 0.94925 | 635.9998 | 0.0041832 | 630.41 | 0.00057274 | 635.9999 | 0.0068884 | 630.41 | -0.0053048 | 635.9998 | 0.024605 | 548.1761 | 0.0001483 | 635.9998 | 5.3291 | 548.1761 | 6.6805e-05 | 635.9999 | 24.2909 | 635.6176 | 3.3075 | 820.6761 | 0.080967 | 635.6176 | 0.0077062 | 820.0009 | 3.2838 | 820.6761 | 0.15278 | 635.6176 | 0.56844 | 635.9999 | 1.1612
|  | 546.5246 | 0.0047082 | 636.2306 | 0.040034 | 635.8487 | 0.015296 | 546.5246 | 0.017768 | 636.2306 | 0.013216 | 635.8487 | -0.01721 | 635.8487 | #REF! | 548.2941 | 0.0001276 | 636.2306 | 0 | 630.65 | -0.0074367 | 636.2306 | 0.0013096 | 546.5246 | 0.94339 | 636.2306 | 0.0018057 | 630.65 | -0.01096 | 636.2306 | 0.0052595 | 630.65 | -0.0022444 | 636.2306 | 0.019449 | 548.2941 | 0.00014153 | 636.2306 | 5.1555 | 548.2941 | 0.00011168 | 636.2306 | 24.6701 | 635.8487 | 3.3983 | 820.8425 | 0.078607 | 635.8487 | -0.00068038 | 820.1674 | 3.2832 | 820.8425 | 0.15278 | 635.8487 | 0.57425 | 636.2306 | 1.1688
|  | 546.6403 | 0 | 636.4614 | 0.053331 | 636.0798 | 0.006781 | 546.6403 | 0 | 636.4614 | 0.03705 | 636.0798 | 0.016097 | 636.0798 | #REF! | 548.4122 | 0.00012052 | 636.4614 | 0.016843 | 630.88 | -0.010795 | 636.4614 | 0.011551 | 546.6403 | 0.93903 | 636.4614 | 0.0042171 | 630.88 | -0.0046693 | 636.4614 | 0.0070274 | 630.88 | 0.0011222 | 636.4614 | 0.025245 | 548.4122 | 0.00011544 | 636.4614 | 4.904 | 548.4122 | 0.0001468 | 636.4614 | 24.6629 | 636.0798 | 3.4938 | 821.0088 | 0.067805 | 636.0798 | 0.0024987 | 820.3339 | 3.3653 | 821.0088 | 0.15125 | 636.0798 | 0.57476 | 636.4614 | 1.1618
|  | 546.7561 | 0.0060393 | 636.6921 | 0.041055 | 636.3109 | 0.013069 | 546.7561 | 0.011463 | 636.6921 | -0.0058597 | 636.3109 | -0.023119 | 636.3109 | #REF! | 548.5303 | 0.00015088 | 636.6921 | 0 | 631.11 | -0.013674 | 636.6921 | 0.0010461 | 546.7561 | 0.94121 | 636.6921 | 6.1603e-05 | 631.11 | 0.0017376 | 636.6921 | 0.0038213 | 631.11 | -0.0030095 | 636.6921 | 0.018551 | 548.5303 | 0.00012997 | 636.6921 | 4.6591 | 548.5303 | 0.00016513 | 636.6921 | 24.6513 | 636.3109 | 3.5239 | 821.1752 | 0.079469 | 636.3109 | -0.0010197 | 820.5004 | 3.2714 | 821.1752 | 0.1525 | 636.3109 | 0.54788 | 636.6921 | 1.149
|  | 546.8718 | 0 | 636.9229 | 0.049132 | 636.542 | 0.019206 | 546.8718 | 0 | 636.9229 | 0.021447 | 636.542 | 0.025973 | 636.542 | #REF! | 548.6484 | 0.00015312 | 636.9229 | 0.02186 | 631.34 | -0.010315 | 636.9229 | 0.013218 | 546.8718 | 0.93437 | 636.9229 | 0.0073903 | 631.34 | 0.0018541 | 636.9229 | 0.0080137 | 631.34 | 0.0029585 | 636.9229 | 0.023002 | 548.6484 | 0.0001265 | 636.9229 | 4.4319 | 548.6484 | 0.00011014 | 636.9229 | 24.5053 | 636.542 | 3.5887 | 821.3416 | 0.072434 | 636.542 | -0.001733 | 820.667 | 3.4133 | 821.3416 | 0.15134 | 636.542 | 0.57105 | 636.9229 | 1.1378
|  | 546.9876 | 0.0087254 | 637.1537 | 0.033662 | 636.7732 | 0.0098164 | 546.9876 | 0.014233 | 637.1537 | 0.027135 | 636.7732 | -0.012064 | 636.7732 | #REF! | 548.7665 | 0.00016299 | 637.1537 | 0 | 631.57 | -0.0083963 | 637.1537 | 0 | 546.9876 | 0.93428 | 637.1537 | 0.0012976 | 631.57 | 0.00068922 | 637.1537 | 0.0040827 | 631.57 | -0.0034686 | 637.1537 | 0.014839 | 548.7665 | 0.00014946 | 637.1537 | 4.2366 | 548.7665 | 0.00010843 | 637.1537 | 24.525 | 636.7732 | 3.6557 | 821.508 | 0.079968 | 636.7732 | -8.701e-06 | 820.8335 | 3.3431 | 821.508 | 0.15297 | 636.7732 | 0.55235 | 637.1537 | 1.1327
|  | 547.1033 | 0 | 637.3845 | 0.072734 | 637.0043 | 0.022997 | 547.1033 | 0 | 637.3845 | 0.023204 | 637.0043 | 0.0095167 | 637.0043 | #REF! | 548.8846 | 0.00014306 | 637.3845 | 0.018644 | 631.8 | 0.043421 | 637.3845 | 0.015179 | 547.1033 | 0.92669 | 637.3845 | 0.0051405 | 631.8 | 0.0015046 | 637.3845 | 0.0078691 | 631.8 | -0.0042337 | 637.3845 | 0.021728 | 548.8846 | 0.0001412 | 637.3845 | 4.1068 | 548.8846 | 8.1708e-05 | 637.3845 | 24.6207 | 637.0043 | 3.764 | 821.6744 | 0.07897 | 637.0043 | 0.0080734 | 821 | 3.4253 | 821.6744 | 0.15171 | 637.0043 | 0.5618 | 637.3845 | 1.1342
|  | 547.2191 | 0.0041166 | 637.6153 | 0.023001 | 637.2355 | 0.013785 | 547.2191 | 0.0057976 | 637.6153 | -0.00071483 | 637.2355 | -0.033109 | 637.2355 | #REF! | 549.0027 | 0.0001492 | 637.6153 | 0 | 632.03 | -0.0011995 | 637.6153 | 0.0014697 | 547.2191 | 0.91399 | 637.6153 | 0.00053782 | 632.03 | -0.0059506 | 637.6153 | 0.0045781 | 632.03 | -0.0013262 | 637.6153 | 0.014513 | 549.0027 | 0.00015805 | 637.6153 | 3.8822 | 549.0027 | 8.1708e-05 | 637.6153 | 24.4283 | 637.2355 | 3.797 | 821.8408 | 0.078697 | 637.2355 | -0.0053902 | 821.1666 | 3.46 | 821.8408 | 0.15418 | 637.2355 | 0.54769 | 637.6153 | 1.1215
|  | 547.3348 | 0 | 637.8461 | 0.066159 | 637.4667 | 0.015867 | 547.3348 | 0 | 637.8461 | 0.030628 | 637.4667 | 0.037653 | 637.4667 | #REF! | 549.1209 | 0.00012964 | 637.8461 | 0.020114 | 632.26 | 0.0016793 | 637.8461 | 0.013169 | 547.3348 | 0.91825 | 637.8461 | 0.0061301 | 632.26 | 0.0020871 | 637.8461 | 0.0070944 | 632.26 | 0.0011222 | 637.8461 | 0.021308 | 549.1209 | 0.00012304 | 637.8461 | 3.7605 | 549.1209 | 6.5092e-05 | 637.8461 | 24.5058 | 637.4667 | 3.9308 | 822.0072 | 0.066126 | 637.4667 | 0.0064125 | 821.3331 | 3.5068 | 822.0072 | 0.15278 | 637.4667 | 0.54947 | 637.8461 | 1.1245
|  | 547.4506 | 0 | 638.077 | 0.028986 | 637.6978 | 0.014673 | 547.4506 | 0.012609 | 638.077 | 0.014584 | 637.6978 | -0.024204 | 637.6978 | #REF! | 549.239 | 0.00013393 | 638.077 | 0 | 632.5 | -0.020872 | 638.077 | 0.0003513 | 547.4506 | 0.89609 | 638.077 | 0.0012242 | 632.5 | -0.010144 | 638.077 | 0.0050037 | 632.5 | -0.007141 | 638.077 | 0.01558 | 549.239 | 0.00012072 | 638.077 | 3.5612 | 549.239 | 5.8412e-05 | 638.077 | 24.2243 | 637.6979 | 3.9628 | 822.1735 | 0.07484 | 637.6978 | -0.0020721 | 821.4996 | 3.5061 | 822.1735 | 0.15478 | 637.6979 | 0.54239 | 638.077 | 1.1099
|  | 547.5664 | 0 | 638.3078 | 0.045844 | 637.929 | 0.013069 | 547.5664 | 0 | 638.3078 | 0.021322 | 637.929 | 0.033582 | 637.929 | #REF! | 549.3571 | 0.00014231 | 638.3078 | 0.02592 | 632.73 | 0.002159 | 638.3078 | 0.011446 | 547.5664 | 0.89503 | 638.3078 | 0.0054777 | 632.73 | 0.0033685 | 638.3078 | 0.0067346 | 632.73 | -0.0054579 | 638.3078 | 0.021171 | 549.3571 | 0.00011412 | 638.3078 | 3.4205 | 549.3571 | 7.9995e-05 | 638.3078 | 24.0336 | 637.929 | 4.0298 | 822.34 | 0.062404 | 637.929 | 0.0044965 | 821.6662 | 3.5806 | 822.34 | 0.15288 | 637.929 | 0.54539 | 638.3078 | 1.1046
|  | 547.6821 | 0.0083961 | 638.5386 | 0.019401 | 638.1602 | 0.016933 | 547.6821 | 0.0072884 | 638.5386 | 0.021489 | 638.1602 | -0.0042775 | 638.1602 | #REF! | 549.4752 | 0.00014827 | 638.5386 | 0 | 632.96 | -0.0059973 | 638.5386 | 0.0050277 | 547.6821 | 0.89911 | 638.5386 | 0.00017902 | 632.96 | -0.0065332 | 638.5386 | 0.0041853 | 632.96 | -0.0036216 | 638.5386 | 0.013846 | 549.4752 | 0.00013757 | 638.5386 | 3.2616 | 549.4752 | 0.00010175 | 638.5386 | 23.9033 | 638.1603 | 4.1039 | 822.5064 | 0.070528 | 638.1602 | -0.0038891 | 821.8328 | 3.6178 | 822.5064 | 0.15492 | 638.1603 | 0.53345 | 638.5386 | 1.098
|  | 547.7979 | 0 | 638.7695 | 0.058778 | 638.3915 | 0.019975 | 547.7979 | 0 | 638.7695 | 0.025593 | 638.3915 | 0.016709 | 638.3915 | #REF! | 549.5933 | 0.00015963 | 638.7695 | 0.018604 | 633.19 | 0.002159 | 638.7695 | 0.01489 | 547.7979 | 0.87487 | 638.7695 | 0.0069633 | 633.19 | 0.0015046 | 638.7695 | 0.0078327 | 633.19 | 0.0037236 | 638.7695 | 0.016958 | 549.5933 | 0.00014302 | 638.7695 | 3.1371 | 549.5933 | 0.00012008 | 638.7695 | 23.6166 | 638.3915 | 4.1868 | 822.6728 | 0.063811 | 638.3915 | 0.0089342 | 821.9993 | 3.6902 | 822.6728 | 0.15325 | 638.3915 | 0.53715 | 638.7695 | 1.0878
|  | 547.9137 | 0.0020459 | 639.0004 | 0.023225 | 638.6227 | 0.011669 | 547.9137 | 0.015093 | 639.0004 | 0.00038862 | 638.6227 | -0.024929 | 638.6227 | #REF! | 549.7115 | 9.7606e-05 | 639.0004 | 0 | 633.42 | -0.036225 | 639.0004 | 0 | 547.9137 | 0.89876 | 639.0004 | 0 | 633.42 | -0.010494 | 639.0004 | 0.0030021 | 633.42 | -0.0034686 | 639.0004 | 0.01135 | 549.7115 | 9.7768e-05 | 639.0004 | 3.0159 | 549.7115 | 7.3315e-05 | 639.0004 | 23.6033 | 638.6227 | 4.2835 | 822.8392 | 0.070528 | 638.6227 | 0.0013851 | 822.1659 | 3.636 | 822.8392 | 0.15432 | 638.6227 | 0.53223 | 639.0004 | 1.0915
|  | 548.0295 | 0 | 639.2313 | 0.046768 | 638.8539 | 0.016357 | 548.0295 | 0 | 639.2313 | 0.023983 | 638.8539 | 0.0035736 | 638.8539 | #REF! | 549.8296 | 0.00027587 | 639.2313 | 0 | 633.65 | -0.018472 | 639.2313 | 0.0022834 | 548.0295 | 0.88673 | 639.2313 | 0 | 633.65 | -0.005368 | 639.2313 | 0.0043693 | 633.65 | -0.0085181 | 639.2313 | 0.011152 | 549.8296 | 0.00026655 | 639.2313 | 2.7085 | 549.8296 | 0.00023519 | 639.2313 | 22.5228 | 638.8539 | 4.3374 | 823.0056 | 0.071481 | 638.8539 | 0.0039589 | 822.3325 | 3.7387 | 823.0056 | 0.15701 | 638.8539 | 0.51666 | 639.2313 | 1.0556
|  | 548.1453 | 0.0063351 | 639.4622 | 0.056397 | 639.0852 | 0.018 | 548.1453 | 0.020347 | 639.4622 | 0.03023 | 639.0852 | 0.019722 | 639.0852 | #REF! | 549.9477 | 0.00021775 | 639.4622 | 0.015335 | 633.88 | 0.024228 | 639.4622 | 0.014193 | 548.1453 | 0.86736 | 639.4622 | 0.0066639 | 633.88 | 0.0056981 | 639.4622 | 0.0071096 | 633.88 | 0.0081613 | 639.4622 | 0.014927 | 549.9477 | 0.0002208 | 639.4622 | 2.6373 | 549.9477 | 0.0002035 | 639.4622 | 22.5724 | 639.0852 | 4.5052 | 823.172 | 0.062404 | 639.0852 | 0.015454 | 822.499 | 3.8514 | 823.172 | 0.15864 | 639.0852 | 0.52361 | 639.4622 | 1.0651
|  | 548.2611 | 0 | 639.6931 | 0.010813 | 639.3164 | 0.013179 | 548.2611 | 0 | 639.6931 | 0.0064458 | 639.3164 | -0.0325 | 639.3164 | #REF! | 550.0658 | 0.00042638 | 639.6931 | 0.0010157 | 634.11 | -0.0074367 | 639.6931 | 0 | 548.2611 | 0.86568 | 639.6931 | 0 | 634.11 | -9.7074e-06 | 639.6931 | 0.0042695 | 634.11 | -0.0056109 | 639.6931 | 0.011211 | 550.0658 | 0.00044293 | 639.6931 | 2.4981 | 550.0658 | 0.000407 | 639.693 | 21.9319 | 639.3164 | 4.5347 | 823.3384 | 0.071663 | 639.3164 | -0.0038319 | 822.6656 | 3.8963 | 823.3384 | 0.16337 | 639.3164 | 0.52093 | 639.6931 | 1.0449
|  | 548.3769 | 0.003525 | 639.924 | 0.05202 | 639.5477 | 0.019087 | 548.3769 | 0.013565 | 639.924 | 0.041249 | 639.5477 | 0.022676 | 639.5477 | #REF! | 550.184 | 0.00021067 | 639.924 | 0.021635 | 634.35 | -0.0050378 | 639.924 | 0.011357 | 548.3769 | 0.84592 | 639.924 | 0.0050228 | 634.35 | -0.0035044 | 639.924 | 0.0077606 | 634.35 | -0.0051518 | 639.924 | 0.015138 | 550.184 | 0.00022923 | 639.924 | 2.4275 | 550.184 | 0.0002035 | 639.924 | 21.7452 | 639.5477 | 4.6789 | 823.5049 | 0.06136 | 639.5477 | 0.010985 | 822.8322 | 3.9329 | 823.5049 | 0.16119 | 639.5477 | 0.52521 | 639.924 | 1.0481
|  | 548.4927 | 0 | 640.1549 | 0.026446 | 639.779 | 0.016265 | 548.4927 | 0 | 640.1549 | 0.018923 | 639.779 | -0.032834 | 639.779 | #REF! | 550.3021 | 0.00040235 | 640.1549 | 0 | 634.58 | -0.011275 | 640.1549 | 0.0010895 | 548.4927 | 0.8417 | 640.1549 | 0.00061304 | 634.58 | -0.0011746 | 640.1549 | 0.0038715 | 634.58 | -0.0085181 | 640.1549 | 0.011398 | 550.3021 | 0.00043484 | 640.1549 | 2.309 | 550.3021 | 0.000407 | 640.1549 | 21.2917 | 639.779 | 4.7241 | 823.6713 | 0.072934 | 639.779 | -0.0011821 | 822.9988 | 3.9849 | 823.6713 | 0.16579 | 639.779 | 0.50829 | 640.1549 | 1.0371
|  | 548.6085 | 0.0024896 | 640.3859 | 0.067288 | 640.0103 | 0.024852 | 548.6085 | 0.015762 | 640.3859 | 0.037688 | 640.0103 | 0.020927 | 640.0103 | #REF! | 550.4203 | 0.00019465 | 640.3859 | 0.018236 | 634.81 | 0.02135 | 640.3859 | 0.010202 | 548.6085 | 0.83788 | 640.3859 | 0.0070811 | 634.81 | 0.0013882 | 640.3859 | 0.0081278 | 634.81 | 0.0015813 | 640.3859 | 0.016325 | 550.4203 | 0.00021304 | 640.3859 | 2.2312 | 550.4203 | 0.0002035 | 640.3859 | 20.8287 | 640.0103 | 4.7978 | 823.8377 | 0.061996 | 640.0103 | 0.0051406 | 823.1654 | 3.9852 | 823.8377 | 0.16272 | 640.0103 | 0.51282 | 640.3859 | 1.0272
|  | 548.7243 | 0 | 640.6168 | 0.024756 | 640.2416 | 0.012146 | 548.7243 | 0 | 640.6168 | 0.013214 | 640.2416 | -0.02448 | 640.2416 | #REF! | 550.5384 | 0.00042973 | 640.6168 | 0 | 635.04 | -0.020872 | 640.6168 | 0 | 548.7243 | 0.83211 | 640.6168 | 0 | 635.04 | -0.00035917 | 640.6168 | 0.0029737 | 635.04 | -0.0092835 | 640.6168 | 0.010329 | 550.5384 | 0.00041799 | 640.6168 | 2.13 | 550.5384 | 0.00043698 | 640.6168 | 20.5252 | 640.2416 | 4.9005 | 824.0042 | 0.07198 | 640.2416 | -0.0019025 | 823.332 | 4.0241 | 824.0042 | 0.16774 | 640.2416 | 0.51468 | 640.6168 | 1.0258
|  | 548.8402 | 0.0087254 | 640.8478 | 0.040459 | 640.4729 | 0.014699 | 548.8402 | 0.011941 | 640.8478 | 0.035561 | 640.4729 | 0.017205 | 640.4729 | #REF! | 550.6566 | 0.00023805 | 640.8478 | 0.020826 | 635.27 | 0.017512 | 640.8478 | 0.011472 | 548.8402 | 0.82176 | 640.8478 | 0.0060444 | 635.27 | -0.00047565 | 640.8478 | 0.0071659 | 635.27 | 0.0023464 | 640.8478 | 0.013205 | 550.6566 | 0.00021189 | 640.8478 | 2.042 | 550.6566 | 0.0002369 | 640.8478 | 19.9319 | 640.4729 | 4.9607 | 824.1706 | 0.067987 | 640.4729 | 0.0061731 | 823.4986 | 4.0736 | 824.1706 | 0.1656 | 640.4729 | 0.51206 | 640.8478 | 1.0131
|  | 548.956 | 0 | 641.0787 | 0.041163 | 640.7042 | 0.018776 | 548.956 | 0 | 641.0787 | 0.020259 | 640.7042 | -0.03846 | 640.7042 | #REF! | 550.7747 | 0.00044444 | 641.0788 | 0 | 635.5 | -0.016073 | 641.0788 | 0.0014396 | 548.956 | 0.80728 | 641.0788 | 0 | 635.5 | -0.0029219 | 641.0787 | 0.0039679 | 635.5 | -0.0068351 | 641.0788 | 0.0091949 | 550.7747 | 0.00044227 | 641.0788 | 1.9638 | 550.7747 | 0.0004404 | 641.0787 | 19.6973 | 640.7042 | 5.0674 | 824.337 | 0.07307 | 640.7042 | -0.0051543 | 823.6652 | 4.1425 | 824.337 | 0.1709 | 640.7042 | 0.50753 | 641.0787 | 1.0135
|  | 549.0719 | 0.005004 | 641.3098 | 0.033822 | 640.9356 | 0.013941 | 549.0719 | 0.0096482 | 641.3098 | 0.038825 | 640.9356 | 0.028993 | 640.9356 | #REF! | 550.8929 | 0.00020769 | 641.3097 | 0.019049 | 635.73 | -0.0088761 | 641.3097 | 0.01534 | 549.0719 | 0.79023 | 641.3097 | 0.0062553 | 635.73 | 0.0081444 | 641.3098 | 0.0062092 | 635.73 | -0.0023974 | 641.3097 | 0.013881 | 550.8929 | 0.00023501 | 641.3097 | 1.897 | 550.8929 | 0.00020675 | 641.3098 | 19.1126 | 640.9356 | 5.1607 | 824.5035 | 0.065672 | 640.9356 | 0.0092435 | 823.8318 | 4.2149 | 824.5035 | 0.16788 | 640.9356 | 0.50912 | 641.3098 | 1.0032
|  | 549.1877 | 0 | 641.5407 | 0.041033 | 641.1669 | 0.00063553 | 549.1877 | 0 | 641.5407 | 0.0085488 | 641.1669 | -0.025042 | 641.1669 | #REF! | 551.011 | 0.00039769 | 641.5407 | 0 | 635.96 | -0.049658 | 641.5407 | 0 | 549.1877 | 0.78575 | 641.5407 | 0.00047567 | 635.96 | -0.0040868 | 641.5407 | 0.0039435 | 635.96 | 0.0011222 | 641.5407 | 0.0063471 | 551.011 | 0.00043715 | 641.5407 | 1.8209 | 551.011 | 0.00039706 | 641.5407 | 18.8208 | 641.1669 | 5.2762 | 824.6699 | 0.07198 | 641.1669 | -0.00039516 | 823.9984 | 4.2313 | 824.6699 | 0.17211 | 641.1669 | 0.50631 | 641.5407 | 1.0064
|  | 549.3035 | 0.0061872 | 641.7717 | 0.058029 | 641.3983 | 0.022501 | 549.3035 | 0.012896 | 641.7717 | 0.044209 | 641.3983 | 0.0265 | 641.3983 | #REF! | 551.1292 | 0.00019205 | 641.7717 | 0.01871 | 636.2 | 0.011755 | 641.7717 | 0.01237 | 549.3035 | 0.76377 | 641.7717 | 0.0068083 | 636.2 | -0.0018735 | 641.7717 | 0.0072743 | 636.2 | 0.0024994 | 641.7717 | 0.013906 | 551.1292 | 0.00020214 | 641.7717 | 1.7358 | 551.1292 | 0.00019357 | 641.7717 | 18.075 | 641.3983 | 5.3177 | 824.8364 | 0.062313 | 641.3983 | 0.0085074 | 824.165 | 4.2765 | 824.8364 | 0.16885 | 641.3983 | 0.49808 | 641.7717 | 0.98571
|  | 549.4194 | 0 | 642.0027 | 0.059678 | 641.6296 | 0.014327 | 549.4194 | 0 | 642.0027 | 0.0040641 | 641.6296 | -0.025508 | 641.6296 | #REF! | 551.2474 | 0.00041688 | 642.0028 | 0 | 636.43 | -0.0079165 | 642.0028 | 0 | 549.4194 | 0.76101 | 642.0028 | 0.00074115 | 636.43 | -0.0021065 | 642.0027 | 0.0032639 | 636.43 | 0.0017343 | 642.0028 | 0.0056198 | 551.2474 | 0.00042377 | 642.0028 | 1.6641 | 551.2474 | 0.000407 | 642.0027 | 17.762 | 641.6296 | 5.4114 | 825.0029 | 0.072434 | 641.6296 | -0.0026428 | 824.3316 | 4.3476 | 825.0029 | 0.17355 | 641.6296 | 0.49188 | 642.0027 | 0.98816
|  | 549.5353 | 0.0087254 | 642.2338 | 0.061746 | 641.861 | 0.01922 | 549.5353 | 0.015571 | 642.2338 | 0.039648 | 641.861 | 0.01613 | 641.861 | #REF! | 551.3655 | 0.00022688 | 642.2338 | 0.01701 | 636.66 | 0.029507 | 642.2338 | 0.012004 | 549.5353 | 0.74307 | 642.2338 | 0.0044683 | 636.66 | 0.0026695 | 642.2338 | 0.0065517 | 636.66 | 0.0041827 | 642.2338 | 0.012944 | 551.3655 | 0.00022295 | 642.2338 | 1.6022 | 551.3655 | 0.0002268 | 642.2338 | 17.2088 | 641.861 | 5.5144 | 825.1693 | 0.065763 | 641.861 | 0.0068465 | 824.4982 | 4.4176 | 825.1693 | 0.17211 | 641.861 | 0.49814 | 642.2338 | 0.97958
|  | 549.6511 | 0 | 642.4648 | 0.04364 | 642.0924 | -8.6084e-05 | 549.6511 | 0 | 642.4648 | 0.013798 | 642.0924 | -0.020424 | 642.0924 | #REF! | 551.4837 | 0.00046586 | 642.4648 | 0 | 636.89 | -0.002159 | 642.4648 | 0 | 549.6511 | 0.74516 | 642.4648 | 0.0016028 | 636.89 | 0.002553 | 642.4648 | 0.0024259 | 636.89 | 0.0018873 | 642.4648 | 0.0074107 | 551.4837 | 0.00044937 | 642.4648 | 1.528 | 551.4837 | 0.00045034 | 642.4648 | 16.842 | 642.0924 | 5.6015 | 825.3358 | 0.073705 | 642.0924 | -0.0026758 | 824.6648 | 4.4211 | 825.3358 | 0.17698 | 642.0924 | 0.48805 | 642.4648 | 0.97597
|  | 549.767 | 0.00041907 | 642.6959 | 0.043165 | 642.3238 | 0.022864 | 549.767 | 0.011272 | 642.6959 | 0.03505 | 642.3238 | 0.045968 | 642.3238 | #REF! | 551.6019 | 0.00024234 | 642.6959 | 0.02275 | 637.12 | 0.0050378 | 642.6959 | 0.014964 | 549.767 | 0.73855 | 642.6959 | 0.007865 | 637.12 | -0.0049022 | 642.6959 | 0.0074255 | 637.12 | -0.0082122 | 642.6959 | 0.013783 | 551.6019 | 0.00022873 | 642.6959 | 1.4754 | 551.6019 | 0.0002369 | 642.6959 | 16.1675 | 642.3238 | 5.6828 | 825.5023 | 0.066625 | 642.3238 | 0.015009 | 824.8315 | 4.4774 | 825.5023 | 0.17527 | 642.3238 | 0.49061 | 642.6959 | 0.96107
|  | 549.8829 | 0 | 642.9269 | 0.032369 | 642.5552 | 0.015172 | 549.8829 | 0 | 642.9269 | 0.019716 | 642.5552 | -0.025645 | 642.5552 | #REF! | 551.7201 | 0.0004532 | 642.9269 | 0 | 637.35 | -0.015113 | 642.9269 | 0 | 549.8829 | 0.7218 | 642.9269 | 0 | 637.35 | -0.0081638 | 642.9269 | 0.0030683 | 637.35 | -0.0023974 | 642.9269 | 0.0074446 | 551.7201 | 0.00043137 | 642.9269 | 1.4014 | 551.7201 | 0.000407 | 642.9269 | 15.8379 | 642.5552 | 5.7905 | 825.6687 | 0.07316 | 642.5552 | 0.0018072 | 824.9981 | 4.5345 | 825.6687 | 0.17838 | 642.5552 | 0.47005 | 642.9269 | 0.96336
|  | 549.9987 | 0.003377 | 643.158 | 0.048896 | 642.7866 | 0.0086209 | 549.9987 | 0.014711 | 643.158 | 0.042484 | 642.7866 | 0.035662 | 642.7866 | #REF! | 551.8382 | 0.00021328 | 643.158 | 0.011415 | 637.58 | -0.0074367 | 643.158 | 0.0070577 | 549.9987 | 0.72962 | 643.158 | 0.0029981 | 637.58 | -0.0035044 | 643.158 | 0.0052781 | 637.58 | -0.0043867 | 643.158 | 0.011357 | 551.8382 | 0.00020957 | 643.158 | 1.3713 | 551.8382 | 0.00018688 | 643.158 | 15.3773 | 642.7866 | 5.9123 | 825.8352 | 0.068486 | 642.7866 | 0.0071854 | 825.1647 | 4.6497 | 825.8352 | 0.17703 | 642.7866 | 0.4998 | 643.158 | 0.95946
|  | 550.1146 | 0 | 643.3891 | 0.01216 | 643.0181 | 0.011453 | 550.1146 | 0 | 643.3891 | -0.0037554 | 643.0181 | -0.032301 | 643.0181 | #REF! | 551.9564 | 0.00043029 | 643.3891 | 0 | 637.82 | -0.012235 | 643.3891 | 0 | 550.1146 | 0.70857 | 643.3891 | 0 | 637.82 | -0.0047858 | 643.3891 | 0.0025961 | 637.82 | -0.0020913 | 643.3891 | 0.0057558 | 551.9564 | 0.00041915 | 643.3891 | 1.3104 | 551.9564 | 0.00039038 | 643.3891 | 14.8304 | 643.0181 | 5.9758 | 826.0017 | 0.074023 | 643.0181 | 0.0040867 | 825.3314 | 4.6055 | 826.0017 | 0.18093 | 643.0181 | 0.47343 | 643.3891 | 0.95051
|  | 550.2305 | 0.012265 | 643.6202 | 0.0718 | 643.2495 | 0.01479 | 550.2305 | 0.0097437 | 643.6202 | 0.021202 | 643.2495 | 0.00053939 | 643.2495 | #REF! | 552.0746 | 0.00021943 | 643.6202 | 0.016765 | 638.05 | 0.02327 | 643.6202 | 0.015168 | 550.2305 | 0.70844 | 643.6202 | 0.003419 | 638.05 | 0.0015046 | 643.6202 | 0.0051652 | 638.05 | -0.0046928 | 643.6202 | 0.011399 | 552.0746 | 0.00021684 | 643.6202 | 1.2617 | 552.0746 | 0.00020675 | 643.6202 | 14.3427 | 643.2495 | 6.1163 | 826.1682 | 0.066398 | 643.2495 | 0.0040743 | 825.498 | 4.7198 | 826.1682 | 0.18098 | 643.2495 | 0.47675 | 643.6202 | 0.94252
|  | 550.3464 | 0 | 643.8513 | 0.034975 | 643.4809 | 0.012745 | 550.3464 | 0 | 643.8513 | 0.0044312 | 643.4809 | -0.041829 | 643.4809 | #REF! | 552.1928 | 0.00044761 | 643.8513 | 0 | 638.28 | -0.0055175 | 643.8513 | 0 | 550.3464 | 0.70062 | 643.8513 | 0 | 638.28 | -0.005368 | 643.8513 | 0.0028841 | 638.28 | -0.0066822 | 643.8513 | 0.0062413 | 552.1928 | 0.00041766 | 643.8513 | 1.2006 | 552.1928 | 0.00037702 | 643.8513 | 14.0074 | 643.481 | 6.2792 | 826.3347 | 0.07071 | 643.4809 | -0.0023789 | 825.6647 | 4.7331 | 826.3347 | 0.18488 | 643.481 | 0.47286 | 643.8513 | 0.94642
|  | 550.4623 | 0 | 644.0824 | 0.042435 | 643.7124 | 0.025151 | 550.4623 | 0.014425 | 644.0824 | 0.0064378 | 643.7124 | 0.015524 | 643.7124 | #REF! | 552.311 | 0.0002293 | 644.0824 | 0.022165 | 638.51 | 0.012235 | 644.0824 | 0.01789 | 550.4623 | 0.70893 | 644.0824 | 0.0056074 | 638.51 | 0.0026695 | 644.0824 | 0.0069663 | 638.51 | -0.0085181 | 644.0824 | 0.011832 | 552.311 | 0.00020693 | 644.0824 | 1.1799 | 552.311 | 0.00017352 | 644.0824 | 13.536 | 643.7124 | 6.4055 | 826.5011 | 0.067578 | 643.7124 | -0.0054452 | 825.8313 | 4.8127 | 826.5011 | 0.18511 | 643.7124 | 0.47816 | 644.0824 | 0.94088
|  | 550.5782 | 0 | 644.3135 | 0.055233 | 643.9439 | 0.013519 | 550.5782 | 0 | 644.3135 | -0.0035204 | 643.9439 | -0.026169 | 643.9439 | #REF! | 552.4292 | 0.00046568 | 644.3135 | 0 | 638.74 | -0.015113 | 644.3135 | 0 | 550.5782 | 0.67998 | 644.3135 | 0.00030288 | 638.74 | -0.0065332 | 644.3135 | 0.0033946 | 638.74 | 0.0046418 | 644.3135 | 0.0043047 | 552.4292 | 0.00042146 | 644.3135 | 1.1097 | 552.4292 | 0.00037702 | 644.3135 | 12.9557 | 643.9439 | 6.4501 | 826.6676 | 0.072343 | 643.9439 | 0.0044025 | 825.998 | 4.8223 | 826.6676 | 0.18776 | 643.9439 | 0.47075 | 644.3135 | 0.92662
|  | 550.6941 | 0.0044124 | 644.5447 | 0.06167 | 644.1754 | 0.017183 | 550.6941 | 0.0077853 | 644.5447 | 0.034918 | 644.1754 | 0.023348 | 644.1754 | #REF! | 552.5474 | 0.00023712 | 644.5447 | 0.012996 | 638.97 | -0.0002399 | 644.5447 | 0.013757 | 550.6941 | 0.69796 | 644.5447 | 0.0053911 | 638.97 | 0.0038344 | 644.5447 | 0.005677 | 638.97 | -0.0051518 | 644.5447 | 0.010179 | 552.5474 | 0.00021601 | 644.5447 | 1.0649 | 552.5474 | 0.0002035 | 644.5447 | 12.4332 | 644.1754 | 6.5474 | 826.8341 | 0.068531 | 644.1754 | 0.0011021 | 826.1646 | 4.882 | 826.8341 | 0.18832 | 644.1754 | 0.47739 | 644.5447 | 0.91616
|  | 550.81 | 0 | 644.7758 | 0.032873 | 644.4069 | 0.01097 | 550.81 | 0 | 644.7758 | 0.010413 | 644.4069 | -0.032814 | 644.4069 | #REF! | 552.6656 | 0.00045618 | 644.7758 | 0 | 639.21 | -0.032866 | 644.7758 | 0 | 550.81 | 0.69205 | 644.7758 | 0 | 639.21 | -0.012474 | 644.7758 | 0.0021446 | 639.21 | 0.0075495 | 644.7758 | 0.0050968 | 552.6656 | 0.00043715 | 644.7758 | 1.0233 | 552.6656 | 0.00038696 | 644.7758 | 12.0829 | 644.4069 | 6.6797 | 827.0006 | 0.072934 | 644.4069 | -0.0098412 | 826.3313 | 4.9534 | 827.0006 | 0.19083 | 644.4069 | 0.47426 | 644.7758 | 0.91825
|  | 550.926 | 0 | 645.007 | 0.055264 | 644.6384 | 0.016984 | 550.926 | 0.017577 | 645.007 | 0.022817 | 644.6384 | 0.018715 | 644.6384 | #REF! | 552.7838 | 0.00021943 | 645.007 | 0.023418 | 639.44 | -0.0098357 | 645.007 | 0.012497 | 550.926 | 0.68686 | 645.007 | 0.0042738 | 639.44 | 0.00057274 | 645.007 | 0.0052222 | 639.44 | 0.0038766 | 645.007 | 0.0093219 | 552.7838 | 0.00022345 | 645.007 | 0.98306 | 552.7838 | 0.00018346 | 645.007 | 11.5508 | 644.6384 | 6.7622 | 827.1671 | 0.06726 | 644.6384 | 0.0016864 | 826.498 | 4.9913 | 827.1671 | 0.1919 | 644.6384 | 0.47005 | 645.007 | 0.90527
|  | 551.0419 | 0 | 645.2381 | 0.024234 | 644.8699 | 0.0064566 | 551.0419 | 0 | 645.2381 | 0.0025308 | 644.8699 | -0.025489 | 644.8699 | #REF! | 552.902 | 0.00045227 | 645.2381 | 0 | 639.67 | -0.018952 | 645.2381 | 0 | 551.0419 | 0.67944 | 645.2381 | 0 | 639.67 | -0.00024269 | 645.2381 | 0.0013642 | 639.67 | -0.0086717 | 645.2381 | 0.0029049 | 552.902 | 0.00042377 | 645.2381 | 0.93475 | 552.902 | 0.00034687 | 645.2381 | 11.1908 | 644.8699 | 6.9001 | 827.3336 | 0.067487 | 644.8699 | -0.010427 | 826.6646 | 5.022 | 827.3336 | 0.19385 | 644.8699 | 0.4636 | 645.2381 | 0.90529
|  | 551.1578 | 0.001898 | 645.4693 | 0.056685 | 645.1014 | 0.017893 | 551.1578 | 0.0061289 | 645.4693 | 0.043734 | 645.1014 | 0.012209 | 645.1014 | #REF! | 553.0202 | 0.00024029 | 645.4693 | 0.023274 | 639.9 | 0.0088761 | 645.4693 | 0.01045 | 551.1578 | 0.6913 | 645.4693 | 0.0042909 | 639.9 | 0.003485 | 645.4693 | 0.0056377 | 639.9 | 0.0020403 | 645.4693 | 0.0085298 | 553.0202 | 0.0002033 | 645.4693 | 0.91676 | 553.0202 | 0.00016342 | 645.4693 | 10.7887 | 645.1014 | 7.0009 | 827.5001 | 0.068304 | 645.1014 | 0.0026086 | 826.8313 | 5.0625 | 827.5001 | 0.19529 | 645.1014 | 0.46347 | 645.4693 | 0.89994
|  | 551.2738 | 0 | 645.7005 | 0.019399 | 645.333 | 0.009249 | 551.2738 | 0 | 645.7005 | 0.012518 | 645.333 | -0.030791 | 645.333 | #REF! | 553.1385 | 0.0004437 | 645.7005 | 0 | 640.13 | -0.026628 | 645.7005 | 0 | 551.2738 | 0.67935 | 645.7005 | 0 | 640.13 | -0.0011746 | 645.7005 | 0.0021717 | 640.13 | 0.0029585 | 645.7005 | 0.0036848 | 553.1385 | 0.00042113 | 645.7005 | 0.8659 | 553.1385 | 0.00036692 | 645.7005 | 10.4061 | 645.3329 | 7.1412 | 827.6667 | 0.072026 | 645.333 | -0.004106 | 826.998 | 5.2013 | 827.6667 | 0.19719 | 645.3329 | 0.45996 | 645.7005 | 0.89461
|  | 551.3897 | 0.0045602 | 645.9317 | 0.062274 | 645.5645 | 0.015799 | 551.3897 | 0.002816 | 645.9317 | 0.044298 | 645.5645 | 0.026534 | 645.5645 | #REF! | 553.2567 | 0.00021123 | 645.9317 | 0.020885 | 640.36 | -0.016553 | 645.9317 | 0.011551 | 551.3897 | 0.64454 | 645.9317 | 0.0042319 | 640.36 | -0.0042033 | 645.9317 | 0.0052088 | 640.36 | -0.0036216 | 645.9317 | 0.010219 | 553.2567 | 0.0002208 | 645.9317 | 0.85009 | 553.2567 | 0.0002035 | 645.9317 | 9.9179 | 645.5645 | 7.2741 | 827.8332 | 0.06726 | 645.5645 | 0.0036833 | 827.1647 | 5.134 | 827.8332 | 0.19882 | 645.5645 | 0.462 | 645.9317 | 0.88329
|  | 551.5057 | 0 | 646.1629 | 0.037647 | 645.7961 | 0.011528 | 551.5057 | 0 | 646.1629 | 0.017786 | 645.7961 | -0.032987 | 645.7961 | #REF! | 553.3749 | 0.00043588 | 646.1629 | 0 | 640.59 | -0.0064771 | 646.1629 | 0 | 551.5057 | 0.64769 | 646.1629 | 0 | 640.59 | -0.0035044 | 646.1629 | 0.0021669 | 640.59 | -0.012497 | 646.1629 | 0.0048662 | 553.3749 | 0.00044144 | 646.1629 | 0.81185 | 553.3749 | 0.000407 | 646.1629 | 9.5989 | 645.7961 | 7.4138 | 827.9997 | 0.067033 | 645.7961 | -0.0057904 | 827.3314 | 5.1745 | 827.9997 | 0.20072 | 645.7961 | 0.45434 | 646.1629 | 0.88321
|  | 551.6216 | 0.0070745 | 646.3941 | 0.075205 | 646.0276 | 0.016172 | 551.6216 | 0.015284 | 646.3941 | 0.031123 | 646.0276 | 0.0011105 | 646.0276 | #REF! | 553.4931 | 0.00023638 | 646.3941 | 0.021332 | 640.83 | 0.0064771 | 646.3941 | 0.0069784 | 551.6216 | 0.65147 | 646.3941 | 0.0055167 | 640.83 | -0.001757 | 646.3941 | 0.0051373 | 640.83 | 0.0090795 | 646.3941 | 0.010238 | 553.4931 | 0.00022411 | 646.3941 | 0.79822 | 553.4931 | 0.0002035 | 646.3941 | 9.2054 | 646.0276 | 7.5276 | 828.1662 | 0.065536 | 646.0276 | 0.0037053 | 827.4981 | 5.2234 | 828.1662 | 0.203 | 646.0276 | 0.45204 | 646.3941 | 0.87436
|  | 551.7376 | 0 | 646.6254 | 0.025702 | 646.2592 | 0.018556 | 551.7376 | 0 | 646.6254 | 0.0078597 | 646.2592 | -0.029582 | 646.2592 | #REF! | 553.6113 | 0.00045283 | 646.6254 | 0 | 641.06 | -0.0002399 | 646.6254 | 0 | 551.7376 | 0.63948 | 646.6254 | 0.00098424 | 641.06 | -0.0060669 | 646.6254 | 0.0027615 | 641.06 | -0.00056109 | 646.6254 | 0.0019801 | 553.6113 | 0.00043715 | 646.6254 | 0.73807 | 553.6113 | 0.000407 | 646.6254 | 8.7774 | 646.2592 | 7.5696 | 828.3328 | 0.067487 | 646.2592 | -0.0038363 | 827.6648 | 5.218 | 828.3328 | 0.20439 | 646.2592 | 0.44195 | 646.6254 | 0.86437
|  | 551.8535 | 0.0048561 | 646.8566 | 0.061115 | 646.4908 | 0.017091 | 551.8535 | 0.0071227 | 646.8566 | 0.024125 | 646.4908 | 0.012001 | 646.4908 | #REF! | 553.7296 | 0.00022111 | 646.8566 | 0.02007 | 641.29 | -0.0069569 | 646.8566 | 0.01201 | 551.8535 | 0.61856 | 646.8566 | 0.0053564 | 641.29 | -0.0023395 | 646.8566 | 0.005648 | 641.29 | 0.0012752 | 646.8566 | 0.0097143 | 553.7296 | 0.00021601 | 646.8566 | 0.72301 | 553.7296 | 0.0002035 | 646.8566 | 8.4534 | 646.4908 | 7.7608 | 828.4993 | 0.057049 | 646.4908 | 0.0097823 | 827.8315 | 5.2852 | 828.4993 | 0.20588 | 646.4908 | 0.44508 | 646.8566 | 0.86099
|  | 551.9695 | 0 | 647.0878 | 0.022943 | 646.7224 | 0.017779 | 551.9695 | 0 | 647.0878 | 0.037146 | 646.7224 | -0.024284 | 646.7224 | #REF! | 553.8478 | 0.00045134 | 647.0879 | 0 | 641.52 | -0.0011995 | 647.0879 | 0.0019787 | 551.9695 | 0.63508 | 647.0879 | 9.8478e-06 | 641.52 | 0.0066302 | 647.0878 | 0.0032939 | 641.52 | 0.0029585 | 647.0879 | 0.0048246 | 553.8478 | 0.00041997 | 647.0879 | 0.68582 | 553.8478 | 0.00046712 | 647.0878 | 8.1123 | 646.7224 | 7.8795 | 828.6658 | 0.066126 | 646.7224 | -0.0012757 | 827.9982 | 5.3424 | 828.6658 | 0.20718 | 646.7224 | 0.44329 | 647.0878 | 0.85669
|  | 552.0855 | 0.0023418 | 647.3191 | 0.060429 | 646.954 | 0.018529 | 552.0855 | 0.015093 | 647.3191 | 0.0039368 | 646.954 | 0.01399 | 646.954 | #REF! | 553.966 | 0.00023675 | 647.3191 | 0.01552 | 641.75 | -0.00071969 | 647.3191 | 0.0090361 | 552.0855 | 0.63193 | 647.3191 | 0.0052729 | 641.75 | 0.0022036 | 647.3191 | 0.0056107 | 641.75 | -0.0036216 | 647.3191 | 0.0089756 | 553.966 | 0.00020875 | 647.3191 | 0.67493 | 553.966 | 0.00026362 | 647.3191 | 7.7975 | 646.954 | 8.0137 | 828.8324 | 0.065763 | 646.954 | 0.010205 | 828.1649 | 5.3852 | 828.8324 | 0.21168 | 646.954 | 0.4491 | 647.3191 | 0.84985
|  | 552.2015 | 0 | 647.5504 | 0.047519 | 647.1856 | 0.012239 | 552.2015 | 0 | 647.5504 | -0.00074439 | 647.1856 | -0.02753 | 647.1856 | #REF! | 554.0843 | 0.00045786 | 647.5504 | 0 | 641.98 | -0.015113 | 647.5504 | 0 | 552.2015 | 0.62829 | 647.5504 | 0.00050737 | 641.98 | -0.0074648 | 647.5504 | 0.002205 | 641.98 | 0.012446 | 647.5504 | 0.0008201 | 554.0843 | 0.0004099 | 647.5504 | 0.63566 | 554.0843 | 0.00047706 | 647.5504 | 7.5318 | 647.1856 | 8.1664 | 828.9989 | 0.069257 | 647.1856 | 0.003223 | 828.3316 | 5.357 | 828.9989 | 0.2154 | 647.1856 | 0.43959 | 647.5504 | 0.85109
|  | 552.3174 | 0.010783 | 647.7817 | 0.053816 | 647.4173 | 0.022434 | 552.3174 | 0.01538 | 647.7817 | 0.032898 | 647.4173 | 0.021746 | 647.4173 | #REF! | 554.2025 | 0.00022371 | 647.7817 | 0.022526 | 642.22 | -0.010795 | 647.7817 | 0.011165 | 552.3174 | 0.62829 | 647.7817 | 0.0057542 | 642.22 | 0.0080281 | 647.7817 | 0.0064854 | 642.22 | 0.0032646 | 647.7817 | 0.0099617 | 554.2025 | 0.00020346 | 647.7817 | 0.61729 | 554.2025 | 0.00021343 | 647.7817 | 7.2054 | 647.4173 | 8.3012 | 829.1654 | 0.055642 | 647.4173 | 0.0045415 | 828.4983 | 5.418 | 829.1654 | 0.22042 | 647.4173 | 0.44393 | 647.7817 | 0.84382
|  | 552.4334 | 0 | 648.013 | 0.012612 | 647.6489 | 0.01964 | 552.4334 | 0 | 648.013 | 0.015672 | 647.6489 | -0.0040947 | 647.6489 | #REF! | 554.3208 | 0.00044202 | 648.013 | 0 | 642.45 | -0.011275 | 648.013 | 0.0028531 | 552.4334 | 0.60648 | 648.013 | 0.0017152 | 642.45 | -0.01096 | 648.013 | 0.0034872 | 642.45 | -0.0085181 | 648.013 | 0.0033619 | 554.3208 | 0.00042476 | 648.013 | 0.58787 | 554.3208 | 0.000407 | 648.013 | 6.9732 | 647.6489 | 8.4941 | 829.332 | 0.065581 | 647.6489 | -0.0020879 | 828.665 | 5.4486 | 829.332 | 0.22237 | 647.6489 | 0.43819 | 648.013 | 0.84271
|  | 552.5494 | 0.007814 | 648.2443 | 0.057023 | 647.8806 | 0.017357 | 552.5494 | 0.010126 | 648.2443 | 0.035143 | 647.8806 | 0.027387 | 647.8806 | #REF! | 554.439 | 0.00022129 | 648.2443 | 0.019688 | 642.68 | -0.0002399 | 648.2443 | 0.012897 | 552.5494 | 0.58304 | 648.2443 | 0.0060673 | 642.68 | 0.0047664 | 648.2443 | 0.0061895 | 642.68 | 0.00081613 | 648.2443 | 0.011303 | 554.439 | 0.00022609 | 648.2443 | 0.58534 | 554.439 | 0.00019357 | 648.2443 | 6.7297 | 647.8806 | 8.7081 | 829.4985 | 0.06608 | 647.8806 | -0.0048026 | 828.8317 | 5.53 | 829.4985 | 0.22437 | 647.8806 | 0.44495 | 648.2443 | 0.84288
|  | 552.6654 | 0 | 648.4756 | 0.026235 | 648.1122 | 0.012933 | 552.6654 | 0 | 648.4756 | 0.0060112 | 648.1122 | -0.027438 | 648.1122 | #REF! | 554.5573 | 0.00046586 | 648.4756 | 0 | 642.91 | 0.012235 | 648.4756 | 0 | 552.6654 | 0.58593 | 648.4756 | 0 | 642.91 | -0.0071154 | 648.4756 | 0.0019836 | 642.91 | -0.0063763 | 648.4756 | 0.0040953 | 554.5573 | 0.00044557 | 648.4756 | 0.5379 | 554.5573 | 0.00041693 | 648.4756 | 6.3987 | 648.1122 | 8.7738 | 829.6651 | 0.06009 | 648.1122 | -0.0081894 | 828.9985 | 5.4681 | 829.6651 | 0.22418 | 648.1122 | 0.42963 | 648.4756 | 0.82818
|  | 552.7814 | 0.003377 | 648.7069 | 0.059456 | 648.3439 | 0.021016 | 552.7814 | 0.0056319 | 648.7069 | 0.042055 | 648.3439 | 0.015352 | 648.3439 | #REF! | 554.6755 | 0.00024755 | 648.7069 | 0.02073 | 643.14 | -0.0074367 | 648.7069 | 0.013237 | 552.7814 | 0.58628 | 648.7069 | 0.0035657 | 643.14 | 0.006397 | 648.7069 | 0.0057451 | 643.14 | -0.0080593 | 648.7069 | 0.0096896 | 554.6755 | 0.00022262 | 648.7069 | 0.5444 | 554.6755 | 0.00022354 | 648.7069 | 6.2154 | 648.3439 | 9.051 | 829.8316 | 0.05546 | 648.3439 | 0.005398 | 829.1652 | 5.5497 | 829.8316 | 0.22488 | 648.3439 | 0.4387 | 648.7069 | 0.83116
|  | 552.8975 | 0 | 648.9383 | 0.025546 | 648.5756 | 0.01167 | 552.8975 | 0 | 648.9383 | -0.010245 | 648.5756 | -0.029209 | 648.5756 | #REF! | 554.7938 | 0.00046307 | 648.9383 | 0 | 643.37 | -0.0040782 | 648.9383 | 0 | 552.8975 | 0.57358 | 648.9383 | 0 | 643.37 | -0.0089791 | 648.9383 | 0.00092937 | 643.37 | -0.0007141 | 648.9383 | 0.0028856 | 554.7938 | 0.00046209 | 648.9383 | 0.50503 | 554.7938 | 0.00043698 | 648.9383 | 5.9682 | 648.5756 | 9.2098 | 829.9982 | 0.0536 | 648.5756 | -0.0094295 | 829.3319 | 5.6043 | 829.9982 | 0.22446 | 648.5756 | 0.43621 | 648.9383 | 0.82903
|  | 553.0135 | 0.0093016 | 649.1696 | 0.057586 | 648.8073 | 0.014657 | 553.0135 | 0.013087 | 649.1696 | 0.036805 | 648.8073 | 0.0093389 | 648.8073 | #REF! | 554.9121 | 0.00022036 | 649.1696 | 0.026136 | 643.61 | -0.012235 | 649.1696 | 0.015692 | 553.0135 | 0.56221 | 649.1696 | 0.0037021 | 643.61 | 0.00045625 | 649.1696 | 0.0042725 | 643.61 | 0.0034176 | 649.1696 | 0.0067974 | 554.9121 | 0.00024376 | 649.1696 | 0.50556 | 554.9121 | 0.00021343 | 649.1696 | 5.7375 | 648.8073 | 9.3918 | 830.1648 | 0.057366 | 648.8073 | 0.0050833 | 829.4986 | 5.6308 | 830.1648 | 0.22562 | 648.8073 | 0.43723 | 649.1696 | 0.82421
|  | 553.1295 | 0 | 649.401 | 0.036539 | 649.039 | 0.010169 | 553.1295 | 0 | 649.401 | 0.02098 | 649.039 | -0.020067 | 649.039 | #REF! | 555.0303 | 0.00042936 | 649.401 | 0 | 643.84 | -0.012714 | 649.401 | 0.0023478 | 553.1295 | 0.55413 | 649.401 | 0 | 643.84 | 0.00092222 | 649.401 | 0.002136 | 643.84 | -0.0042337 | 649.401 | 0 | 555.0303 | 0.00045796 | 649.401 | 0.46086 | 555.0303 | 0.000407 | 649.401 | 5.4684 | 649.039 | 9.4651 | 830.3314 | 0.053463 | 649.039 | -0.0011095 | 829.6654 | 5.5578 | 830.3314 | 0.22738 | 649.039 | 0.41118 | 649.401 | 0.81028
|  | 553.2455 | 0.0030813 | 649.6323 | 0.047722 | 649.2707 | 0.012854 | 553.2455 | 0.011463 | 649.6323 | 0.046894 | 649.2707 | 0.014207 | 649.2707 | #REF! | 555.1486 | 0.00021458 | 649.6323 | 0.018553 | 644.07 | -0.0088761 | 649.6323 | 0.012222 | 553.2455 | 0.579 | 649.6323 | 0.0042514 | 644.07 | -0.0097949 | 649.6323 | 0.0047258 | 644.07 | -0.0054579 | 649.6323 | 0.0075976 | 555.1486 | 0.00021618 | 649.6323 | 0.46014 | 555.1486 | 0.00019357 | 649.6323 | 5.2641 | 649.2707 | 9.6826 | 830.4979 | 0.045566 | 649.2707 | 0.0077493 | 829.8321 | 5.6469 | 830.4979 | 0.23017 | 649.2707 | 0.44189 | 649.6323 | 0.80914
|  | 553.3615 | 0 | 649.8637 | 0.037171 | 649.5025 | 0.014639 | 553.3615 | 0 | 649.8637 | -0.0050759 | 649.5025 | -0.023944 | 649.5025 | #REF! | 555.2669 | 0.00043941 | 649.8637 | 0 | 644.3 | -0.0088761 | 649.8637 | 0 | 553.3615 | 0.56501 | 649.8637 | 0 | 644.3 | -0.0066496 | 649.8637 | 0.0025644 | 644.3 | -0.0017853 | 649.8637 | 0.0012787 | 555.2669 | 0.00043054 | 649.8637 | 0.43316 | 555.2669 | 0.00042704 | 649.8637 | 5.0228 | 649.5024 | 9.7968 | 830.6645 | 0.05714 | 649.5025 | -0.0067116 | 829.9989 | 5.5827 | 830.6645 | 0.23152 | 649.5024 | 0.42554 | 649.8637 | 0.79867
|  | 553.4776 | 0.0044124 | 650.0952 | 0.064098 | 649.7342 | 0.014614 | 553.4776 | 0.018246 | 650.0952 | 0.032693 | 649.7342 | 0.037398 | 649.7342 | #REF! | 555.3851 | 0.00022856 | 650.0951 | 0.022239 | 644.53 | 0.012714 | 650.0951 | 0.013161 | 553.4776 | 0.57926 | 650.0951 | 0.0068544 | 644.53 | -0.0044363 | 650.0952 | 0.0062643 | 644.53 | 0.0047948 | 650.0951 | 0.008975 | 555.3851 | 0.00021915 | 650.0951 | 0.43714 | 555.3851 | 0.00023348 | 650.0951 | 4.913 | 649.7342 | 10.156 | 830.8311 | 0.06136 | 649.7342 | 9.9749e-05 | 830.1656 | 5.6855 | 830.8311 | 0.23161 | 649.7342 | 0.42912 | 650.0952 | 0.80663
|  | 553.5936 | 0 | 650.3265 | 0.054848 | 649.9659 | 0.012093 | 553.5936 | 0 | 650.3265 | 0.0043889 | 649.9659 | -0.0241 | 649.9659 | #REF! | 555.5034 | 0.00047015 | 650.3265 | 0 | 644.76 | -0.00071969 | 650.3265 | 0 | 553.5936 | 0.55164 | 650.3265 | 0 | 644.76 | -0.00024269 | 650.3265 | 0.0025421 | 644.76 | 0.0037236 | 650.3265 | 0.00056582 | 555.5034 | 0.00041634 | 650.3265 | 0.39996 | 555.5034 | 0.00041693 | 650.3265 | 4.7026 | 649.9659 | 10.2699 | 830.9977 | 0.042526 | 649.9659 | -0.0024331 | 830.3324 | 5.6429 | 830.9977 | 0.23152 | 649.9659 | 0.42063 | 650.3265 | 0.79978
|  | 553.7097 | 0.0041166 | 650.5579 | 0.036577 | 650.1977 | 0.016626 | 553.7097 | 0.0031472 | 650.5579 | 0.03444 | 650.1977 | 0.0071604 | 650.1977 | #REF! | 555.6217 | 0.00024513 | 650.5579 | 0.021319 | 645 | 0.0064771 | 650.5579 | 0.0094379 | 553.7097 | 0.55418 | 650.5579 | 0.0050047 | 645 | -0.0021065 | 650.5579 | 0.0052002 | 645 | 0.010916 | 650.5579 | 0.0081866 | 555.6217 | 0.00020181 | 650.5579 | 0.40558 | 555.6217 | 0.00018688 | 650.5579 | 4.5287 | 650.1977 | 10.4979 | 831.1642 | 0.04779 | 650.1977 | 0.0046975 | 830.4992 | 5.6177 | 831.1642 | 0.23175 | 650.1977 | 0.42759 | 650.5579 | 0.79702
|  | 553.8257 | 0 | 650.7894 | 0.035266 | 650.4295 | 0.015988 | 553.8257 | 0 | 650.7894 | 0.014393 | 650.4295 | -0.036931 | 650.4295 | #REF! | 555.74 | 0.00044575 | 650.7894 | 0 | 645.23 | -0.02183 | 650.7894 | 0 | 553.8257 | 0.54583 | 650.7894 | 0 | 645.23 | -0.0010581 | 650.7894 | 0.0031583 | 645.23 | 0.0044887 | 650.7894 | 0 | 555.74 | 0.00041485 | 650.7894 | 0.3802 | 555.74 | 0.00038028 | 650.7894 | 4.3173 | 650.4295 | 10.5914 | 831.3308 | 0.03717 | 650.4295 | -0.0082143 | 830.6659 | 5.7032 | 831.3308 | 0.23291 | 650.4295 | 0.41693 | 650.7894 | 0.78739
|  | 553.9418 | 0.010783 | 651.0208 | 0.063808 | 650.6613 | 0.017706 | 553.9418 | 0.0066257 | 651.0208 | 0.027599 | 650.6613 | 0.020345 | 650.6613 | #REF! | 555.8583 | 0.00020304 | 651.0208 | 0.026755 | 645.46 | 0.0050378 | 651.0208 | 0.017234 | 553.9418 | 0.55267 | 651.0208 | 0.0066869 | 645.46 | -0.002223 | 651.0208 | 0.0057302 | 645.46 | 0.0031115 | 651.0208 | 0.010094 | 555.8583 | 0.00021833 | 651.0208 | 0.38352 | 555.8583 | 0.00020024 | 651.0208 | 4.1942 | 650.6613 | 10.8673 | 831.4974 | 0.040393 | 650.6613 | -7.6171e-06 | 830.8327 | 5.6949 | 831.4974 | 0.2344 | 650.6613 | 0.41993 | 651.0208 | 0.78871
|  | 554.0579 | 0 | 651.2523 | 0.03631 | 650.893 | 0.013692 | 554.0579 | 0 | 651.2523 | 0.006191 | 650.893 | -0.039894 | 650.893 | #REF! | 555.9765 | 0.00044202 | 651.2522 | 0 | 645.69 | -0.011755 | 651.2522 | 0 | 554.0579 | 0.53686 | 651.2522 | 7.5037e-05 | 645.69 | -0.0095617 | 651.2523 | 0.0021429 | 645.69 | -0.00010202 | 651.2522 | 0.0015146 | 555.9765 | 0.00041717 | 651.2522 | 0.35326 | 555.9765 | 0.00037034 | 651.2523 | 4.0044 | 650.8931 | 11.0062 | 831.664 | 0.0477 | 650.893 | -0.010634 | 830.9995 | 5.6875 | 831.664 | 0.23644 | 650.8931 | 0.40811 | 651.2523 | 0.78367
|  | 554.1739 | 0.016875 | 651.4837 | 0.059359 | 651.1249 | 0.012713 | 554.1739 | 0.0057976 | 651.4837 | 0.054358 | 651.1249 | 0.01591 | 651.1249 | #REF! | 556.0948 | 0.00024104 | 651.4837 | 0.016006 | 645.92 | 0.0079165 | 651.4837 | 0.007418 | 554.1739 | 0.52846 | 651.4837 | 0.0026391 | 645.92 | -0.0039703 | 651.4837 | 0.0036365 | 645.92 | -0.0030095 | 651.4837 | 0.0054541 | 556.0948 | 0.00020264 | 651.4837 | 0.35697 | 556.0948 | 0.00018175 | 651.4837 | 3.886 | 651.1249 | 11.3092 | 831.8306 | 0.045067 | 651.1249 | 0.0050888 | 831.1662 | 5.7102 | 831.8306 | 0.23756 | 651.1249 | 0.41673 | 651.4837 | 0.7873
|  | 554.29 | 0 | 651.7151 | 0.055551 | 651.3567 | 0.0092795 | 554.29 | 0 | 651.7151 | 0.001 | 651.3567 | -0.0054907 | 651.3567 | #REF! | 556.2131 | 0.000464 | 651.7152 | 0 | 646.16 | -0.010795 | 651.7152 | 0 | 554.29 | 0.54783 | 651.7152 | 0.0010983 | 646.16 | 0.0032519 | 651.7151 | 0.0019272 | 646.16 | -0.0085181 | 651.7152 | 0.0015838 | 556.2131 | 0.00041981 | 651.7152 | 0.32989 | 556.2131 | 0.00036195 | 651.7151 | 3.7341 | 651.3567 | 11.4837 | 831.9972 | 0.048743 | 651.3567 | -0.0092662 | 831.333 | 5.6841 | 831.9972 | 0.23914 | 651.3567 | 0.40358 | 651.7151 | 0.78327
|  | 554.4061 | 0.0029334 | 651.9467 | 0.067107 | 651.5885 | 0.01651 | 554.4061 | 0.0038098 | 651.9467 | 0.043626 | 651.5885 | 0.033659 | 651.5885 | #REF! | 556.3314 | 0.00022297 | 651.9467 | 0.014743 | 646.39 | -0.012235 | 651.9467 | 0.011711 | 554.4061 | 0.53464 | 651.9467 | 0.0055521 | 646.39 | -0.0031549 | 651.9467 | 0.0054834 | 646.39 | -0.00086717 | 651.9467 | 0.0080778 | 556.3314 | 0.00022064 | 651.9467 | 0.32931 | 556.3314 | 0.00018843 | 651.9467 | 3.6073 | 651.5885 | 11.6582 | 832.1638 | 0.047473 | 651.5885 | 0.0031665 | 831.4998 | 5.7299 | 832.1638 | 0.23974 | 651.5885 | 0.40856 | 651.9467 | 0.78002
|  | 554.5222 | 0 | 652.1782 | 0.052142 | 651.8203 | 0.0083999 | 554.5222 | 0 | 652.1782 | 0.0072638 | 651.8203 | -0.021352 | 651.8203 | #REF! | 556.4497 | 0.0004735 | 652.1781 | 0 | 646.62 | 0.0098357 | 652.1781 | 0 | 554.5222 | 0.52731 | 652.1781 | 0 | 646.62 | -0.0043198 | 652.1782 | 0.0011237 | 646.62 | -0.011273 | 652.1781 | 0 | 556.4497 | 0.00042295 | 652.1781 | 0.30342 | 556.4497 | 0.00035698 | 652.1782 | 3.4447 | 651.8203 | 11.8392 | 832.3304 | 0.037579 | 651.8203 | -0.0019292 | 831.6666 | 5.7463 | 832.3304 | 0.24123 | 651.8203 | 0.4009 | 652.1782 | 0.77521
|  | 554.6383 | 0.014487 | 652.4097 | 0.065275 | 652.0522 | 0.016493 | 554.6383 | 0.015284 | 652.4097 | 0.019174 | 652.0522 | 0.030734 | 652.0522 | #REF! | 556.568 | 0.00025165 | 652.4096 | 0.017695 | 646.85 | -0.030466 | 652.4096 | 0.012484 | 554.6383 | 0.52984 | 652.4096 | 0.0054004 | 646.85 | -0.0042033 | 652.4097 | 0.0044712 | 646.85 | -0.010661 | 652.4096 | 0.0066 | 556.568 | 0.00020495 | 652.4096 | 0.31228 | 556.568 | 0.00017678 | 652.4097 | 3.345 | 652.0522 | 12.096 | 832.497 | 0.043751 | 652.0522 | 0.00017114 | 831.8334 | 5.7745 | 832.497 | 0.24146 | 652.0522 | 0.40748 | 652.4097 | 0.77257
|  | 554.7544 | 0 | 652.6412 | 0.042575 | 652.284 | 0.01604 | 554.7544 | 0 | 652.6412 | 0.028422 | 652.284 | -0.027959 | 652.284 | #REF! | 556.6863 | 0.00048058 | 652.6412 | 0 | 647.08 | -0.019431 | 652.6412 | 0 | 554.7544 | 0.50386 | 652.6412 | 0.00061376 | 647.08 | -0.012008 | 652.6412 | 0.0021972 | 647.08 | -0.011579 | 652.6412 | 0.00053313 | 556.6863 | 0.00040065 | 652.6412 | 0.28557 | 556.6863 | 0.00036024 | 652.6412 | 3.2288 | 652.284 | 12.4289 | 832.6636 | 0.036853 | 652.284 | 0.0056144 | 832.0002 | 5.7722 | 832.6636 | 0.24355 | 652.284 | 0.40473 | 652.6412 | 0.78031
|  | 554.8705 | 0.0026375 | 652.8727 | 0.040776 | 652.5159 | 0.014373 | 554.8705 | 0.011941 | 652.8727 | 0.026075 | 652.5159 | 0.0076373 | 652.5159 | #REF! | 556.8047 | 0.00023023 | 652.8727 | 0.025208 | 647.31 | -0.015593 | 652.8727 | 0.010685 | 554.8705 | 0.50728 | 652.8727 | 0.0065235 | 647.31 | 0.002786 | 652.8727 | 0.0049997 | 647.31 | 0.0051009 | 652.8727 | 0.0044062 | 556.8047 | 0.00019686 | 652.8727 | 0.29248 | 556.8047 | 0.00018688 | 652.8727 | 3.1106 | 652.5159 | 12.6348 | 832.8303 | 0.03422 | 652.5159 | 0.0045213 | 832.167 | 5.7812 | 832.8303 | 0.24494 | 652.5159 | 0.40971 | 652.8727 | 0.77345
|  | 554.9866 | 0 | 653.1042 | 0.04814 | 652.7478 | 0.011695 | 554.9866 | 0 | 653.1042 | 0.0097457 | 652.7478 | -0.037916 | 652.7478 | #REF! | 556.923 | 0.00045581 | 653.1042 | 0 | 647.55 | -0.027109 | 653.1042 | 0 | 554.9866 | 0.51505 | 653.1042 | 0.001154 | 647.55 | -0.0044363 | 653.1042 | 0.0020249 | 647.55 | -0.010813 | 653.1042 | 0.0016283 | 556.923 | 0.00041634 | 653.1042 | 0.26956 | 556.923 | 0.00037702 | 653.1042 | 2.9471 | 652.7478 | 12.7223 | 832.9969 | 0.044931 | 652.7478 | -0.0034447 | 832.3338 | 5.8244 | 832.9969 | 0.24759 | 652.7478 | 0.3963 | 653.1042 | 0.76559
|  | 555.1027 | 0.0081099 | 653.3358 | 0.059604 | 652.9797 | 0.020153 | 555.1027 | 0.0034785 | 653.3358 | 0.037238 | 652.9797 | 0.020583 | 652.9797 | #REF! | 557.0413 | 0.00023023 | 653.3357 | 0.016638 | 647.78 | 0.019431 | 653.3357 | 0.012483 | 555.1027 | 0.49796 | 653.3357 | 0.0054157 | 647.78 | -0.0051353 | 653.3358 | 0.006326 | 647.78 | 0.014436 | 653.3357 | 0.0078779 | 557.0413 | 0.00021998 | 653.3357 | 0.2734 | 557.0413 | 0.00019357 | 653.3357 | 2.8807 | 652.9796 | 13.0351 | 833.1635 | 0.053872 | 652.9797 | 0.0043434 | 832.5006 | 5.8575 | 833.1635 | 0.24782 | 652.9796 | 0.40001 | 653.3358 | 0.7677
|  | 555.2188 | 0 | 653.5673 | 0.049491 | 653.2115 | 0.0085486 | 555.2188 | 0 | 653.5673 | 0.018384 | 653.2115 | -0.031135 | 653.2115 | #REF! | 557.1596 | 0.00044072 | 653.5673 | 0 | 648.01 | -0.033118 | 653.5673 | 0 | 555.2188 | 0.51408 | 653.5673 | 0 | 648.01 | -0.0012822 | 653.5673 | 0.0012476 | 648.01 | -0.002989 | 653.5673 | 0.0011123 | 557.1596 | 0.00042377 | 653.5673 | 0.24881 | 557.1596 | 0.00037702 | 653.5673 | 2.7418 | 653.2115 | 13.0771 | 833.3302 | 0.04071 | 653.2115 | -0.0035777 | 832.6674 | 5.8503 | 833.3302 | 0.24894 | 653.2115 | 0.38411 | 653.5673 | 0.7594
|  | 555.335 | 0 | 653.7989 | 0.076451 | 653.4435 | 0.016006 | 555.335 | 0.014233 | 653.7989 | 0.034851 | 653.4435 | 0.018983 | 653.4435 | #REF! | 557.2779 | 0.00021812 | 653.7989 | 0.011641 | 648.24 | 0.0036326 | 653.7989 | 0.010043 | 555.335 | 0.50311 | 653.7989 | 0.0054492 | 648.24 | -0.0021265 | 653.7989 | 0.0046586 | 648.24 | 0.0011329 | 653.7989 | 0.0048023 | 557.2779 | 0.00020495 | 653.7989 | 0.26004 | 557.2779 | 0.00018346 | 653.7989 | 2.6695 | 653.4435 | 13.3102 | 833.4968 | 0.041028 | 653.4435 | 0.0098873 | 832.8342 | 5.9519 | 833.4968 | 0.24801 | 653.4435 | 0.38507 | 653.7989 | 0.7534
|  | 555.4511 | 0 | 654.0305 | 0.022605 | 653.6754 | 0.0062424 | 555.4511 | 0 | 654.0305 | 0.031515 | 653.6754 | -0.024115 | 653.6754 | #REF! | 557.3963 | 0.00044184 | 654.0304 | 0 | 648.47 | -0.021469 | 654.0304 | 0 | 555.4511 | 0.48597 | 654.0304 | 0 | 648.47 | -0.0084433 | 654.0305 | 0.00023728 | 648.47 | -0.0067189 | 654.0304 | 0 | 557.3963 | 0.00041518 | 654.0304 | 0.23417 | 557.3963 | 0.000407 | 654.0305 | 2.5911 | 653.6754 | 13.6759 | 833.6634 | 0.036853 | 653.6754 | -0.0075458 | 833.001 | 5.9303 | 833.6634 | 0.24866 | 653.6754 | 0.37632 | 654.0305 | 0.75477
|  | 555.5672 | 0.0060393 | 654.262 | 0.050584 | 653.9073 | 0.013344 | 555.5672 | 0.017195 | 654.262 | 0.054658 | 653.9073 | 0.029198 | 653.9073 | #REF! | 557.5146 | 0.00023116 | 654.262 | 0.020817 | 648.71 | -0.0026357 | 654.262 | 0.016837 | 555.5672 | 0.49418 | 654.262 | 0.005515 | 648.71 | 0.0059241 | 654.262 | 0.0040477 | 648.71 | 0.0011209 | 654.262 | 0.0065992 | 557.5146 | 0.00021139 | 654.262 | 0.24401 | 557.5146 | 0.00022354 | 654.262 | 2.5228 | 653.9073 | 13.9671 | 833.8301 | 0.04652 | 653.9073 | -0.0024352 | 833.1679 | 5.9146 | 833.8301 | 0.24787 | 653.9073 | 0.39024 | 654.262 | 0.75647
|  | 555.6834 | 0 | 654.4936 | 0.013426 | 654.1392 | 0.0098004 | 555.6834 | 0 | 654.4936 | 0.019075 | 654.1392 | -0.039647 | 654.1392 | #REF! | 557.6329 | 0.00045804 | 654.4936 | 0 | 648.94 | -0.027695 | 654.4936 | 0 | 555.6834 | 0.48783 | 654.4936 | 0 | 648.94 | -0.0046873 | 654.4936 | 7.7932e-05 | 648.94 | 0.00066567 | 654.4936 | 0 | 557.6329 | 0.00041337 | 654.4936 | 0.21923 | 557.6329 | 0.00046712 | 654.4936 | 2.3898 | 654.1392 | 13.9889 | 833.9967 | 0.033267 | 654.1392 | -0.0020116 | 833.3347 | 5.8767 | 833.9967 | 0.24959 | 654.1392 | 0.38334 | 654.4936 | 0.74523
|  | 555.7995 | 0.0026375 | 654.7252 | 0.04153 | 654.3712 | 0.0042782 | 555.7995 | 0.018341 | 654.7252 | 0.012878 | 654.3712 | 0.0141 | 654.3712 | #REF! | 557.7513 | 0.00023116 | 654.7252 | 0.017428 | 649.17 | -0.0012046 | 654.7252 | 0.0099329 | 555.7995 | 0.47869 | 654.7252 | 0.0033023 | 649.17 | -0.0032854 | 654.7252 | 0.0041233 | 649.17 | 0.00081961 | 654.7252 | 0.0060928 | 557.7513 | 0.00020379 | 654.7252 | 0.22869 | 557.7513 | 0.00024358 | 654.7252 | 2.2864 | 654.3712 | 14.0628 | 834.1633 | 0.035128 | 654.3712 | 0.007595 | 833.5015 | 5.9294 | 834.1633 | 0.25024 | 654.3712 | 0.37868 | 654.7252 | 0.73631
|  | 555.9157 | 0 | 654.9568 | 0.021962 | 654.6032 | 0.013768 | 555.9157 | 0 | 654.9568 | -0.0035873 | 654.6032 | -0.046115 | 654.6032 | #REF! | 557.8696 | 0.00044444 | 654.9568 | 0 | 649.4 | 0.00023908 | 654.9568 | 0.00078162 | 555.9157 | 0.45253 | 654.9568 | 0 | 649.4 | -0.0073234 | 654.9568 | 0.0013735 | 649.4 | -0.00055917 | 654.9568 | 0.00067437 | 557.8696 | 0.00038678 | 654.9568 | 0.20481 | 557.8696 | 0.00041693 | 654.9569 | 2.2292 | 654.6032 | 14.5698 | 834.33 | 0.035491 | 654.6032 | -0.00050049 | 833.6684 | 5.949 | 834.33 | 0.25233 | 654.6032 | 0.38372 | 654.9568 | 0.74458
|  | 556.0318 | 0.0061872 | 655.1885 | 0.059792 | 654.8351 | 0.014565 | 556.0318 | 0.0077853 | 655.1885 | 0.022427 | 654.8351 | 0.0053742 | 654.8351 | #REF! | 557.9879 | 0.00021328 | 655.1885 | 0.024732 | 649.63 | -0.014143 | 655.1885 | 0.011122 | 556.0318 | 0.46039 | 655.1885 | 0.003213 | 649.63 | 0.0034823 | 655.1885 | 0.0053792 | 649.63 | 0.011978 | 655.1885 | 0.007882 | 557.9879 | 0.00018414 | 655.1885 | 0.21556 | 557.9879 | 0.00017352 | 655.1885 | 2.1687 | 654.8351 | 14.7747 | 834.4966 | 0.033857 | 654.8351 | 0.0039043 | 833.8352 | 5.9828 | 834.4966 | 0.25293 | 654.8351 | 0.38666 | 655.1885 | 0.73784
|  | 556.148 | 0 | 655.4201 | 0.0042897 | 655.0671 | 0.0041039 | 556.148 | 0 | 655.4201 | 0.0078595 | 655.0671 | -0.05395 | 655.0671 | #REF! | 558.1063 | 0.00044407 | 655.4201 | 0 | 649.87 | -0.0026576 | 655.4201 | 0 | 556.148 | 0.45795 | 655.4201 | 0 | 649.87 | -0.0013003 | 655.4201 | 0.000149 | 649.87 | -0.011661 | 655.4201 | 0 | 558.1063 | 0.00037984 | 655.4201 | 0.19288 | 558.1063 | 0.00033694 | 655.4201 | 2.078 | 655.0671 | 15.1097 | 834.6633 | 0.024009 | 655.0671 | 0.0039155 | 834.002 | 5.9775 | 834.6633 | 0.25479 | 655.0671 | 0.38832 | 655.4201 | 0.73859
|  | 556.2642 | 0.007814 | 655.6517 | 0.077137 | 655.2991 | 0.014214 | 556.2642 | 0.012132 | 655.6517 | 0.041949 | 655.2991 | 0.017525 | 655.2991 | #REF! | 558.2246 | 0.00023414 | 655.6518 | 0.029292 | 650.1 | -0.0035906 | 655.6518 | 0.011684 | 556.2642 | 0.45196 | 655.6518 | 0.0051494 | 650.1 | -0.001637 | 655.6517 | 0.0054895 | 650.1 | -0.0016287 | 655.6518 | 0.0073631 | 558.2246 | 0.00019735 | 655.6518 | 0.20583 | 558.2246 | 0.00016342 | 655.6517 | 2.0197 | 655.2991 | 15.288 | 834.83 | 0.030816 | 655.2991 | 0.0054692 | 834.1689 | 6.0598 | 834.83 | 0.2553 | 655.2991 | 0.39503 | 655.6517 | 0.73098
|  | 556.3803 | 0 | 655.8834 | 0.0069065 | 655.5311 | 0.0033545 | 556.3803 | 0 | 655.8834 | -0.0034216 | 655.5311 | -0.018046 | 655.5311 | #REF! | 558.343 | 0.00046102 | 655.8834 | 0 | 650.33 | -0.0105 | 655.8834 | 0 | 556.3803 | 0.45218 | 655.8834 | 0 | 650.33 | -0.0025022 | 655.8834 | 6.7393e-05 | 650.33 | -0.0030761 | 655.8834 | 0 | 558.343 | 0.00040874 | 655.8834 | 0.17765 | 558.343 | 0.00034687 | 655.8834 | 1.9181 | 655.5311 | 15.5047 | 834.9966 | 0.031996 | 655.5311 | -0.0088075 | 834.3357 | 5.9554 | 834.9966 | 0.25711 | 655.5311 | 0.37217 | 655.8834 | 0.72519
|  | 556.4965 | 0.007814 | 656.1151 | 0.037178 | 655.7631 | 0.016526 | 556.4965 | 0.018723 | 656.1151 | 0.019196 | 655.7631 | 0.019311 | 655.7631 | #REF! | 558.4613 | 0.00023116 | 656.1151 | 0.021026 | 650.56 | 0.012925 | 656.1151 | 0.012878 | 556.4965 | 0.45018 | 656.1151 | 0.0046125 | 650.56 | 0.0043268 | 656.1151 | 0.0043222 | 650.56 | 0.0070956 | 656.1151 | 0.0062949 | 558.4613 | 0.00021387 | 656.1151 | 0.18851 | 558.4613 | 0.00018346 | 656.115 | 1.8618 | 655.7631 | 15.6692 | 835.1633 | 0.038849 | 655.7631 | 0.010044 | 834.5026 | 6.0969 | 835.1633 | 0.25772 | 655.7631 | 0.40237 | 656.1151 | 0.71777
|  | 556.6127 | 0 | 656.3467 | 0.01106 | 655.9951 | 0.007572 | 556.6127 | 0 | 656.3467 | -0.015324 | 655.9951 | -0.023931 | 655.9951 | #REF! | 558.5797 | 0.00043662 | 656.3468 | 0 | 650.79 | 0.0086603 | 656.3468 | 0 | 556.6127 | 0.44574 | 656.3468 | 0 | 650.79 | -0.0067153 | 656.3467 | 0.0013306 | 650.79 | 0.009008 | 656.3468 | 0.0014263 | 558.5797 | 0.00041717 | 656.3468 | 0.16964 | 558.5797 | 0.00043698 | 656.3467 | 1.7839 | 655.9951 | 15.9466 | 835.33 | 0.032768 | 655.9951 | -0.0057033 | 834.6694 | 6.0817 | 835.33 | 0.25944 | 655.9951 | 0.38162 | 656.3467 | 0.71487
|  | 556.7289 | 0.007814 | 656.5784 | 0.040854 | 656.2272 | 0.0069574 | 556.7289 | 0.0084479 | 656.5784 | 0.0080408 | 656.2272 | -0.011965 | 656.2272 | #REF! | 558.698 | 0.00020993 | 656.5785 | 0.016046 | 651.03 | 0.055417 | 656.5785 | 0.0083457 | 556.7289 | 0.46594 | 656.5785 | 0.0053196 | 651.03 | 0.002361 | 656.5784 | 0.0042859 | 651.03 | 0.0072156 | 656.5785 | 0.0067218 | 558.698 | 0.00020611 | 656.5785 | 0.1834 | 558.698 | 0.00025352 | 656.5784 | 1.7358 | 656.2272 | 16.1473 | 835.4966 | 0.029046 | 656.2272 | 0.00061586 | 834.8363 | 6.1095 | 835.4966 | 0.25911 | 656.2272 | 0.39254 | 656.5784 | 0.70921
|  | 556.8451 | 0 | 656.8102 | 0.018465 | 656.4592 | 0.0015651 | 556.8451 | 0 | 656.8102 | 0.0040319 | 656.4592 | -0.022465 | 656.4592 | #REF! | 558.8164 | 0.00040849 | 656.8102 | 0 | 651.26 | -0.0068713 | 656.8102 | 0 | 556.8451 | 0.45329 | 656.8102 | 0 | 651.26 | -0.0075486 | 656.8102 | 0.00053943 | 651.26 | 0.00070347 | 656.8102 | 0 | 558.8164 | 0.00043219 | 656.8102 | 0.15693 | 558.8164 | 0.00043698 | 656.8102 | 1.6465 | 656.4592 | 16.4006 | 835.6633 | 0.029137 | 656.4592 | -0.0067337 | 835.0032 | 6.1452 | 835.6633 | 0.25981 | 656.4592 | 0.38417 | 656.8102 | 0.70315
|  | 556.9613 | 0.0066309 | 657.0419 | 0.035297 | 656.6913 | 0.01028 | 556.9613 | 0.01624 | 657.0419 | 0.0082444 | 656.6913 | -0.0079475 | 656.6913 | #REF! | 558.9348 | 0.0002008 | 657.0419 | 0.015278 | 651.49 | 0.027367 | 657.0419 | 0.0079248 | 556.9613 | 0.44565 | 657.0419 | 0.0054813 | 651.49 | 0.0019245 | 657.0419 | 0.0043947 | 651.49 | -0.0024858 | 657.0419 | 0.0082126 | 558.9348 | 0.00022989 | 657.0419 | 0.16874 | 558.9348 | 0.00018346 | 657.0419 | 1.6221 | 656.6913 | 16.6572 | 835.83 | 0.032541 | 656.6913 | 0.0017295 | 835.17 | 6.1372 | 835.83 | 0.25902 | 656.6913 | 0.38998 | 657.0419 | 0.70111
|  | 557.0775 | 0 | 657.2736 | 0.011739 | 656.9233 | 0.0072805 | 557.0775 | 0 | 657.2736 | 0.0033607 | 656.9233 | -0.041487 | 656.9233 | #REF! | 559.0531 | 0.00041203 | 657.2736 | 0 | 651.72 | 0.01963 | 657.2736 | 0 | 557.0775 | 0.44725 | 657.2736 | 0 | 651.72 | -0.00040259 | 657.2736 | 0.0011966 | 651.72 | -0.014179 | 657.2736 | 0.00058843 | 559.0531 | 0.0004421 | 657.2736 | 0.15095 | 559.0531 | 0.00038696 | 657.2736 | 1.5545 | 656.9233 | 16.9962 | 835.9967 | 0.036716 | 656.9233 | -0.0055637 | 835.3369 | 6.0955 | 835.9967 | 0.2613 | 656.9233 | 0.39139 | 657.2736 | 0.70243
|  | 557.1937 | 0.0098778 | 657.5053 | 0.051684 | 657.1554 | 0.01021 | 557.1937 | 0.014902 | 657.5053 | 0.026497 | 657.1554 | 0.010563 | 657.1554 | #REF! | 559.1715 | 0.00021254 | 657.5053 | 0.0095143 | 651.95 | -0.012831 | 657.5053 | 0.0080691 | 557.1937 | 0.43166 | 657.5053 | 0.0046286 | 651.95 | 0.0081269 | 657.5053 | 0.0042196 | 651.95 | 0.010077 | 657.5053 | 0.005682 | 559.1715 | 0.00021387 | 657.5053 | 0.15802 | 559.1715 | 0.0002035 | 657.5053 | 1.5172 | 657.1554 | 17.2807 | 836.1634 | 0.036081 | 657.1554 | 0.0086094 | 835.5038 | 6.2348 | 836.1634 | 0.26185 | 657.1554 | 0.39477 | 657.5053 | 0.69738
|  | 557.3099 | 0 | 657.7371 | 0.0088652 | 657.3875 | -0.0042895 | 557.3099 | 0 | 657.7371 | -0.018882 | 657.3875 | -0.02172 | 657.3875 | #REF! | 559.2899 | 0.00044705 | 657.7371 | 0 | 652.19 | -0.027449 | 657.7371 | 0 | 557.3099 | 0.42807 | 657.7371 | 0 | 652.19 | -0.0043703 | 657.7371 | 0.00083911 | 652.19 | -0.014182 | 657.7371 | 0 | 559.2899 | 0.00043021 | 657.7371 | 0.13337 | 559.2899 | 0.00037034 | 657.7371 | 1.4195 | 657.3875 | 17.3776 | 836.33 | 0.034946 | 657.3875 | -0.0023855 | 835.6707 | 6.1521 | 836.33 | 0.26418 | 657.3875 | 0.38532 | 657.7371 | 0.68773
|  | 557.4262 | 0 | 657.9688 | 0.020779 | 657.6196 | 0.0051373 | 557.4262 | 0.017863 | 657.9688 | -0.012604 | 657.6196 | 0.00030886 | 657.6196 | #REF! | 559.4083 | 0.00023601 | 657.9688 | 0.010134 | 652.42 | -0.0085254 | 657.9688 | 0.0086543 | 557.4262 | 0.42713 | 657.9688 | 0.0019959 | 652.42 | -0.0017667 | 657.9688 | 0.003519 | 652.42 | 0.0046691 | 657.9688 | 0.0047042 | 559.4083 | 0.00022113 | 657.9688 | 0.14443 | 559.4083 | 0.00016684 | 657.9688 | 1.4064 | 657.6196 | 17.6092 | 836.4967 | 0.029046 | 657.6196 | 0.0016298 | 835.8375 | 6.1878 | 836.4967 | 0.26399 | 657.6196 | 0.38347 | 657.9688 | 0.68189
|  | 557.5424 | 0 | 658.2006 | 0.0084731 | 657.8517 | 0.00040395 | 557.5424 | 0 | 658.2006 | 0.00024874 | 657.8517 | -0.020602 | 657.8517 | #REF! | 559.5266 | 0.00045916 | 658.2006 | 0 | 652.65 | -0.030481 | 658.2006 | 0 | 557.5424 | 0.43428 | 658.2006 | 0 | 652.65 | -0.010085 | 658.2006 | 0.00069664 | 652.65 | -0.0053376 | 658.2006 | 0 | 559.5266 | 0.00044062 | 658.2006 | 0.12743 | 559.5266 | 0.00038028 | 658.2006 | 1.3332 | 657.8517 | 17.7175 | 836.6634 | 0.029591 | 657.8517 | -0.0050653 | 836.0044 | 6.1744 | 836.6634 | 0.26608 | 657.8517 | 0.37351 | 658.2006 | 0.67574
|  | 557.6586 | 0.010454 | 658.4324 | 0.031778 | 658.0838 | 0.0056997 | 557.6586 | 0.013756 | 658.4324 | 0.018132 | 658.0838 | 0.022669 | 658.0838 | #REF! | 559.645 | 0.00022539 | 658.4324 | 0.015099 | 652.88 | -0.020253 | 658.4324 | 0.0083322 | 557.6586 | 0.42571 | 658.4324 | 0.0036142 | 652.88 | 0.00061204 | 658.4324 | 0.0039677 | 652.88 | -0.0040336 | 658.4324 | 0.0063326 | 559.645 | 0.00022295 | 658.4324 | 0.13828 | 559.645 | 0.0002369 | 658.4324 | 1.3046 | 658.0838 | 17.7963 | 836.8301 | 0.03009 | 658.0838 | -0.00078934 | 836.1713 | 6.2809 | 836.8301 | 0.26701 | 658.0838 | 0.37012 | 658.4324 | 0.66816
|  | 557.7749 | 0 | 658.6641 | -0.012276 | 658.3159 | 0.0023089 | 557.7749 | 0 | 658.6641 | -0.00053414 | 658.3159 | -0.027198 | 658.3159 | #REF! | 559.7634 | 0.00045022 | 658.6641 | 0 | 653.12 | -0.007919 | 658.6641 | 0 | 557.7749 | 0.41874 | 658.6641 | 0 | 653.12 | 0.0051996 | 658.6641 | 0.00040798 | 653.12 | 0.01032 | 658.6641 | 0 | 559.7634 | 0.00041832 | 658.6641 | 0.11486 | 559.7634 | 0.00042036 | 658.6641 | 1.232 | 658.316 | 17.7678 | 836.9968 | 0.031134 | 658.3159 | 0.0035771 | 836.3382 | 6.2477 | 836.9968 | 0.2698 | 658.316 | 0.35174 | 658.6641 | 0.65857
|  | 557.8911 | 0 | 658.8959 | 0.03849 | 658.5481 | 0.004096 | 557.8911 | 0.010603 | 658.8959 | -0.0089582 | 658.5481 | -0.012376 | 658.5481 | #REF! | 559.8818 | 0.00022762 | 658.8959 | 0.005281 | 653.35 | 0.0022869 | 658.8959 | 0.0073828 | 557.8911 | 0.40835 | 658.8959 | 0.0023077 | 653.35 | -0.0027249 | 658.8959 | 0.0031766 | 653.35 | -0.010644 | 658.8959 | 0.0046097 | 559.8818 | 0.00019884 | 658.8959 | 0.13208 | 559.8818 | 0.00021018 | 658.8959 | 1.2286 | 658.5481 | 18.2386 | 837.1635 | 0.032087 | 658.5481 | 0.0019324 | 836.5051 | 6.333 | 837.1635 | 0.27059 | 658.5481 | 0.3601 | 658.8959 | 0.66804
|  | 558.0074 | 0 | 659.1277 | 0.024549 | 658.7802 | 0.00092591 | 558.0074 | 0 | 659.1277 | 0.011729 | 658.7802 | -0.033733 | 658.7802 | #REF! | 560.0002 | 0.00045488 | 659.1278 | 0 | 653.58 | 0.027974 | 659.1278 | 0 | 558.0074 | 0.40591 | 659.1278 | 0 | 653.58 | 0.0059861 | 659.1277 | 0.0001147 | 653.58 | -0.0036439 | 659.1278 | 0 | 560.0002 | 0.00041139 | 659.1278 | 0.11407 | 560.0002 | 0.00042036 | 659.1277 | 1.1654 | 658.7802 | 18.4398 | 837.3302 | 0.0295 | 658.7802 | -0.00010512 | 836.672 | 6.2776 | 837.3302 | 0.2724 | 658.7802 | 0.3571 | 659.1277 | 0.66127
|  | 558.1236 | 0.0045602 | 659.3596 | 0.026536 | 659.0124 | 0.0082857 | 558.1236 | 0.0091104 | 659.3596 | 0.017218 | 659.0124 | 0.026765 | 659.0124 | #REF! | 560.1186 | 0.0002293 | 659.3596 | 0.02011 | 653.81 | 0.015351 | 659.3596 | 0.0080345 | 558.1236 | 0.40307 | 659.3596 | 0.0044929 | 653.81 | 0.0036558 | 659.3596 | 0.0041032 | 653.81 | 0.0011772 | 659.3596 | 0.0067416 | 560.1186 | 0.00021255 | 659.3596 | 0.12498 | 560.1186 | 0.00024187 | 659.3596 | 1.138 | 659.0124 | 18.6745 | 837.4969 | 0.028638 | 659.0124 | 0.011456 | 836.8389 | 6.3021 | 837.4969 | 0.27268 | 659.0124 | 0.36106 | 659.3596 | 0.6561
|  | 558.2399 | 0 | 659.5914 | 0.034325 | 659.2446 | -0.00068177 | 558.2399 | 0 | 659.5914 | -0.0046402 | 659.2446 | -0.040967 | 659.2446 | #REF! | 560.237 | 0.00044239 | 659.5914 | 0 | 654.04 | -0.011434 | 659.5914 | 0 | 558.2399 | 0.40187 | 659.5914 | 0 | 654.04 | 0.00048322 | 659.5914 | 0 | 654.04 | 0.006699 | 659.5914 | 0 | 560.237 | 0.00042675 | 659.5914 | 0.10583 | 560.237 | 0.00047209 | 659.5914 | 1.0643 | 659.2446 | 18.6613 | 837.6637 | 0.02832 | 659.2446 | -0.0056137 | 837.0058 | 6.3567 | 837.6637 | 0.27477 | 659.2446 | 0.35295 | 659.5914 | 0.64014
|  | 558.3561 | 0.010454 | 659.8232 | 0.032864 | 659.4767 | 0.0093905 | 558.3561 | 0.0091104 | 659.8232 | 0.019589 | 659.4767 | 0.016642 | 659.4767 | #REF! | 560.3554 | 0.00021514 | 659.8232 | 0.011666 | 654.28 | -0.024205 | 659.8232 | 0.010007 | 558.3561 | 0.39774 | 659.8232 | 0.003831 | 654.28 | -0.0053301 | 659.8232 | 0.0041625 | 654.28 | -0.0051466 | 659.8232 | 0.0036217 | 560.3554 | 0.00021502 | 659.8232 | 0.11493 | 560.3554 | 0.00023844 | 659.8232 | 1.0613 | 659.4767 | 18.9751 | 837.8304 | 0.022647 | 659.4767 | 0.0077291 | 837.1727 | 6.383 | 837.8304 | 0.27532 | 659.4767 | 0.35557 | 659.8232 | 0.64277
|  | 558.4724 | 0 | 660.0551 | 0.010561 | 659.7089 | 0.0016995 | 558.4724 | 0 | 660.0551 | -0.023018 | 659.7089 | -0.0047189 | 659.7089 | #REF! | 560.4738 | 0.00044593 | 660.0551 | 0 | 654.51 | -0.011404 | 660.0551 | 0 | 558.4724 | 0.3992 | 660.0551 | 0 | 654.51 | -0.00099471 | 660.0551 | 0.00080824 | 654.51 | -0.0099686 | 660.0551 | 0 | 560.4738 | 0.00042592 | 660.0551 | 0.097844 | 560.4738 | 0.00047706 | 660.0551 | 1.0171 | 659.7089 | 19.2622 | 837.9971 | 0.033176 | 659.7089 | 0.0069709 | 837.3397 | 6.391 | 837.9971 | 0.27714 | 659.7089 | 0.35563 | 660.0551 | 0.64097
|  | 558.5887 | 0.0048561 | 660.2869 | 0.039516 | 659.9411 | 0.0076309 | 558.5887 | 0.015284 | 660.2869 | 0.022636 | 659.9411 | 0.0076605 | 659.9411 | #REF! | 560.5922 | 0.00023321 | 660.2869 | 0.0061785 | 654.74 | 0.016071 | 660.2869 | 0.0092937 | 558.5887 | 0.40582 | 660.2869 | 0.0035418 | 654.74 | -0.0049651 | 660.2869 | 0.0031765 | 654.74 | -0.0017358 | 660.2869 | 0.0040572 | 560.5922 | 0.00021156 | 660.2869 | 0.1091 | 560.5922 | 0.00024684 | 660.2869 | 1.0041 | 659.9411 | 19.4599 | 838.1638 | 0.0236 | 659.9411 | 0.0071999 | 837.5066 | 6.4284 | 838.1638 | 0.27746 | 659.9411 | 0.35933 | 660.2869 | 0.63551
|  | 558.705 | 0 | 660.5188 | 0.030322 | 660.1733 | 0.006904 | 558.705 | 0 | 660.5188 | -0.015658 | 660.1733 | -0.015555 | 660.1733 | #REF! | 560.7106 | 0.00044277 | 660.5188 | 0 | 654.97 | 0.023918 | 660.5188 | 0 | 558.705 | 0.3861 | 660.5188 | 0 | 654.97 | 0.00047882 | 660.5188 | 0.00094901 | 654.97 | -0.0084578 | 660.5188 | 0 | 560.7106 | 0.00041981 | 660.5188 | 0.099493 | 560.7106 | 0.00042036 | 660.5188 | 0.93722 | 660.1733 | 19.5283 | 838.3306 | 0.024417 | 660.1733 | 0.0018193 | 837.6735 | 6.4088 | 838.3306 | 0.28029 | 660.1733 | 0.34618 | 660.5188 | 0.62894
|  | 558.8213 | 0.011359 | 660.7507 | 0.032782 | 660.4056 | 0.0042718 | 558.8213 | 0.0097437 | 660.7507 | -0.00037485 | 660.4056 | 0.021758 | 660.4056 | #REF! | 560.829 | 0.00021198 | 660.7507 | 0.011023 | 655.2 | -0.0145 | 660.7507 | 0.0054466 | 558.8213 | 0.39623 | 660.7507 | 0.0018189 | 655.2 | -0.0013691 | 660.7507 | 0.0030439 | 655.2 | 0.002975 | 660.7507 | 0.0030843 | 560.829 | 0.00020908 | 660.7507 | 0.10394 | 560.829 | 0.0001802 | 660.7507 | 0.92562 | 660.4056 | 19.6082 | 838.4973 | 0.035854 | 660.4056 | 0.00020537 | 837.8405 | 6.478 | 838.4973 | 0.28141 | 660.4056 | 0.35135 | 660.7507 | 0.62443
|  | 558.9376 | 0 | 660.9826 | 0.030327 | 660.6378 | 0.0068271 | 558.9376 | 0 | 660.9826 | -0.0092765 | 660.6378 | -0.014222 | 660.6378 | #REF! | 560.9474 | 0.00042675 | 660.9826 | 0 | 655.44 | -0.022401 | 660.9826 | 0 | 558.9376 | 0.38144 | 660.9826 | 0 | 655.44 | -0.0012323 | 660.9826 | 0.00099599 | 655.44 | 0.0064758 | 660.9826 | 0 | 560.9474 | 0.00040759 | 660.9826 | 0.086554 | 560.9474 | 0.00040032 | 660.9826 | 0.88837 | 660.6378 | 19.8142 | 838.664 | 0.021149 | 660.6378 | -0.0035118 | 838.0074 | 6.4654 | 838.664 | 0.28471 | 660.6378 | 0.34229 | 660.9826 | 0.62116
|  | 559.0539 | 0.015393 | 661.2145 | 0.027512 | 660.87 | 0.0053521 | 559.0539 | 0.0067914 | 661.2145 | 0.013941 | 660.87 | 0.024144 | 660.87 | #REF! | 561.0659 | 0.00021645 | 661.2145 | 0.015264 | 655.67 | 0.0057944 | 661.2145 | 0.0092722 | 559.0539 | 0.37962 | 661.2145 | 0.0036101 | 655.67 | -0.006616 | 661.2145 | 0.0036381 | 655.67 | -0.0087848 | 661.2145 | 0.0047664 | 561.0659 | 0.00019983 | 661.2145 | 0.1007 | 561.0659 | 0.00023022 | 661.2145 | 0.86469 | 660.87 | 19.9447 | 838.8308 | 0.027912 | 660.87 | 0.0038373 | 838.1743 | 6.5308 | 838.8308 | 0.28508 | 660.87 | 0.3458 | 661.2145 | 0.61891
|  | 559.1702 | 0 | 661.4464 | 0.021205 | 661.1023 | 7.6608e-05 | 559.1702 | 0 | 661.4464 | -0.00043172 | 661.1023 | -0.028939 | 661.1023 | #REF! | 561.1843 | 0.00040421 | 661.4464 | 0 | 655.9 | -0.014758 | 661.4464 | 0 | 559.1702 | 0.38042 | 661.4464 | 0 | 655.9 | -0.002075 | 661.4464 | 0.00069361 | 655.9 | -0.0026593 | 661.4464 | 0 | 561.1843 | 0.00041221 | 661.4464 | 0.08388 | 561.1843 | 0.0004303 | 661.4464 | 0.83064 | 661.1023 | 20.3064 | 838.9975 | 0.019924 | 661.1023 | -0.0054039 | 838.3413 | 6.503 | 838.9975 | 0.28801 | 661.1023 | 0.34261 | 661.4464 | 0.62121
|  | 559.2865 | 0.010289 | 661.6783 | 0.050663 | 661.3346 | 0.0077303 | 559.2865 | 0.014042 | 661.6783 | -0.011667 | 661.3346 | 0.0034754 | 661.3346 | #REF! | 561.3027 | 0.00019223 | 661.6783 | 0.0107 | 656.13 | 0.01536 | 661.6783 | 0.010542 | 559.2865 | 0.36723 | 661.6783 | 0.0034309 | 656.13 | 0.0080408 | 661.6783 | 0.0037871 | 656.13 | -0.00088128 | 661.6783 | 0.0036356 | 561.3027 | 0.00021387 | 661.6783 | 0.0915 | 561.3027 | 0.00020675 | 661.6783 | 0.80967 | 661.3346 | 20.1191 | 839.1642 | 0.026596 | 661.3346 | -0.0010712 | 838.5082 | 6.5878 | 839.1642 | 0.28847 | 661.3346 | 0.33788 | 661.6783 | 0.60845
|  | 559.4028 | 0 | 661.9103 | 0.023024 | 661.5668 | 0.0027995 | 559.4028 | 0 | 661.9103 | -0.0091535 | 661.5668 | -0.02822 | 661.5668 | #REF! | 561.4211 | 0.00042544 | 661.9103 | 0 | 656.37 | -0.020067 | 661.9103 | 0 | 559.4028 | 0.37487 | 661.9103 | 0 | 656.37 | -0.011633 | 661.9103 | 0 | 656.37 | 0.0026733 | 661.9103 | 0 | 561.4211 | 0.00041304 | 661.9103 | 0.078125 | 561.4211 | 0.00039706 | 661.9103 | 0.76872 | 661.5668 | 20.2443 | 839.331 | 0.021376 | 661.5668 | -0.0067354 | 838.6752 | 6.5178 | 839.331 | 0.29163 | 661.5668 | 0.33769 | 661.9103 | 0.6087
|  | 559.5191 | 0.0042645 | 662.1422 | 0.0028689 | 661.7991 | 0.009445 | 559.5191 | 0.01175 | 662.1422 | -0.0017347 | 661.7991 | 0.0042271 | 661.7991 | #REF! | 561.5396 | 0.00023861 | 662.1422 | 0.0083948 | 656.6 | 0.0040441 | 662.1422 | 0.0070825 | 559.5191 | 0.37558 | 662.1422 | 0.0041893 | 656.6 | -0.00024066 | 662.1422 | 0.0036049 | 656.6 | 0.003996 | 662.1422 | 0.0050415 | 561.5396 | 0.00020181 | 662.1422 | 0.090648 | 561.5396 | 0.00019357 | 662.1422 | 0.75194 | 661.7991 | 20.2064 | 839.4977 | 0.0236 | 661.7991 | 0.011579 | 838.8421 | 6.5996 | 839.4977 | 0.29256 | 661.7991 | 0.33763 | 662.1422 | 0.60217
|  | 559.6355 | 0 | 662.3741 | 0.004291 | 662.0314 | 0.008838 | 559.6355 | 0 | 662.3741 | -0.025262 | 662.0314 | -0.044749 | 662.0314 | #REF! | 561.658 | 0.00045413 | 662.3742 | 0 | 656.83 | -0.010566 | 662.3742 | 0 | 559.6355 | 0.36341 | 662.3742 | 0 | 656.83 | 0.0075154 | 662.3741 | 0.0010386 | 656.83 | -0.0081874 | 662.3742 | 0.00043551 | 561.658 | 0.00041403 | 662.3742 | 0.072676 | 561.658 | 0.00041693 | 662.3741 | 0.71321 | 662.0314 | 20.2445 | 839.6645 | 0.020832 | 662.0314 | -0.0039076 | 839.0091 | 6.5858 | 839.6645 | 0.29511 | 662.0314 | 0.31764 | 662.3741 | 0.59668
|  | 559.7518 | 0.0073704 | 662.6061 | 0.01516 | 662.2637 | 0.0080045 | 559.7518 | 0.0084479 | 662.6061 | 0.0042703 | 662.2637 | 0.020437 | 662.2637 | #REF! | 561.7764 | 0.00022036 | 662.6061 | 0.01528 | 657.06 | 0.02194 | 662.6061 | 0.006752 | 559.7518 | 0.37331 | 662.6061 | 0.0034524 | 657.06 | -0.0034461 | 662.6061 | 0.0043938 | 657.06 | -0.002207 | 662.6061 | 0.0038005 | 561.7764 | 0.00021387 | 662.6061 | 0.083989 | 561.7764 | 0.00022354 | 662.6061 | 0.71074 | 662.2637 | 20.3369 | 839.8312 | 0.030816 | 662.2637 | 0.0099109 | 839.176 | 6.7186 | 839.8312 | 0.29516 | 662.2637 | 0.34325 | 662.6061 | 0.59647
|  | 559.8682 | 0 | 662.8381 | 0.021905 | 662.496 | 0.0079642 | 559.8682 | 0 | 662.8381 | -0.026658 | 662.496 | -0.034373 | 662.496 | #REF! | 561.8949 | 0.00044239 | 662.8381 | 0 | 657.3 | -0.01579 | 662.8381 | 0 | 559.8682 | 0.35635 | 662.8381 | 0 | 657.3 | -0.003786 | 662.8381 | 0.0003442 | 657.3 | 0.003658 | 662.8381 | 0.00077182 | 561.8949 | 0.00041651 | 662.8381 | 0.067607 | 561.8949 | 0.00039706 | 662.8381 | 0.66856 | 662.496 | 20.3626 | 839.998 | 0.023146 | 662.496 | -0.0020842 | 839.343 | 6.6668 | 839.998 | 0.29683 | 662.496 | 0.32747 | 662.8381 | 0.59311
|  | 559.9845 | 0.0047082 | 663.0701 | 0.018974 | 662.7284 | 0.0019686 | 559.9845 | 0.001822 | 663.0701 | 0.0043568 | 662.7284 | -0.0080435 | 662.7284 | #REF! | 562.0133 | 0.0002239 | 663.0701 | 0.011129 | 657.53 | -0.003136 | 663.0701 | 0.0083753 | 559.9845 | 0.34836 | 663.0701 | 0.0026487 | 657.53 | -0.0057496 | 663.0701 | 0.0025647 | 657.53 | -0.00071808 | 663.0701 | 0.0041329 | 562.0133 | 0.00020412 | 663.0701 | 0.079197 | 562.0133 | 0.00017352 | 663.0701 | 0.66066 | 662.7283 | 20.3153 | 840.1648 | 0.018517 | 662.7284 | -0.0027691 | 839.51 | 6.7259 | 840.1648 | 0.29725 | 662.7283 | 0.32971 | 663.0701 | 0.58996
|  | 560.1009 | 0 | 663.3021 | 0.0062889 | 662.9607 | 0.0036284 | 560.1009 | 0 | 663.3021 | -0.0050428 | 662.9607 | -0.029654 | 662.9607 | #REF! | 562.1318 | 0.00044109 | 663.3021 | 0 | 657.76 | -0.034996 | 663.3021 | 0 | 560.1009 | 0.35409 | 663.3021 | 0 | 657.76 | -0.0085653 | 663.3021 | 8.8455e-06 | 657.76 | -0.01165 | 663.3021 | 0 | 562.1318 | 0.00041799 | 663.3021 | 0.067894 | 562.1318 | 0.00035698 | 663.3021 | 0.62637 | 662.9607 | 20.3316 | 840.3315 | 0.02124 | 662.9607 | 0.00046533 | 839.6769 | 6.6906 | 840.3315 | 0.29911 | 662.9607 | 0.31745 | 663.3021 | 0.58752
|  | 560.2172 | 0.0087254 | 663.5341 | 0.041958 | 663.193 | 0.0087342 | 560.2172 | 0.015284 | 663.5341 | -0.0027058 | 663.193 | 0.024151 | 663.193 | #REF! | 562.2502 | 0.00021812 | 663.5341 | 0.017319 | 657.99 | -0.002649 | 663.5341 | 0.0098282 | 560.2172 | 0.34481 | 663.5341 | 0.0051725 | 657.99 | -0.0048043 | 663.5341 | 0.0034572 | 657.99 | 0.0055814 | 663.5341 | 0.0050645 | 562.2502 | 0.00021651 | 663.5341 | 0.07757 | 562.2502 | 0.00019357 | 663.5341 | 0.62489 | 663.193 | 20.3479 | 840.4983 | 0.023872 | 663.193 | 0.0040808 | 839.8439 | 6.7446 | 840.4983 | 0.29906 | 663.193 | 0.32435 | 663.5341 | 0.58765
|  | 560.3336 | 0 | 663.7661 | 0.035244 | 663.4254 | -0.0033428 | 560.3336 | 0 | 663.7661 | -0.023965 | 663.4254 | -0.029928 | 663.4254 | #REF! | 562.3687 | 0.00045022 | 663.7661 | 0 | 658.22 | -0.04277 | 663.7661 | 0 | 560.3336 | 0.331 | 663.7661 | 0 | 658.22 | 0.0082035 | 663.7661 | 0.00041883 | 658.22 | -0.0010276 | 663.7661 | 0 | 562.3687 | 0.00043071 | 663.7661 | 0.060492 | 562.3687 | 0.000407 | 663.7661 | 0.58813 | 663.4254 | 20.171 | 840.6651 | 0.024508 | 663.4254 | -0.0035734 | 840.0109 | 6.7801 | 840.6651 | 0.29985 | 663.4254 | 0.31573 | 663.7661 | 0.57971
|  | 560.4499 | 0.0072224 | 663.9982 | 0.017187 | 663.6578 | 0.0068238 | 560.4499 | 0.0091104 | 663.9982 | -0.0049778 | 663.6578 | -0.0057458 | 663.6578 | #REF! | 562.4871 | 0.00023377 | 663.9981 | 0.012723 | 658.46 | 0.033805 | 663.9981 | 0.0074556 | 560.4499 | 0.3433 | 663.9981 | 0.0026236 | 658.46 | -0.00012612 | 663.9982 | 0.0029651 | 658.46 | 0.0058625 | 663.9981 | 0.0034901 | 562.4871 | 0.00021651 | 663.9981 | 0.074961 | 562.4871 | 0.00022354 | 663.9982 | 0.59208 | 663.6577 | 20.3235 | 840.8319 | 0.029455 | 663.6578 | 0.010296 | 840.1779 | 6.8055 | 840.8319 | 0.29999 | 663.6577 | 0.32869 | 663.9982 | 0.58327
|  | 560.5663 | 0 | 664.2302 | 0.0097885 | 663.8901 | 0.004252 | 560.5663 | 0 | 664.2302 | -0.021988 | 663.8901 | -0.029551 | 663.8901 | #REF! | 562.6056 | 0.00043941 | 664.2302 | 0 | 658.69 | -0.036225 | 664.2302 | 0 | 560.5663 | 0.32798 | 664.2302 | 0 | 658.69 | 0.0048828 | 664.2302 | 0.00022495 | 658.69 | 0.00035706 | 664.2302 | 0 | 562.6056 | 0.00044227 | 664.2302 | 0.054455 | 562.6056 | 0.00041025 | 664.2302 | 0.55236 | 663.8901 | 19.9447 | 840.9986 | 0.027186 | 663.8901 | -0.0039008 | 840.3448 | 6.767 | 840.9986 | 0.30222 | 663.8901 | 0.31515 | 664.2302 | 0.57042
|  | 560.6827 | 0.0027855 | 664.4622 | 0.035135 | 664.1225 | 0.0084738 | 560.6827 | 0.016431 | 664.4622 | -0.0012136 | 664.1225 | -0.0058301 | 664.1225 | #REF! | 562.724 | 0.00020676 | 664.4622 | 0.011396 | 658.92 | 0.00071969 | 664.4622 | 0.007239 | 560.6827 | 0.33548 | 664.4622 | 0.0052623 | 658.92 | 0.0052322 | 664.4622 | 0.0040207 | 658.92 | 0.0096913 | 664.4622 | 0.0055523 | 562.724 | 0.00022807 | 664.4622 | 0.069479 | 562.724 | 0.00019682 | 664.4622 | 0.5499 | 664.1225 | 19.8623 | 841.1654 | 0.028592 | 664.1225 | -0.00082069 | 840.5118 | 6.8651 | 841.1654 | 0.30371 | 664.1225 | 0.32135 | 664.4622 | 0.56862
|  | 560.7991 | 0 | 664.6943 | 0.010783 | 664.3549 | 0.005922 | 560.7991 | 0 | 664.6943 | -0.0017915 | 664.3549 | -0.011556 | 664.3549 | #REF! | 562.8425 | 0.00041166 | 664.6943 | 0 | 659.15 | -0.00071969 | 664.6943 | 0 | 560.7991 | 0.33064 | 664.6943 | 0.0011361 | 659.15 | -0.0081638 | 664.6943 | 0.0018347 | 659.15 | -0.0053048 | 664.6943 | 0 | 562.8425 | 0.00045796 | 664.6943 | 0.057677 | 562.8425 | 0.00034019 | 664.6943 | 0.5193 | 664.3549 | 19.7132 | 841.3322 | 0.020514 | 664.3549 | -0.0041916 | 840.6788 | 6.8056 | 841.3322 | 0.30608 | 664.3549 | 0.31605 | 664.6943 | 0.56474
|  | 560.9155 | 0.010207 | 664.9264 | 0.0041539 | 664.5873 | 0.0060456 | 560.9155 | 0.0084479 | 664.9264 | 0.0039966 | 664.5873 | 0.0152 | 664.5873 | #REF! | 562.961 | 0.00020676 | 664.9264 | 0.010507 | 659.39 | -0.039583 | 664.9264 | 0.0084574 | 560.9155 | 0.32163 | 664.9264 | 0.0015216 | 659.39 | -0.0097949 | 664.9264 | 0.0035155 | 659.39 | 0.0014282 | 664.9264 | 0.0036158 | 562.961 | 0.00023022 | 664.9264 | 0.060017 | 562.961 | 0.0001468 | 664.9264 | 0.51116 | 664.5873 | 19.5259 | 841.499 | 0.022193 | 664.5873 | -0.0026914 | 840.8458 | 6.9357 | 841.499 | 0.30677 | 664.5873 | 0.31758 | 664.9264 | 0.56182
|  | 561.0319 | 0 | 665.1584 | -0.00097726 | 664.8197 | 0.0080677 | 561.0319 | 0 | 665.1584 | -0.0020421 | 664.8197 | -0.017307 | 664.8197 | #REF! | 563.0794 | 0.00042377 | 665.1584 | 0 | 659.62 | -0.017032 | 665.1584 | 0 | 561.0319 | 0.31816 | 665.1584 | 0.00055183 | 659.62 | -0.0029219 | 665.1584 | 0.0015561 | 659.62 | -0.011885 | 665.1584 | 0.0010052 | 563.0794 | 0.0004426 | 665.1584 | 0.049674 | 563.0794 | 0.00036024 | 665.1585 | 0.47761 | 664.8197 | 19.3522 | 841.6658 | 0.024871 | 664.8197 | -0.0026207 | 841.0128 | 6.9171 | 841.6658 | 0.30826 | 664.8197 | 0.31183 | 665.1584 | 0.55772
|  | 561.1483 | 0.014323 | 665.3906 | 0.041089 | 665.0522 | 0.008851 | 561.1483 | 0.01175 | 665.3906 | 0.0098558 | 665.0522 | 0.012524 | 665.0522 | #REF! | 563.1979 | 0.0002185 | 665.3905 | 0.019842 | 659.85 | -0.025189 | 665.3905 | 0.0089016 | 561.1483 | 0.30724 | 665.3905 | 0.0040136 | 659.85 | 0.0049991 | 665.3906 | 0.004003 | 659.85 | 0.0067842 | 665.3905 | 0.0048613 | 563.1979 | 0.00021271 | 665.3905 | 0.065157 | 563.1979 | 0.00021686 | 665.3906 | 0.48008 | 665.0522 | 19.1683 | 841.8326 | 0.021785 | 665.0522 | 0.0027762 | 841.1798 | 6.9142 | 841.8326 | 0.30868 | 665.0522 | 0.31611 | 665.3906 | 0.55605
|  | 561.2647 | 0 | 665.6226 | 0.017731 | 665.2846 | 0.00024737 | 561.2647 | 0 | 665.6226 | -0.031152 | 665.2846 | -0.013304 | 665.2846 | #REF! | 563.3164 | 0.00043923 | 665.6226 | 0 | 660.08 | -0.0040782 | 665.6226 | 0 | 561.2647 | 0.31536 | 665.6226 | 0 | 660.08 | -0.002456 | 665.6226 | 0.00019785 | 660.08 | -0.015404 | 665.6226 | 0 | 563.3164 | 0.00041106 | 665.6226 | 0.046752 | 563.3164 | 0.00038696 | 665.6226 | 0.44974 | 665.2846 | 18.9168 | 841.9994 | 0.023782 | 665.2846 | -0.0067603 | 841.3468 | 6.9708 | 841.9994 | 0.3103 | 665.2846 | 0.31209 | 665.6226 | 0.55247
|  | 561.3811 | 0.0069267 | 665.8547 | 0.03277 | 665.5171 | -0.0019252 | 561.3811 | 0.0054662 | 665.8547 | -0.0032019 | 665.5171 | -0.0010176 | 665.5171 | #REF! | 563.4349 | 0.00022241 | 665.8548 | 0.0091501 | 660.32 | -0.010315 | 665.8548 | 0.0043544 | 561.3811 | 0.32087 | 665.8548 | 0.004222 | 660.32 | -0.006999 | 665.8547 | 0.0029604 | 660.32 | -0.00607 | 665.8548 | 0.00069167 | 563.4349 | 0.00019851 | 665.8548 | 0.059175 | 563.4349 | 0.00017352 | 665.8547 | 0.45911 | 665.5171 | 18.7617 | 842.1662 | 0.023555 | 665.5171 | 0.0050329 | 841.5139 | 7.044 | 842.1662 | 0.31053 | 665.5171 | 0.31662 | 665.8547 | 0.54956
|  | 561.4975 | 0 | 666.0869 | -0.01248 | 665.7495 | 0.0038116 | 561.4975 | 0 | 666.0869 | -0.0018129 | 665.7495 | -0.010634 | 665.7495 | #REF! | 563.5534 | 0.00046065 | 666.0869 | 0 | 660.55 | -0.02327 | 666.0869 | 0 | 561.4975 | 0.31981 | 666.0869 | 0 | 660.55 | -0.0035044 | 666.0869 | 0.00053228 | 660.55 | 0.0096913 | 666.0869 | 0 | 563.5534 | 0.00040594 | 666.0869 | 0.046816 | 563.5534 | 0.00034687 | 666.0869 | 0.41766 | 665.7495 | 18.4626 | 842.333 | 0.024508 | 665.7495 | -0.0069239 | 841.6809 | 7.0608 | 842.333 | 0.31309 | 665.7495 | 0.30807 | 666.0869 | 0.54599
|  | 561.614 | 0.010289 | 666.319 | 0.033458 | 665.982 | 0.0084235 | 561.614 | 0.01089 | 666.319 | 0.010369 | 665.982 | 0.020694 | 665.982 | #REF! | 563.6718 | 0.00023973 | 666.319 | 0.011871 | 660.78 | 0.016073 | 666.319 | 0.0081784 | 561.614 | 0.3012 | 666.319 | 0.0024837 | 660.78 | 0.0020871 | 666.319 | 0.0029698 | 660.78 | 0.0046418 | 666.319 | 0.0037675 | 563.6718 | 0.00020726 | 666.319 | 0.059395 | 563.6718 | 0.00017352 | 666.319 | 0.42507 | 665.982 | 18.2052 | 842.4998 | 0.023237 | 665.982 | 0.0082827 | 841.8479 | 6.999 | 842.4998 | 0.31407 | 665.982 | 0.3149 | 666.319 | 0.54355
|  | 561.7304 | 0 | 666.5511 | 0.014807 | 666.2145 | 0.0049893 | 561.7304 | 0 | 666.5511 | -0.0036093 | 666.2145 | -0.036523 | 666.2145 | #REF! | 563.7903 | 0.00043327 | 666.5512 | 0 | 661.01 | -0.0050378 | 666.5512 | 0 | 561.7304 | 0.29583 | 666.5512 | 0 | 661.01 | -0.010494 | 666.5511 | 0.00028477 | 661.01 | 0.00096913 | 666.5512 | 0 | 563.7903 | 0.00040594 | 666.5512 | 0.043561 | 563.7903 | 0.00034687 | 666.5512 | 0.39694 | 666.2145 | 17.8427 | 842.6666 | 0.020741 | 666.2145 | -0.00096486 | 842.0149 | 7.131 | 842.6666 | 0.31764 | 666.2145 | 0.30717 | 666.5511 | 0.53969
|  | 561.8468 | 0.0060393 | 666.7833 | 0.029449 | 666.447 | 0.009365 | 561.8468 | 0.013087 | 666.7833 | 0.018069 | 666.447 | 0.01958 | 666.447 | #REF! | 563.9088 | 0.00019428 | 666.7833 | 0.012838 | 661.25 | -0.0079165 | 666.7833 | 0.0045489 | 561.8468 | 0.30409 | 666.7833 | 0.0029215 | 661.25 | -0.00035917 | 666.7833 | 0.0039302 | 661.25 | 0.0044887 | 666.7833 | 0.0034443 | 563.9088 | 0.00019851 | 666.7833 | 0.051681 | 563.9088 | 0.00017352 | 666.7833 | 0.40212 | 666.447 | 17.5711 | 842.8334 | 0.025552 | 666.447 | 0.0010346 | 842.1819 | 7.1191 | 842.8334 | 0.31904 | 666.447 | 0.31285 | 666.7833 | 0.53602
|  | 561.9633 | 0 | 667.0155 | -0.0068579 | 666.6795 | -0.00067321 | 561.9633 | 0 | 667.0155 | -0.025971 | 666.6795 | -0.018157 | 666.6795 | #REF! | 564.0273 | 0.00042675 | 667.0155 | 0 | 661.48 | -0.0079165 | 667.0155 | 0 | 561.9633 | 0.30404 | 667.0155 | 0 | 661.48 | -0.0035044 | 667.0155 | 0 | 661.48 | -0.00025504 | 667.0155 | 0 | 564.0273 | 0.00040247 | 667.0155 | 0.040253 | 564.0273 | 0.0003085 | 667.0155 | 0.3698 | 666.6795 | 17.219 | 843.0002 | 0.028002 | 666.6795 | -9.8118e-05 | 842.349 | 7.1312 | 843.0002 | 0.32294 | 666.6795 | 0.30321 | 667.0155 | 0.53195
|  | 562.0797 | 0.0027855 | 667.2477 | 0.044773 | 666.912 | 0.0040864 | 562.0797 | 0.016048 | 667.2477 | 0.0063914 | 666.912 | 0.011308 | 666.912 | #REF! | 564.1458 | 0.00023284 | 667.2477 | 0.008407 | 661.71 | -0.012235 | 667.2477 | 0.0052371 | 562.0797 | 0.30551 | 667.2477 | 0.0023441 | 661.71 | -0.00199 | 667.2477 | 0.0025138 | 661.71 | 0.0038766 | 667.2477 | 0.0034216 | 564.1458 | 0.00020495 | 667.2477 | 0.051662 | 564.1458 | 0.00013515 | 667.2477 | 0.38115 | 666.912 | 16.8641 | 843.1671 | 0.021649 | 666.912 | 0.0035066 | 842.516 | 7.2141 | 843.1671 | 0.32447 | 666.912 | 0.30909 | 667.2477 | 0.52941
|  | 562.1962 | 0 | 667.4799 | 0.00073455 | 667.1445 | 0.00396 | 562.1962 | 0 | 667.4799 | 2.9969e-06 | 667.1445 | -0.018521 | 667.1445 | #REF! | 564.2643 | 0.00045003 | 667.4798 | 0 | 661.94 | -0.0016793 | 667.4798 | 0 | 562.1962 | 0.29876 | 667.4798 | 0 | 661.94 | -0.0028054 | 667.4799 | 0.00056684 | 661.94 | 5.1009e-05 | 667.4798 | 0 | 564.2643 | 0.00040181 | 667.4798 | 0.036674 | 564.2643 | 0.00031861 | 667.4799 | 0.34834 | 667.1445 | 16.4866 | 843.3339 | 0.016747 | 667.1445 | -0.0044053 | 842.683 | 7.1807 | 843.3339 | 0.3274 | 667.1445 | 0.30021 | 667.4799 | 0.5264
|  | 562.3126 | 0.009137 | 667.712 | 0.0056538 | 667.377 | 0.0057346 | 562.3126 | 0.014902 | 667.712 | 0.01245 | 667.377 | 0.0049988 | 667.377 | #REF! | 564.3828 | 0.00021775 | 667.712 | 0.0079611 | 662.18 | 0.024228 | 667.712 | 0.0073522 | 562.3126 | 0.29489 | 667.712 | 0.0030062 | 662.18 | -0.0012911 | 667.712 | 0.0034134 | 662.18 | 0.0021933 | 667.712 | 0.0026254 | 564.3828 | 0.00019834 | 667.712 | 0.050279 | 564.3828 | 0.00018346 | 667.712 | 0.3624 | 667.377 | 16.0795 | 843.5007 | 0.021059 | 667.377 | 0.0040065 | 842.8501 | 7.1613 | 843.5007 | 0.32754 | 667.377 | 0.30934 | 667.712 | 0.52355
|  | 562.4291 | 0 | 667.9442 | 0.017921 | 667.6096 | 0.0001542 | 562.4291 | 0 | 667.9442 | 0.0063247 | 667.6096 | -0.045504 | 667.6096 | #REF! | 564.5013 | 0.00045264 | 667.9442 | 0 | 662.41 | -0.028068 | 667.9442 | 0 | 562.4291 | 0.30102 | 667.9442 | 0 | 662.41 | -0.012008 | 667.9442 | 0 | 662.41 | -0.0068351 | 667.9442 | 0 | 564.5013 | 0.00041651 | 667.9442 | 0.035225 | 564.5013 | 0.000327 | 667.9442 | 0.32293 | 667.6096 | 15.6733 | 843.6675 | 0.025552 | 667.6096 | -0.0056291 | 843.0171 | 7.2298 | 843.6675 | 0.32828 | 667.6096 | 0.30251 | 667.9442 | 0.51869
|  | 562.5456 | 0.0047082 | 668.1765 | 0.033113 | 667.8421 | 0.0034992 | 562.5456 | 0.010412 | 668.1765 | -0.0026416 | 667.8421 | 0.02208 | 667.8421 | #REF! | 564.6198 | 0.00023545 | 668.1765 | 0.012768 | 662.64 | 0.015593 | 668.1765 | 0.0047675 | 562.5456 | 0.28619 | 668.1765 | 0.0034647 | 662.64 | -0.0036209 | 668.1765 | 0.0033614 | 662.64 | 0.0028055 | 668.1765 | 0.0050475 | 564.6198 | 0.00021965 | 668.1765 | 0.045299 | 564.6198 | 0.00014337 | 668.1765 | 0.33551 | 667.8421 | 15.2746 | 843.8344 | 0.025552 | 667.8421 | 0.0057486 | 843.1842 | 7.3179 | 843.8344 | 0.32786 | 667.8421 | 0.30474 | 668.1765 | 0.51703
|  | 562.6621 | 0 | 668.4087 | 0.021727 | 668.0747 | 0.0011059 | 562.6621 | 0 | 668.4087 | -0.023788 | 668.0747 | -0.019524 | 668.0747 | #REF! | 564.7383 | 0.00045394 | 668.4087 | 0 | 662.87 | 0.026148 | 668.4087 | 0 | 562.6621 | 0.28903 | 668.4087 | 0 | 662.87 | -0.00070865 | 668.4087 | 0 | 662.87 | 0.0040296 | 668.4087 | 0 | 564.7383 | 0.00041799 | 668.4087 | 0.033502 | 564.7383 | 0.00035698 | 668.4087 | 0.30468 | 668.0747 | 14.8303 | 844.0012 | 0.020106 | 668.0747 | -0.00076688 | 843.3512 | 7.318 | 844.0012 | 0.32977 | 668.0747 | 0.29625 | 668.4087 | 0.51308
|  | 562.7785 | 0.007814 | 668.6409 | 0.023178 | 668.3072 | 0.008529 | 562.7785 | 0.013087 | 668.6409 | 0.010671 | 668.3072 | -0.0053784 | 668.3072 | #REF! | 564.8569 | 0.00021905 | 668.6409 | 0.01089 | 663.11 | -0.016073 | 668.6409 | 0.010675 | 562.7785 | 0.29592 | 668.6409 | 0.0039121 | 663.11 | -0.0054848 | 668.6409 | 0.0029159 | 663.11 | -0.00056109 | 668.6409 | 0.002894 | 564.8569 | 0.00019884 | 668.6409 | 0.048616 | 564.8569 | 0.00021343 | 668.6409 | 0.31627 | 668.3072 | 14.4462 | 844.168 | 0.030226 | 668.3072 | 0.0057414 | 843.5183 | 7.379 | 844.168 | 0.33111 | 668.3072 | 0.302 | 668.6409 | 0.51136
|  | 562.895 | 0 | 668.8732 | 0.019318 | 668.5398 | 0.0010578 | 562.895 | 0 | 668.8732 | -0.015155 | 668.5398 | -0.030451 | 668.5398 | #REF! | 564.9754 | 0.00041278 | 668.8732 | 0 | 663.34 | -0.0064771 | 668.8732 | 0 | 562.895 | 0.27957 | 668.8732 | 0 | 663.34 | 0.0046498 | 668.8732 | 0 | 663.34 | -0.0027035 | 668.8732 | 0 | 564.9754 | 0.00040379 | 668.8732 | 0.029412 | 564.9754 | 0.00038696 | 668.8732 | 0.28617 | 668.5398 | 14.0198 | 844.3349 | 0.024508 | 668.5398 | -0.0059452 | 843.6853 | 7.4345 | 844.3349 | 0.33344 | 668.5398 | 0.28163 | 668.8732 | 0.50542
|  | 563.0115 | 0 | 669.1054 | 0.030398 | 668.7724 | 0.0067842 | 563.0115 | 0.013278 | 669.1054 | 0.0089988 | 668.7724 | 0.019793 | 668.7724 | #REF! | 565.0939 | 0.00019689 | 669.1054 | 0.0053129 | 663.57 | -0.02327 | 669.1054 | 0.0067005 | 563.0115 | 0.29112 | 669.1054 | 0.0034165 | 663.57 | 0.0019706 | 669.1054 | 0.0028465 | 663.57 | 0.0026524 | 669.1054 | 0.0049253 | 565.0939 | 0.00020644 | 669.1054 | 0.041824 | 565.0939 | 0.00017352 | 669.1054 | 0.29974 | 668.7724 | 13.6156 | 844.5017 | 0.021649 | 668.7724 | 0.0035779 | 843.8524 | 7.4931 | 844.5017 | 0.33427 | 668.7724 | 0.30704 | 669.1054 | 0.50374
|  | 563.128 | 0 | 669.3377 | 0.0087431 | 669.005 | 0.0028534 | 563.128 | 0 | 669.3377 | -0.0014389 | 669.005 | -0.029295 | 669.005 | #REF! | 565.2124 | 0.00040365 | 669.3377 | 0 | 663.8 | -0.012714 | 669.3377 | 0 | 563.128 | 0.2865 | 669.3377 | 0 | 663.8 | 0.0033685 | 669.3377 | 1.7124e-05 | 663.8 | 0.00035706 | 669.3377 | 0 | 565.2124 | 0.00041254 | 669.3377 | 0.035825 | 565.2124 | 0.00034687 | 669.3377 | 0.26989 | 669.005 | 13.1831 | 844.6686 | 0.017292 | 669.005 | -0.0078998 | 844.0195 | 7.5374 | 844.6686 | 0.33632 | 669.005 | 0.28846 | 669.3377 | 0.49931
|  | 563.2445 | 0.007962 | 669.57 | 0.035616 | 669.2376 | 0.010571 | 563.2445 | 0.017386 | 669.57 | -0.020453 | 669.2376 | 0.011164 | 669.2376 | #REF! | 565.3309 | 0.00020993 | 669.57 | 0.020907 | 664.04 | -0.0055175 | 669.57 | 0.006819 | 563.2445 | 0.26616 | 669.57 | 0.0039916 | 664.04 | -0.00082513 | 669.57 | 0.0040637 | 664.04 | 0.0051009 | 669.57 | 0.0040684 | 565.3309 | 0.00020809 | 669.57 | 0.044362 | 565.3309 | 0.00017352 | 669.57 | 0.28346 | 669.2376 | 12.7649 | 844.8355 | 0.026006 | 669.2376 | 0.0068366 | 844.1866 | 7.6349 | 844.8355 | 0.33757 | 669.2376 | 0.29785 | 669.57 | 0.49718
|  | 563.361 | 0 | 669.8022 | 0.018489 | 669.4703 | 0.0037684 | 563.361 | 0 | 669.8022 | -0.010196 | 669.4703 | -0.037959 | 669.4703 | #REF! | 565.4495 | 0.00039713 | 669.8023 | 0 | 664.27 | -0.016073 | 669.8023 | 0 | 563.361 | 0.2734 | 669.8023 | 0 | 664.27 | -0.0044363 | 669.8022 | 0.00065005 | 664.27 | -0.011426 | 669.8023 | 0 | 565.4495 | 0.00041948 | 669.8023 | 0.02103 | 565.4495 | 0.00033694 | 669.8022 | 0.24769 | 669.4703 | 12.3265 | 845.0023 | 0.018744 | 669.4703 | -0.0054623 | 844.3536 | 7.5541 | 845.0023 | 0.33938 | 669.4703 | 0.28636 | 669.8022 | 0.49156
|  | 563.4776 | 0.0066309 | 670.0345 | 0.040268 | 669.7029 | 0.007563 | 563.4776 | 0.021493 | 670.0345 | 0.0090342 | 669.7029 | 0.0022249 | 669.7029 | #REF! | 565.568 | 0.00019093 | 670.0346 | 0.0061924 | 664.5 | 0.02327 | 670.0346 | 0.0092859 | 563.4776 | 0.27913 | 670.0346 | 0.0040406 | 664.5 | -0.0038538 | 670.0345 | 0.0025788 | 664.5 | 0.0083142 | 670.0346 | 0.0042255 | 565.568 | 0.00021304 | 670.0346 | 0.033675 | 565.568 | 0.00016342 | 670.0345 | 0.25904 | 669.7029 | 11.9125 | 845.1692 | 0.015885 | 669.7029 | 0.00057444 | 844.5207 | 7.6726 | 845.1692 | 0.34008 | 669.7029 | 0.28923 | 670.0345 | 0.48955
|  | 563.5941 | 0 | 670.2669 | 0.0097117 | 669.9355 | 0.0038975 | 563.5941 | 0 | 670.2669 | -0.027313 | 669.9355 | -0.020862 | 669.9355 | #REF! | 565.6865 | 0.00039676 | 670.2669 | 0 | 664.73 | 0.013674 | 670.2669 | 0 | 563.5941 | 0.27607 | 670.2669 | 0.0001716 | 664.73 | -0.00059213 | 670.2669 | 0.00020422 | 664.73 | 0.0011222 | 670.2669 | 0 | 565.6865 | 0.00040412 | 670.2669 | 0.028433 | 565.6865 | 0.00033694 | 670.2669 | 0.23733 | 669.9355 | 11.5073 | 845.336 | 0.019606 | 669.9355 | -0.00046712 | 844.6878 | 7.6631 | 845.336 | 0.34157 | 669.9355 | 0.28457 | 670.2669 | 0.48685
|  | 563.7106 | 0.001898 | 670.4992 | 0.022796 | 670.1682 | 0.0046111 | 563.7106 | 0.014042 | 670.4992 | -0.0048685 | 670.1682 | 0.0073619 | 670.1682 | #REF! | 565.8051 | 0.00020676 | 670.4992 | 0.014141 | 664.97 | 0.0059973 | 670.4992 | 0.008877 | 563.7106 | 0.26719 | 670.4992 | 0.0034968 | 664.97 | 0.0023201 | 670.4992 | 0.0033806 | 664.97 | 0.0055599 | 670.4992 | 0.0035829 | 565.8051 | 0.0001919 | 670.4992 | 0.032929 | 565.8051 | 0.00017352 | 670.4992 | 0.24719 | 670.1682 | 11.0884 | 845.5029 | 0.031134 | 670.1682 | -0.0019034 | 844.8549 | 7.7582 | 845.5029 | 0.34305 | 670.1682 | 0.28853 | 670.4992 | 0.48307
|  | 563.8271 | 0 | 670.7316 | 0.0071692 | 670.4009 | 0.00030354 | 563.8271 | 0 | 670.7316 | -0.0027449 | 670.4009 | -0.049953 | 670.4009 | #REF! | 565.9236 | 0.00041688 | 670.7315 | 0 | 665.2 | -0.051097 | 670.7315 | 0 | 563.8271 | 0.28108 | 670.7315 | 0 | 665.2 | -0.0014076 | 670.7316 | 0.00031695 | 665.2 | -0.013874 | 670.7315 | 0 | 565.9236 | 0.00039223 | 670.7315 | 0.020851 | 565.9236 | 0.00036692 | 670.7316 | 0.22203 | 670.4009 | 10.6545 | 845.6698 | 0.019924 | 670.4009 | -0.011139 | 845.022 | 7.7412 | 845.6698 | 0.34556 | 670.4009 | 0.27672 | 670.7316 | 0.47859
|  | 563.9437 | 0.0048561 | 670.9639 | 0.021669 | 670.6335 | 0.0064256 | 563.9437 | 0.0099348 | 670.9639 | 0.035981 | 670.6335 | 0.014323 | 670.6335 | #REF! | 566.0421 | 0.0002116 | 670.9639 | 0.0089028 | 665.43 | -0.029026 | 670.9639 | 0.0050985 | 563.9437 | 0.25608 | 670.9639 | 0.0044982 | 665.43 | 0.012571 | 670.9639 | 0.0031955 | 665.43 | 0.00051009 | 670.9639 | 0.0028812 | 566.0421 | 0.00020066 | 670.9639 | 0.038227 | 566.0421 | 0.00019357 | 670.9639 | 0.23634 | 670.6335 | 10.3039 | 845.8366 | 0.022012 | 670.6335 | 0.0029608 | 845.1891 | 7.7992 | 845.8366 | 0.34723 | 670.6335 | 0.27946 | 670.9639 | 0.47683
|  | 564.0602 | 0 | 671.1962 | 0.0049907 | 670.8662 | -0.0027194 | 564.0602 | 0 | 671.1962 | 0.00040135 | 670.8662 | -0.015557 | 670.8662 | #REF! | 566.1607 | 0.00043811 | 671.1962 | 0 | 665.67 | -0.033346 | 671.1962 | 0 | 564.0602 | 0.27012 | 671.1962 | 0 | 665.67 | -0.0088628 | 671.1962 | 0.00032299 | 665.67 | 0.0058659 | 671.1962 | 0 | 566.1607 | 0.00037225 | 671.1962 | 0.019705 | 566.1607 | 0.000407 | 671.1962 | 0.20748 | 670.8662 | 9.9044 | 846.0035 | 0.021785 | 670.8662 | -0.0055548 | 845.3562 | 7.8402 | 846.0035 | 0.34965 | 670.8662 | 0.27397 | 671.1962 | 0.47354
|  | 564.1768 | 0.0030813 | 671.4286 | 0.043258 | 671.0989 | 0.0071035 | 564.1768 | 0.013087 | 671.4286 | 0.0091474 | 671.0989 | -0.0007267 | 671.0989 | #REF! | 566.2792 | 0.000228 | 671.4286 | 0.011281 | 665.9 | 0.011755 | 671.4286 | 0.010668 | 564.1768 | 0.2687 | 671.4286 | 0.0038836 | 665.9 | 0.00092222 | 671.4286 | 0.0036732 | 665.9 | 0.0064783 | 671.4286 | 0.0048085 | 566.2792 | 0.00017192 | 671.4286 | 0.034594 | 566.2792 | 0.00021343 | 671.4286 | 0.21784 | 671.0989 | 9.559 | 846.1704 | 0.02419 | 671.0989 | -0.00097489 | 845.5233 | 7.8905 | 846.1704 | 0.3509 | 671.0989 | 0.27755 | 671.4286 | 0.47062
|  | 564.2934 | 0 | 671.6609 | 0.0024912 | 671.3316 | 0.0011124 | 564.2934 | 0 | 671.6609 | -0.019124 | 671.3316 | -0.031677 | 671.3316 | #REF! | 566.3978 | 0.00044202 | 671.661 | 0 | 666.13 | -0.025189 | 671.661 | 0 | 564.2934 | 0.26004 | 671.661 | 0 | 666.13 | -0.0028054 | 671.6609 | 0.00029158 | 666.13 | -0.0077534 | 671.661 | 0 | 566.3978 | 0.00038149 | 671.661 | 0.019714 | 566.3978 | 0.00041693 | 671.6609 | 0.19785 | 671.3316 | 9.1723 | 846.3373 | 0.018199 | 671.3316 | 0.005336 | 845.6904 | 7.9689 | 846.3373 | 0.35327 | 671.3316 | 0.26931 | 671.6609 | 0.46589
|  | 564.4099 | 0.0039686 | 671.8934 | 0.02631 | 671.5643 | 0.0048049 | 564.4099 | 0.012132 | 671.8934 | 0.018894 | 671.5643 | 0.018149 | 671.5643 | #REF! | 566.5163 | 0.00021999 | 671.8934 | 0.013147 | 666.36 | -0.017032 | 671.8934 | 0.008644 | 564.4099 | 0.24814 | 671.8934 | 0.0026423 | 666.36 | -0.0061837 | 671.8934 | 0.0020479 | 666.36 | -0.0033155 | 671.8934 | 0.0012614 | 566.5163 | 0.00020957 | 671.8934 | 0.035449 | 566.5163 | 0.0002035 | 671.8934 | 0.2092 | 671.5643 | 8.8329 | 846.5041 | 0.02124 | 671.5643 | -0.00042933 | 845.8575 | 8.0413 | 846.5041 | 0.35466 | 671.5643 | 0.27531 | 671.8934 | 0.46333
|  | 564.5265 | 0 | 672.1257 | -0.010106 | 671.7971 | 0.003705 | 564.5265 | 0 | 672.1257 | -0.023645 | 671.7971 | -0.015129 | 671.7971 | #REF! | 566.6349 | 0.00044053 | 672.1258 | 0 | 666.6 | -0.036225 | 672.1258 | 0 | 564.5265 | 0.25715 | 672.1258 | 0 | 666.6 | -0.0030384 | 672.1257 | 0.001188 | 666.6 | -0.011426 | 672.1258 | 0 | 566.6349 | 0.00039784 | 672.1258 | 0.018682 | 566.6349 | 0.00034687 | 672.1257 | 0.18922 | 671.7971 | 8.47 | 846.671 | 0.022556 | 671.7971 | -0.0054447 | 846.0246 | 8.089 | 846.671 | 0.35824 | 671.7971 | 0.26867 | 672.1257 | 0.46125
|  | 564.6431 | 0.0048561 | 672.3582 | 0.015235 | 672.0298 | 0.0054679 | 564.6431 | 0.0034785 | 672.3582 | -0.0033783 | 672.0298 | -0.0057803 | 672.0298 | #REF! | 566.7535 | 0.00022595 | 672.3582 | 0.019444 | 666.83 | -0.0050378 | 672.3582 | 0.0070045 | 564.6431 | 0.24161 | 672.3582 | 0.0048155 | 666.83 | 0.0061643 | 672.3582 | 0.003236 | 666.83 | 0.00020403 | 672.3582 | 0.0035068 | 566.7535 | 0.00018926 | 672.3582 | 0.034524 | 566.7535 | 0.00014337 | 672.3582 | 0.19761 | 672.0298 | 8.1628 | 846.8379 | 0.019152 | 672.0298 | 0.0032538 | 846.1917 | 8.199 | 846.8379 | 0.36042 | 672.0298 | 0.27263 | 672.3582 | 0.45871
|  | 564.7596 | 0 | 672.5906 | 0.014825 | 672.2625 | -0.0027515 | 564.7596 | 0 | 672.5906 | -0.024321 | 672.2625 | -0.022883 | 672.2625 | #REF! | 566.872 | 0.00041296 | 672.5906 | 0 | 667.06 | 0.014154 | 672.5906 | 0 | 564.7596 | 0.24503 | 672.5906 | 0 | 667.06 | -0.0068827 | 672.5906 | 0 | 667.06 | -0.0016323 | 672.5906 | 0 | 566.872 | 0.00038496 | 672.5906 | 0.015274 | 566.872 | 0.0003169 | 672.5906 | 0.16825 | 672.2625 | 7.8308 | 847.0048 | 0.019924 | 672.2625 | -0.0041705 | 846.3588 | 8.2111 | 847.0048 | 0.36382 | 672.2625 | 0.26771 | 672.5906 | 0.45446
|  | 564.8762 | 0.012841 | 672.823 | 0.024182 | 672.4953 | 0.0032885 | 564.8762 | 0.013947 | 672.823 | 0.012388 | 672.4953 | 0.013356 | 672.4953 | #REF! | 566.9906 | 0.0001926 | 672.823 | 0.01804 | 667.29 | 0.017512 | 672.823 | 0.011011 | 564.8762 | 0.25355 | 672.823 | 0.0012671 | 667.29 | -0.0037373 | 672.823 | 0.0026346 | 667.29 | 0.00051009 | 672.823 | 0.0016565 | 566.9906 | 0.00019735 | 672.823 | 0.031559 | 566.9906 | 0.00017352 | 672.823 | 0.18848 | 672.4953 | 7.5502 | 847.1717 | 0.020196 | 672.4953 | -0.010643 | 846.526 | 8.356 | 847.1717 | 0.36502 | 672.4953 | 0.26746 | 672.823 | 0.45286
|  | 564.9928 | 0 | 673.0554 | -0.0034042 | 672.7281 | 0.0023168 | 564.9928 | 0 | 673.0554 | -0.0045018 | 672.7281 | -0.023934 | 672.7281 | #REF! | 567.1092 | 0.00039024 | 673.0554 | 0 | 667.53 | 0.0064771 | 673.0554 | 0 | 564.9928 | 0.23446 | 673.0554 | 0 | 667.53 | 0.0011552 | 673.0554 | 9.6482e-06 | 667.53 | -0.0031625 | 673.0554 | 0 | 567.1092 | 0.00039867 | 673.0554 | 0.021223 | 567.1092 | 0.00037702 | 673.0554 | 0.1606 | 672.7281 | 7.2204 | 847.3386 | 0.017882 | 672.7281 | -0.014721 | 846.6931 | 8.3807 | 847.3386 | 0.36744 | 672.7281 | 0.26599 | 673.0554 | 0.4496
|  | 565.1094 | 0.0024896 | 673.2879 | 0.037712 | 672.9608 | 0.0053287 | 565.1094 | 0.018341 | 673.2879 | 0.0061793 | 672.9608 | 0.016165 | 672.9608 | #REF! | 567.2277 | 0.00019894 | 673.2879 | 0.015364 | 667.76 | 0.034785 | 673.2879 | 0.0051344 | 565.1094 | 0.2397 | 673.2879 | 0.0034149 | 667.76 | 0.0053486 | 673.2879 | 0.0022915 | 667.76 | 0.0051009 | 673.2879 | 0.0015053 | 567.2277 | 0.00020495 | 673.2879 | 0.027973 | 567.2277 | 0.0002035 | 673.2879 | 0.17738 | 672.9608 | 6.9825 | 847.5055 | 0.020514 | 672.9608 | 0.0064064 | 846.8602 | 8.443 | 847.5055 | 0.36893 | 672.9608 | 0.26982 | 673.2879 | 0.44749
|  | 565.226 | 0 | 673.5203 | 0.018088 | 673.1936 | 0.0010229 | 565.226 | 0 | 673.5203 | 0.0073311 | 673.1936 | -0.031066 | 673.1936 | #REF! | 567.3463 | 0.00041334 | 673.5203 | 0 | 667.99 | -0.013194 | 673.5203 | 0 | 565.226 | 0.24263 | 673.5203 | 0 | 667.99 | -0.0031549 | 673.5203 | 0 | 667.99 | 0.0049478 | 673.5203 | 0 | 567.3463 | 0.00039784 | 673.5203 | 0.016893 | 567.3463 | 0.00038696 | 673.5203 | 0.14679 | 673.1936 | 6.6706 | 847.6724 | 0.023373 | 673.1936 | -0.0082197 | 847.0273 | 8.492 | 847.6724 | 0.37106 | 673.1936 | 0.25916 | 673.5203 | 0.44447
|  | 565.3426 | 0 | 673.7528 | 0.020598 | 673.4264 | 0.0046532 | 565.3426 | 0.014616 | 673.7528 | 0.014495 | 673.4264 | 0.0044598 | 673.4264 | #REF! | 567.4649 | 0.00021775 | 673.7528 | 0.016724 | 668.23 | 0.041501 | 673.7528 | 0.0062168 | 565.3426 | 0.24951 | 673.7528 | 0.0030938 | 668.23 | 0.00068922 | 673.7528 | 0.0029353 | 668.23 | 0.0017343 | 673.7528 | 0.0058695 | 567.4649 | 0.00019537 | 673.7528 | 0.02746 | 567.4649 | 0.00018346 | 673.7528 | 0.16677 | 673.4264 | 6.4044 | 847.8393 | 0.019697 | 673.4264 | 0.0023875 | 847.1945 | 8.6054 | 847.8393 | 0.37287 | 673.4264 | 0.2649 | 673.7528 | 0.44193
|  | 565.4593 | 0 | 673.9853 | 0.0042727 | 673.6592 | 0.0030805 | 565.4593 | 0 | 673.9853 | -0.015657 | 673.6592 | -0.039549 | 673.6592 | #REF! | 567.5835 | 0.00044407 | 673.9853 | 0 | 668.46 | 0.0011995 | 673.9853 | 0 | 565.4593 | 0.22638 | 673.9853 | 0 | 668.46 | 0.0048828 | 673.9853 | 0.0009489 | 668.46 | -0.0074475 | 673.9853 | 0 | 567.5835 | 0.00040594 | 673.9853 | 0.016257 | 567.5835 | 0.000407 | 673.9853 | 0.13939 | 673.6592 | 6.155 | 848.0062 | 0.018608 | 673.6592 | -0.0037548 | 847.3616 | 8.6551 | 848.0062 | 0.37478 | 673.6592 | 0.26146 | 673.9853 | 0.43843
|  | 565.5759 | 0.013006 | 674.2178 | 0.034762 | 673.892 | 0.0065198 | 565.5759 | 0.015093 | 674.2178 | 0.010008 | 673.892 | -0.005921 | 673.892 | #REF! | 567.7021 | 0.00022949 | 674.2178 | 0.016106 | 668.69 | -0.0064771 | 674.2178 | 0.0042493 | 565.5759 | 0.22838 | 674.2178 | 0.003288 | 668.69 | -0.0016406 | 674.2178 | 0.003213 | 668.69 | 0.0066312 | 674.2178 | 0.0043267 | 567.7021 | 0.00021304 | 674.2178 | 0.028716 | 567.7021 | 0.00022354 | 674.2178 | 0.15616 | 673.8921 | 5.888 | 848.1731 | 0.019697 | 673.892 | 0.0058266 | 847.5288 | 8.7603 | 848.1731 | 0.37515 | 673.8921 | 0.26586 | 674.2178 | 0.43558
|  | 565.6925 | 0 | 674.4503 | 0.015191 | 674.1249 | 3.3154e-05 | 565.6925 | 0 | 674.4503 | -0.020349 | 674.1249 | -0.036788 | 674.1249 | #REF! | 567.8207 | 0.00044277 | 674.4503 | 0 | 668.92 | -0.017992 | 674.4503 | 0 | 565.6925 | 0.23344 | 674.4503 | 0 | 668.92 | 0.00033976 | 674.4503 | 0 | 668.92 | 0.0152 | 674.4503 | 0 | 567.8207 | 0.00038265 | 674.4503 | 0.010375 | 567.8207 | 0.00036692 | 674.4503 | 0.13149 | 674.1249 | 5.6614 | 848.3401 | 0.028093 | 674.1249 | -0.0045984 | 847.6959 | 8.8073 | 848.3401 | 0.37622 | 674.1249 | 0.25514 | 674.4503 | 0.43191
|  | 565.8091 | 0.0054477 | 674.6828 | 0.030874 | 674.3577 | 0.009058 | 565.8091 | 0.010603 | 674.6828 | 0.032562 | 674.3577 | 0.019701 | 674.3577 | #REF! | 567.9392 | 0.00021589 | 674.6828 | 0.0131 | 669.16 | -0.011275 | 674.6828 | 0.010784 | 565.8091 | 0.23757 | 674.6828 | 0.0022545 | 669.16 | -0.0033879 | 674.6828 | 0.0029196 | 669.16 | -0.0023974 | 674.6828 | 0.0030476 | 567.9392 | 0.00017027 | 674.6828 | 0.025456 | 567.9392 | 0.00015674 | 674.6828 | 0.15049 | 674.3577 | 5.427 | 848.507 | 0.022511 | 674.3577 | 0.00063975 | 847.8631 | 8.8795 | 848.507 | 0.37701 | 674.3577 | 0.25922 | 674.6828 | 0.43005
|  | 565.9258 | 0 | 674.9153 | 0.0023418 | 674.5906 | 0.0059123 | 565.9258 | 0 | 674.9153 | -0.024898 | 674.5906 | -0.015459 | 674.5906 | #REF! | 568.0578 | 0.00042842 | 674.9153 | 0 | 669.39 | -0.026148 | 674.9153 | 0 | 565.9258 | 0.23144 | 674.9153 | 0 | 669.39 | -0.0066496 | 674.9153 | 0.00028808 | 669.39 | 0.0029585 | 674.9153 | 0 | 568.0578 | 0.00036217 | 674.9153 | 0.014312 | 568.0578 | 0.00030028 | 674.9153 | 0.1231 | 674.5906 | 5.2104 | 848.6739 | 0.02537 | 674.5906 | -0.00023218 | 848.0302 | 8.9766 | 848.6739 | 0.37998 | 674.5906 | 0.25328 | 674.9153 | 0.42688
|  | 566.0424 | 0.010207 | 675.1478 | 0.020951 | 674.8234 | 0.0029923 | 566.0424 | 0.0074539 | 675.1478 | 0.016192 | 674.8234 | 0.023215 | 674.8234 | #REF! | 568.1764 | 0.00021458 | 675.1478 | 0.012697 | 669.62 | 0.02183 | 675.1478 | 0.0085837 | 566.0424 | 0.22611 | 675.1478 | 0.0019381 | 669.62 | 0.0043004 | 675.1478 | 0.002421 | 669.62 | -0.0023974 | 675.1478 | 0.0031267 | 568.1764 | 0.00019339 | 675.1478 | 0.0243 | 568.1764 | 0.0001701 | 675.1478 | 0.14037 | 674.8234 | 5.0202 | 848.8408 | 0.01829 | 674.8234 | 0.0046698 | 848.1974 | 9.1059 | 848.8408 | 0.38198 | 674.8234 | 0.2589 | 675.1478 | 0.42413
|  | 566.1591 | 0 | 675.3804 | 0.022381 | 675.0563 | -0.0013323 | 566.1591 | 0 | 675.3804 | 0.0012464 | 675.0563 | -0.0087119 | 675.0563 | #REF! | 568.295 | 0.00042712 | 675.3804 | 0 | 669.86 | -0.025668 | 675.3804 | 0 | 566.1591 | 0.2115 | 675.3804 | 0 | 669.86 | -9.7074e-06 | 675.3804 | 0 | 669.86 | -0.0028565 | 675.3804 | 0 | 568.295 | 0.00037687 | 675.3804 | 0.013792 | 568.295 | 0.0003503 | 675.3804 | 0.11472 | 675.0563 | 4.8164 | 849.0078 | 0.025189 | 675.0563 | -0.0071412 | 848.3646 | 9.096 | 849.0078 | 0.38565 | 675.0563 | 0.23521 | 675.3804 | 0.42004
|  | 566.2757 | 0 | 675.6129 | 0.029494 | 675.2892 | 0.0013736 | 566.2757 | 0.021398 | 675.6129 | 0.0117 | 675.2892 | 0.013964 | 675.2892 | #REF! | 568.4136 | 0.00021607 | 675.6129 | 0.01453 | 670.09 | -0.011275 | 675.6129 | 0.0080129 | 566.2757 | 0.21221 | 675.6129 | 0.0026314 | 670.09 | -0.0049022 | 675.6129 | 0.0019189 | 670.09 | 0.0052539 | 675.6129 | 0.0029512 | 568.4136 | 0.00018447 | 675.6129 | 0.025522 | 568.4136 | 0.00020675 | 675.6129 | 0.13198 | 675.2892 | 4.6398 | 849.1747 | 0.015385 | 675.2892 | 0.0050833 | 848.5317 | 9.2148 | 849.1747 | 0.38811 | 675.2892 | 0.2619 | 675.6129 | 0.41683
|  | 566.3924 | 0 | 675.8455 | 0.0014452 | 675.522 | -0.0047864 | 566.3924 | 0 | 675.8455 | -0.0044153 | 675.522 | -0.025908 | 675.522 | #REF! | 568.5322 | 0.00043625 | 675.8455 | 0 | 670.32 | -0.031426 | 675.8455 | 0 | 566.3924 | 0.20142 | 675.8455 | 0 | 670.32 | 0.0032519 | 675.8455 | 0 | 670.32 | -0.0025504 | 675.8455 | 0 | 568.5322 | 0.00039338 | 675.8455 | 0.0078928 | 568.5322 | 0.00034687 | 675.8455 | 0.11003 | 675.5221 | 4.4521 | 849.3416 | 0.023555 | 675.522 | -0.00086613 | 848.6989 | 9.2208 | 849.3416 | 0.39159 | 675.5221 | 0.24518 | 675.8455 | 0.41586
|  | 566.5091 | 0.0038207 | 676.0781 | 0.0076652 | 675.7549 | 0.00041323 | 566.5091 | 0.017195 | 676.0781 | -0.0091394 | 675.7549 | 0.023048 | 675.7549 | #REF! | 568.6508 | 0.00022371 | 676.078 | 0.010102 | 670.55 | 0.0064771 | 676.078 | 0.0067347 | 566.5091 | 0.21599 | 676.078 | 0.0016169 | 670.55 | -0.00047565 | 676.0781 | 0.0017047 | 670.55 | -0.010202 | 676.078 | 0.0015334 | 568.6508 | 0.0002099 | 676.078 | 0.026514 | 568.6508 | 0.00015348 | 676.0781 | 0.1199 | 675.755 | 4.3006 | 849.5086 | 0.025869 | 675.7549 | -0.0055899 | 848.8661 | 9.3444 | 849.5086 | 0.39299 | 675.755 | 0.2499 | 676.0781 | 0.41406
|  | 566.6258 | 0 | 676.3106 | -0.0089663 | 675.9879 | -0.00063045 | 566.6258 | 0 | 676.3106 | -0.014152 | 675.9879 | -0.016001 | 675.9879 | #REF! | 568.7695 | 0.00043755 | 676.3106 | 0 | 670.79 | -0.015113 | 676.3106 | 0 | 566.6258 | 0.20231 | 676.3106 | 0 | 670.79 | -0.0056011 | 676.3106 | 0.00023409 | 670.79 | -0.011426 | 676.3106 | 0 | 568.7695 | 0.00041535 | 676.3106 | 0.012314 | 568.7695 | 0.00035698 | 676.3106 | 0.10287 | 675.9879 | 4.1287 | 849.6755 | 0.020106 | 675.9879 | -0.0051971 | 849.0333 | 9.4403 | 849.6755 | 0.3961 | 675.9879 | 0.24224 | 676.3106 | 0.4104
|  | 566.7424 | 0.0051518 | 676.5432 | 0.0052684 | 676.2208 | 0.0068998 | 566.7424 | 0.002319 | 676.5432 | 0.009424 | 676.2208 | 0.01783 | 676.2208 | #REF! | 568.8881 | 0.00021645 | 676.5432 | 0.011706 | 671.02 | 0.024709 | 676.5432 | 0.0069179 | 566.7424 | 0.20795 | 676.5432 | 0.0032345 | 671.02 | -0.00024269 | 676.5432 | 0.0026073 | 671.02 | 0.0028055 | 676.5432 | 0.0024569 | 568.8881 | 0.00020578 | 676.5432 | 0.023858 | 568.8881 | 0.00020847 | 676.5432 | 0.12064 | 676.2208 | 3.9953 | 849.8425 | 0.022602 | 676.2208 | 0.0034899 | 849.2004 | 9.4855 | 849.8425 | 0.39847 | 676.2208 | 0.24626 | 676.5432 | 0.40907
|  | 566.8591 | 0 | 676.7758 | 0.0066929 | 676.4537 | -0.00010071 | 566.8591 | 0 | 676.7758 | -0.032474 | 676.4537 | -0.030567 | 676.4537 | #REF! | 569.0067 | 0.0004437 | 676.7758 | 0 | 671.25 | -0.02375 | 676.7758 | 0 | 566.8591 | 0.20835 | 676.7758 | 0 | 671.25 | -0.0096781 | 676.7758 | 0 | 671.25 | -0.014027 | 676.7758 | 0 | 569.0067 | 0.00039917 | 676.7758 | 0.01216 | 569.0067 | 0.00038199 | 676.7758 | 0.091033 | 676.4537 | 3.8263 | 850.0094 | 0.01534 | 676.4537 | -0.0032144 | 849.3676 | 9.5286 | 850.0094 | 0.40154 | 676.4537 | 0.24141 | 676.7758 | 0.40568
|  | 566.9758 | 0.0121 | 677.0084 | 0.019881 | 676.6866 | 0.0007661 | 566.9758 | 0.015284 | 677.0084 | 0.00017811 | 676.6866 | 0.01005 | 676.6866 | #REF! | 569.1253 | 0.00022762 | 677.0084 | 0.0093115 | 671.49 | -0.0026388 | 677.0084 | 0.0068707 | 566.9758 | 0.20568 | 677.0084 | 0.0015311 | 671.49 | 0.0069796 | 677.0084 | 0.0021613 | 671.49 | -0.0030095 | 677.0084 | 0.0016644 | 569.1253 | 0.00019389 | 677.0084 | 0.02562 | 569.1253 | 0.00018175 | 677.0084 | 0.11324 | 676.6866 | 3.6826 | 850.1764 | 0.024099 | 676.6866 | 0.0046625 | 849.5348 | 9.6768 | 850.1764 | 0.40298 | 676.6866 | 0.24383 | 677.0084 | 0.40418
|  | 567.0925 | 0 | 677.2411 | 0.0025094 | 676.9196 | -0.0033922 | 567.0925 | 0 | 677.2411 | -0.018338 | 676.9196 | -0.043342 | 676.9196 | #REF! | 569.2439 | 0.00043662 | 677.2411 | 0 | 671.72 | -0.032866 | 677.2411 | 0 | 567.0925 | 0.19902 | 677.2411 | 0 | 671.72 | -0.00070865 | 677.2411 | 0 | 671.72 | -0.00607 | 677.2411 | 0 | 569.2439 | 0.00037489 | 677.2411 | 0.0090959 | 569.2439 | 0.00037034 | 677.2411 | 0.087579 | 676.9196 | 3.515 | 850.3433 | 0.019879 | 676.9196 | -0.0072949 | 849.702 | 9.6893 | 850.3433 | 0.40479 | 676.9196 | 0.23687 | 677.2411 | 0.39805
|  | 567.2092 | 0 | 677.4737 | 0.028097 | 677.1525 | 0.0043165 | 567.2092 | 0.016526 | 677.4737 | 0.030385 | 677.1525 | 0.011479 | 677.1525 | #REF! | 569.3625 | 0.0002103 | 677.4737 | 0.0095577 | 671.95 | -0.0026388 | 677.4737 | 0.0055864 | 567.2092 | 0.20027 | 677.4737 | 0.0020655 | 671.95 | -0.002223 | 677.4737 | 0.0025822 | 671.95 | 0.0067842 | 677.4737 | 0.0045939 | 569.3625 | 0.0001815 | 677.4737 | 0.021664 | 569.3625 | 0.00019682 | 677.4737 | 0.10411 | 677.1526 | 3.3944 | 850.5103 | 0.026323 | 677.1525 | 0.0076569 | 849.8692 | 9.8014 | 850.5103 | 0.40618 | 677.1526 | 0.2393 | 677.4737 | 0.39555
|  | 567.3259 | 0 | 677.7064 | 0.031272 | 677.3855 | 0.0031174 | 567.3259 | 0 | 677.7064 | 0.0043416 | 677.3855 | -0.03294 | 677.3855 | #REF! | 569.4812 | 0.00042191 | 677.7063 | 0 | 672.18 | 0.013194 | 677.7063 | 0 | 567.3259 | 0.20471 | 677.7063 | 0.00057193 | 672.18 | -0.0085133 | 677.7064 | 0 | 672.18 | 0.0029585 | 677.7063 | 0 | 569.4812 | 0.00039371 | 677.7063 | 0.013562 | 569.4812 | 0.00034687 | 677.7064 | 0.083878 | 677.3855 | 3.2423 | 850.6772 | 0.019788 | 677.3855 | -0.0067698 | 850.0364 | 9.8732 | 850.6772 | 0.40943 | 677.3855 | 0.2349 | 677.7064 | 0.39278
|  | 567.4426 | 0.0070745 | 677.939 | 0.018217 | 677.6185 | 0.0031553 | 567.4426 | 0.011463 | 677.939 | 0.0071405 | 677.6185 | 0.0065276 | 677.6185 | #REF! | 569.5998 | 0.00021328 | 677.939 | 0.012777 | 672.42 | 0.027587 | 677.939 | 0.0080448 | 567.4426 | 0.18499 | 677.939 | 0.0030778 | 672.42 | -0.00070865 | 677.939 | 0.0024456 | 672.42 | 0.0034176 | 677.939 | 0.002709 | 569.5998 | 0.00021601 | 677.939 | 0.021593 | 569.5998 | 0.00016342 | 677.939 | 0.10411 | 677.6185 | 3.1544 | 850.8442 | 0.026323 | 677.6185 | 0.004224 | 850.2036 | 9.94 | 850.8442 | 0.4105 | 677.6185 | 0.24045 | 677.939 | 0.39246
|  | 567.5594 | 0 | 678.1716 | -0.0038976 | 677.8515 | 0.00024059 | 567.5594 | 0 | 678.1716 | -0.01597 | 677.8515 | -0.045699 | 677.8515 | #REF! | 569.7184 | 0.00042079 | 678.1717 | 0 | 672.65 | 0.018952 | 678.1717 | 0 | 567.5594 | 0.18641 | 678.1717 | 0 | 672.65 | -0.0075817 | 678.1716 | 0 | 672.65 | -0.0013262 | 678.1717 | 0 | 569.7184 | 0.00040594 | 678.1717 | 0.0083161 | 569.7184 | 0.0003169 | 678.1716 | 0.074257 | 677.8515 | 3.0094 | 851.0112 | 0.013479 | 677.8515 | 0.0033954 | 850.3708 | 10.036 | 851.0112 | 0.41199 | 677.8515 | 0.22889 | 678.1716 | 0.38748
|  | 567.6761 | 0.01317 | 678.4043 | 0.038257 | 678.0845 | 0.0086615 | 567.6761 | 0.018055 | 678.4043 | 0.01365 | 678.0845 | 0.020739 | 678.0845 | #REF! | 569.8371 | 0.00020993 | 678.4043 | 0.019387 | 672.88 | 0.016553 | 678.4043 | 0.0074588 | 567.6761 | 0.18615 | 678.4043 | 0.0043766 | 672.88 | -0.00070865 | 678.4043 | 0.0029503 | 672.88 | 0.0047948 | 678.4043 | 0.0027832 | 569.8371 | 0.00019372 | 678.4043 | 0.024396 | 569.8371 | 0.00016342 | 678.4043 | 0.094733 | 678.0845 | 2.9271 | 851.1781 | 0.023782 | 678.0845 | -0.0013869 | 850.538 | 10.0768 | 851.1781 | 0.41152 | 678.0845 | 0.24077 | 678.4043 | 0.38804
|  | 567.7928 | 0 | 678.637 | 0.00075237 | 678.3175 | -0.0035308 | 567.7928 | 0 | 678.637 | -0.015644 | 678.3175 | -0.0049912 | 678.3175 | #REF! | 569.9557 | 0.0004342 | 678.637 | 0 | 673.12 | -0.017512 | 678.637 | 0 | 567.7928 | 0.17633 | 678.637 | 0 | 673.12 | -0.0058343 | 678.637 | 0 | 673.12 | -0.0022444 | 678.637 | 0 | 569.9557 | 0.00037489 | 678.637 | 0.011717 | 569.9557 | 0.00036692 | 678.637 | 0.07549 | 678.3175 | 2.7986 | 851.3451 | 0.022329 | 678.3175 | -0.00060767 | 850.7052 | 10.1357 | 851.3451 | 0.4138 | 678.3175 | 0.23113 | 678.637 | 0.38577
|  | 567.9096 | 0.0060393 | 678.8697 | 0.026331 | 678.5505 | 0.010675 | 567.9096 | 0.017195 | 678.8697 | 0.0089215 | 678.5505 | 0.00042043 | 678.5505 | #REF! | 570.0743 | 0.00022595 | 678.8697 | 0.0045465 | 673.35 | 0.010315 | 678.8697 | 0.01003 | 567.9096 | 0.18162 | 678.8697 | 0.0033559 | 673.35 | 0.011173 | 678.8697 | 0.0040314 | 673.35 | 0.0034176 | 678.8697 | 0.0038567 | 570.0743 | 0.00018497 | 678.8697 | 0.019076 | 570.0743 | 0.00021343 | 678.8697 | 0.094733 | 678.5505 | 2.7172 | 851.5121 | 0.0177 | 678.5505 | 0.0036348 | 850.8725 | 10.2085 | 851.5121 | 0.41533 | 678.5505 | 0.23381 | 678.8697 | 0.38312
|  | 568.0263 | 0 | 679.1024 | 0.020476 | 678.7835 | 0.0010306 | 568.0263 | 0 | 679.1024 | -0.014332 | 678.7835 | -0.025967 | 678.7835 | #REF! | 570.193 | 0.00043662 | 679.1024 | 0 | 673.58 | 0.012235 | 679.1024 | 0 | 568.0263 | 0.1742 | 679.1024 | 0 | 673.58 | 0.0019706 | 679.1024 | 2.7757e-05 | 673.58 | 0.0093854 | 679.1024 | 0 | 570.193 | 0.00037803 | 679.1024 | 0.0080343 | 570.193 | 0.000407 | 679.1024 | 0.065622 | 678.7835 | 2.6011 | 851.6791 | 0.015567 | 678.7835 | -0.0034592 | 851.0397 | 10.2472 | 851.6791 | 0.41835 | 678.7835 | 0.22442 | 679.1024 | 0.37943
|  | 568.1431 | 0.0048561 | 679.3351 | 0.016858 | 679.0166 | 0.0046661 | 568.1431 | 0.012609 | 679.3351 | 0.013988 | 679.0166 | 0.0049248 | 679.0166 | #REF! | 570.3116 | 0.00021216 | 679.3351 | 0.0020692 | 673.82 | -0.013194 | 679.3351 | 0.0091339 | 568.1431 | 0.18424 | 679.3351 | 0.0021395 | 673.82 | -0.0042033 | 679.3351 | 0.0023569 | 673.82 | -0.0074475 | 679.3351 | 0.0025136 | 570.3116 | 0.00019603 | 679.3351 | 0.023976 | 570.3116 | 0.00019357 | 679.3351 | 0.087332 | 679.0166 | 2.5113 | 851.8461 | 0.011074 | 679.0166 | -0.001235 | 851.2069 | 10.2829 | 851.8461 | 0.42049 | 679.0166 | 0.23145 | 679.3351 | 0.37789
|  | 568.2598 | 0 | 679.5679 | 0.0095322 | 679.2496 | -0.0016928 | 568.2598 | 0 | 679.5679 | -0.010145 | 679.2496 | -0.021938 | 679.2496 | #REF! | 570.4303 | 0.00044575 | 679.5679 | 0 | 674.05 | -0.0074367 | 679.5679 | 0 | 568.2598 | 0.17305 | 679.5679 | 0 | 674.05 | 0.0051159 | 679.5679 | 0 | 674.05 | -0.016017 | 679.5679 | 0 | 570.4303 | 0.00038067 | 679.5679 | 0.01107 | 570.4303 | 0.00039535 | 679.5679 | 0.063155 | 679.2496 | 2.403 | 852.013 | 0.019924 | 679.2496 | -0.0044125 | 851.3741 | 10.3178 | 852.013 | 0.42328 | 679.2496 | 0.2227 | 679.5679 | 0.37417
|  | 568.3766 | 0.009137 | 679.8006 | 0.025732 | 679.4827 | 0.0030773 | 568.3766 | 0.012418 | 679.8006 | 0.014695 | 679.4827 | 0.016469 | 679.4827 | #REF! | 570.5489 | 0.0002347 | 679.8006 | 0.011722 | 674.28 | 0.010795 | 679.8006 | 0.0037496 | 568.3766 | 0.17553 | 679.8006 | 0.0035392 | 674.28 | -0.0032714 | 679.8006 | 0.0027228 | 674.28 | -0.0089776 | 679.8006 | 0.0031729 | 570.5489 | 0.00018728 | 679.8006 | 0.017402 | 570.5489 | 0.00020179 | 679.8006 | 0.080918 | 679.4827 | 2.3364 | 852.18 | 0.020287 | 679.4827 | -0.0020836 | 851.5414 | 10.393 | 852.18 | 0.4242 | 679.4827 | 0.22774 | 679.8006 | 0.37168
|  | 568.4934 | 0 | 680.0333 | 0.0021437 | 679.7158 | 0.0030159 | 568.4934 | 0 | 680.0333 | -0.02584 | 679.7158 | -0.025087 | 679.7158 | #REF! | 570.6676 | 0.00044537 | 680.0333 | 0 | 674.51 | 0.011755 | 680.0333 | 0 | 568.4934 | 0.1679 | 680.0333 | 0 | 674.51 | -0.015736 | 680.0333 | 0 | 674.51 | -0.01617 | 680.0333 | 0 | 570.6676 | 0.00038364 | 680.0333 | 0.0074604 | 570.6676 | 0.00037531 | 680.0333 | 0.062415 | 679.7158 | 2.2309 | 852.347 | 0.018835 | 679.7158 | -0.0024965 | 851.7086 | 10.3836 | 852.347 | 0.42462 | 679.7158 | 0.21861 | 680.0333 | 0.36964
|  | 568.6101 | 0 | 680.2661 | 0.028173 | 679.9488 | 0.0064671 | 568.6101 | 0.017768 | 680.2661 | 0.002053 | 679.9488 | 0.028012 | 679.9488 | #REF! | 570.7863 | 0.00021738 | 680.2661 | 0.0099644 | 674.75 | -0.0002399 | 680.2661 | 0.0078747 | 568.6101 | 0.17038 | 680.2661 | 0.0032692 | 674.75 | 0.0016211 | 680.2661 | 0.00279 | 674.75 | 0.00051009 | 680.2661 | 0.0032411 | 570.7863 | 0.00020066 | 680.2661 | 0.01899 | 570.7863 | 0.00017352 | 680.2661 | 0.074504 | 679.9488 | 2.1684 | 852.514 | 0.020423 | 679.9488 | 0.00028316 | 851.8759 | 10.527 | 852.514 | 0.42406 | 679.9488 | 0.22621 | 680.2661 | 0.36838
|  | 568.7269 | 0 | 680.4988 | -0.011862 | 680.1819 | -0.0013163 | 568.7269 | 0 | 680.4988 | -0.002408 | 680.1819 | -0.025493 | 680.1819 | #REF! | 570.9049 | 0.00044463 | 680.4989 | 0 | 674.98 | 0.0064771 | 680.4989 | 0 | 568.7269 | 0.16612 | 680.4989 | 0 | 674.98 | -0.0040868 | 680.4988 | 0 | 674.98 | -0.0023974 | 680.4989 | 0 | 570.9049 | 0.00037753 | 680.4989 | 0.0062793 | 570.9049 | 0.00038696 | 680.4988 | 0.054768 | 680.1819 | 2.0662 | 852.681 | 0.017292 | 680.1819 | 0.0013451 | 852.0431 | 10.4696 | 852.681 | 0.42574 | 680.1819 | 0.22168 | 680.4988 | 0.36477
|  | 568.8437 | 0.0093016 | 680.7316 | 0.029586 | 680.415 | 0.0047814 | 568.8437 | 0.012227 | 680.7316 | 0.02059 | 680.415 | 0.0049367 | 680.415 | #REF! | 571.0236 | 0.0002334 | 680.7316 | 0.0015331 | 675.21 | 0.015113 | 680.7316 | 0.0088219 | 568.8437 | 0.16847 | 680.7316 | 0.0028335 | 675.21 | -0.0030384 | 680.7316 | 0.0029452 | 675.21 | -0.0092835 | 680.7316 | 0.0029675 | 571.0236 | 0.00017869 | 680.7316 | 0.023811 | 571.0236 | 0.00021343 | 680.7316 | 0.072777 | 680.415 | 2.0179 | 852.848 | 0.023373 | 680.415 | 0.0021063 | 852.2104 | 10.5489 | 852.848 | 0.42685 | 680.415 | 0.21976 | 680.7316 | 0.36315
|  | 568.9605 | 0 | 680.9644 | 0.0082739 | 680.6481 | 0.0011358 | 568.9605 | 0 | 680.9644 | -0.022024 | 680.6481 | -0.029517 | 680.6481 | #REF! | 571.1422 | 0.00044277 | 680.9644 | 0 | 675.45 | -0.0074367 | 680.9644 | 0 | 568.9605 | 0.17895 | 680.9644 | 0 | 675.45 | 0.0059312 | 680.9644 | 0 | 675.45 | 0.011069 | 680.9644 | 0 | 571.1422 | 0.00033905 | 680.9644 | 0.003455 | 571.1422 | 0.00041693 | 680.9644 | 0.052794 | 680.6481 | 1.9059 | 853.015 | 0.018653 | 680.6481 | 0.0053236 | 852.3776 | 10.6011 | 853.015 | 0.43024 | 680.6481 | 0.2137 | 680.9644 | 0.35917
|  | 569.0773 | 0.0048561 | 681.1972 | 0.0084203 | 680.8813 | 0.0016634 | 569.0773 | 0.0094417 | 681.1972 | 0.018079 | 680.8813 | 0.0047858 | 680.8813 | #REF! | 571.2609 | 0.00021514 | 681.1972 | 0.020642 | 675.68 | -0.0074367 | 681.1972 | 0.0092497 | 569.0773 | 0.15728 | 681.1972 | 0.0037069 | 675.68 | -0.007698 | 681.1972 | 0.0026082 | 675.68 | -0.0025504 | 681.1972 | 0.0014422 | 571.2609 | 0.00016416 | 681.1972 | 0.016902 | 571.2609 | 0.0002035 | 681.1972 | 0.071543 | 680.8813 | 1.8672 | 853.182 | 0.01534 | 680.8813 | 0.011635 | 852.5449 | 10.607 | 853.182 | 0.43187 | 680.8813 | 0.21759 | 681.1972 | 0.35659
|  | 569.1941 | 0 | 681.4301 | -0.0015027 | 681.1144 | -0.0033717 | 569.1941 | 0 | 681.4301 | 0.0029618 | 681.1144 | -0.038223 | 681.1144 | #REF! | 571.3796 | 0.00043271 | 681.43 | 0 | 675.91 | -0.0016793 | 681.43 | 0 | 569.1941 | 0.15542 | 681.43 | 0 | 675.91 | -0.013057 | 681.4301 | 0 | 675.91 | -0.0022444 | 681.43 | 0 | 571.3796 | 0.00034797 | 681.43 | 0.0053374 | 571.3796 | 0.00035527 | 681.4301 | 0.049834 | 681.1144 | 1.7913 | 853.349 | 0.019561 | 681.1144 | 0.00045188 | 852.7121 | 10.6444 | 853.349 | 0.4361 | 681.1144 | 0.21351 | 681.4301 | 0.35358
|  | 569.3109 | 0.010619 | 681.6628 | 0.041859 | 681.3475 | 0.0059153 | 569.3109 | 0.013374 | 681.6628 | 0.027552 | 681.3475 | 0.0076847 | 681.3475 | #REF! | 571.4983 | 0.0002185 | 681.6628 | 0.017737 | 676.15 | -0.0011995 | 681.6628 | 0.0068586 | 569.3109 | 0.15728 | 681.6628 | 0.0024577 | 676.15 | -0.0010581 | 681.6628 | 0.0020963 | 676.15 | -0.0025504 | 681.6628 | 0.0044422 | 571.4983 | 0.00018645 | 681.6628 | 0.017119 | 571.4983 | 0.00015177 | 681.6628 | 0.063155 | 681.3475 | 1.7412 | 853.516 | 0.019062 | 681.3475 | 0.002683 | 852.8794 | 10.6628 | 853.516 | 0.43953 | 681.3475 | 0.219 | 681.6628 | 0.35301
|  | 569.4277 | 0 | 681.8957 | -0.0025228 | 681.5807 | 0.0014334 | 569.4277 | 0 | 681.8957 | -0.012905 | 681.5807 | -0.022775 | 681.5807 | #REF! | 571.6169 | 0.00043196 | 681.8957 | 0 | 676.38 | -0.016553 | 681.8957 | 0 | 569.4277 | 0.16687 | 681.8957 | 0 | 676.38 | -0.0025725 | 681.8957 | 0 | 676.38 | 0.0034176 | 681.8957 | 0 | 571.6169 | 0.00035606 | 681.8957 | 0.0079613 | 571.6169 | 0.00035527 | 681.8957 | 0.048353 | 681.5807 | 1.6465 | 853.6831 | 0.018744 | 681.5807 | -0.0052636 | 853.0467 | 10.5898 | 853.6831 | 0.4445 | 681.5807 | 0.19806 | 681.8957 | 0.34751
|  | 569.5446 | 0.01317 | 682.1285 | 0.013443 | 681.8138 | 0.0046376 | 569.5446 | 0.012132 | 682.1285 | 0.013813 | 681.8138 | 0.013043 | 681.8138 | #REF! | 571.7356 | 0.00021458 | 682.1285 | 0.0212 | 676.61 | 0.018472 | 682.1285 | 0.0026229 | 569.5446 | 0.15022 | 682.1285 | 0.00072325 | 676.61 | -0.0033879 | 682.1285 | 0.0015031 | 676.61 | 0.0049478 | 682.1285 | 0.00098181 | 571.7356 | 0.00017225 | 682.1285 | 0.018982 | 571.7356 | 0.0002035 | 682.1285 | 0.065869 | 681.8138 | 1.6101 | 853.8501 | 0.023464 | 681.8138 | 0.0044167 | 853.2139 | 10.7239 | 853.8501 | 0.44618 | 681.8138 | 0.22717 | 682.1285 | 0.34699
|  | 569.6614 | 0.00088884 | 682.3614 | 0.015003 | 682.047 | 0.0025851 | 569.6614 | 0 | 682.3614 | -0.013574 | 682.047 | -0.018436 | 682.047 | #REF! | 571.8543 | 0.00041296 | 682.3614 | 0 | 676.85 | -0.018472 | 682.3614 | 0 | 569.6614 | 0.16399 | 682.3614 | 0 | 676.85 | -0.006999 | 682.3614 | 0.00026473 | 676.85 | -0.007141 | 682.3614 | 0 | 571.8543 | 0.00034714 | 682.3614 | 0.0030721 | 571.8543 | 0.00037702 | 682.3614 | 0.045146 | 682.047 | 1.536 | 854.0171 | 0.024417 | 682.047 | 0.0024462 | 853.3812 | 10.5898 | 854.0171 | 0.4485 | 682.047 | 0.2121 | 682.3614 | 0.34391
|  | 569.7782 | 0.0016023 | 682.5942 | 0.027946 | 682.2802 | 0.0071171 | 569.7782 | 0.01175 | 682.5942 | -0.0002756 | 682.2802 | 0.012635 | 682.2802 | #REF! | 571.973 | 0.00020248 | 682.5942 | 0.013788 | 677.08 | 0.015593 | 682.5942 | 0.00476 | 569.7782 | 0.15071 | 682.5942 | 0.0033339 | 677.08 | -0.00082513 | 682.5942 | 0.0028858 | 677.08 | 0.0031115 | 682.5942 | 0.0025018 | 571.973 | 0.00017605 | 682.5942 | 0.019855 | 571.973 | 0.00017352 | 682.5942 | 0.064882 | 682.2802 | 1.5127 | 854.1841 | 0.021694 | 682.2802 | 0.0028652 | 853.5485 | 10.6814 | 854.1841 | 0.44933 | 682.2802 | 0.21255 | 682.5942 | 0.34323
|  | 569.8951 | 0 | 682.8271 | 0.011044 | 682.5134 | -0.0025233 | 569.8951 | 0 | 682.8271 | -0.015857 | 682.5134 | -0.043859 | 682.5134 | #REF! | 572.0917 | 0.00039601 | 682.8271 | 0 | 677.31 | -0.0055175 | 682.8271 | 0 | 569.8951 | 0.14369 | 682.8271 | 0 | 677.31 | -0.0030384 | 682.8271 | 0 | 677.31 | -0.0066822 | 682.8271 | 0 | 572.0917 | 0.00032914 | 682.8271 | 0 | 572.0917 | 0.00035698 | 682.8271 | 0.04638 | 682.5134 | 1.4293 | 854.3511 | 0.017882 | 682.5134 | -0.0063998 | 853.7158 | 10.6957 | 854.3511 | 0.45277 | 682.5134 | 0.20667 | 682.8271 | 0.34058
|  | 570.0119 | 0.010454 | 683.06 | 0.035756 | 682.7466 | 0.0014563 | 570.0119 | 0.00099385 | 683.06 | -0.0016179 | 682.7466 | 0.016953 | 682.7466 | #REF! | 572.2104 | 0.00019652 | 683.06 | 0.0044092 | 677.54 | 0.0059973 | 683.06 | 0.0077454 | 570.0119 | 0.15488 | 683.06 | 0.002186 | 677.54 | -0.0028054 | 683.06 | 0.0013145 | 677.54 | 5.1009e-05 | 683.06 | 0.0021914 | 572.2104 | 0.00015375 | 683.06 | 0.011626 | 572.2104 | 0.00018346 | 683.06 | 0.059208 | 682.7466 | 1.3808 | 854.5182 | 0.022829 | 682.7466 | 0.0085166 | 853.8831 | 10.7166 | 854.5182 | 0.45593 | 682.7466 | 0.21178 | 683.06 | 0.3392
|  | 570.1288 | 0 | 683.2928 | -0.00055381 | 682.9798 | -0.0019094 | 570.1288 | 0 | 683.2928 | -0.0036068 | 682.9798 | -0.029445 | 682.9798 | #REF! | 572.3291 | 0.00040719 | 683.2929 | 0 | 677.78 | -0.036225 | 683.2929 | 0 | 570.1288 | 0.14911 | 683.2929 | 0 | 677.78 | 0.0032519 | 683.2928 | 0 | 677.78 | 0.0038766 | 683.2929 | 0 | 572.3291 | 0.00031874 | 683.2929 | 0 | 572.3291 | 0.00035698 | 683.2929 | 0.038732 | 682.9798 | 1.3287 | 854.6852 | 0.017382 | 682.9798 | -0.0069013 | 854.0503 | 10.6567 | 854.6852 | 0.46155 | 682.9798 | 0.20431 | 683.2928 | 0.33695
|  | 570.2456 | 0.0016023 | 683.5258 | 0.037554 | 683.213 | 0.00090555 | 570.2456 | 0.0092761 | 683.5258 | 0.0048836 | 683.213 | 0.0048662 | 683.213 | #REF! | 572.4478 | 0.00021347 | 683.5258 | 0.011459 | 678.01 | 0.018472 | 683.5258 | 0.0067024 | 570.2456 | 0.14543 | 683.5258 | 0.0025764 | 678.01 | 0.0081444 | 683.5258 | 0.0023337 | 678.01 | 0.014436 | 683.5258 | 0.0013749 | 572.4478 | 0.00016564 | 683.5258 | 0.015823 | 572.4478 | 0.00017352 | 683.5258 | 0.056988 | 683.213 | 1.3109 | 854.8523 | 0.027549 | 683.213 | 0.0065695 | 854.2176 | 10.7181 | 854.8523 | 0.46508 | 683.213 | 0.21408 | 683.5258 | 0.33613
|  | 570.3625 | 0 | 683.7587 | 0.0090131 | 683.4462 | -0.0069273 | 570.3625 | 0 | 683.7587 | -0.014974 | 683.4462 | -0.028933 | 683.4462 | #REF! | 572.5665 | 0.00043662 | 683.7587 | 0 | 678.24 | -0.050617 | 683.7587 | 0 | 570.3625 | 0.1433 | 683.7587 | 0 | 678.24 | -0.012358 | 683.7587 | 0 | 678.24 | -0.0049988 | 683.7587 | 0 | 572.5665 | 0.00033492 | 683.7587 | 0.003429 | 572.5665 | 0.00040203 | 683.7587 | 0.034291 | 683.4462 | 1.2395 | 855.0193 | 0.016838 | 683.4462 | -0.0023229 | 854.3849 | 10.6723 | 855.0193 | 0.46871 | 683.4462 | 0.20227 | 683.7587 | 0.33344
|  | 570.4794 | 0.0069267 | 683.9916 | 0.014883 | 683.6795 | 0.0038223 | 570.4794 | 0.023213 | 683.9916 | 0.023073 | 683.6795 | 0.014685 | 683.6795 | #REF! | 572.6852 | 0.00022669 | 683.9916 | 0.014221 | 678.48 | -0.015113 | 683.9916 | 0.0072857 | 570.4794 | 0.14947 | 683.9916 | 0.0010628 | 678.48 | -0.001757 | 683.9916 | 0.0020159 | 678.48 | 0.0037236 | 683.9916 | 0.003504 | 572.6852 | 0.00016928 | 683.9916 | 0.022147 | 572.6852 | 0.00022851 | 683.9916 | 0.053534 | 683.6795 | 1.2187 | 855.1863 | 0.022193 | 683.6795 | 0.0014498 | 854.5522 | 10.621 | 855.1863 | 0.46977 | 683.6795 | 0.20923 | 683.9916 | 0.3317
|  | 570.5962 | 0 | 684.2245 | 0.018464 | 683.9127 | -0.0037324 | 570.5962 | 0 | 684.2245 | -0.0092073 | 683.9127 | -0.028662 | 683.9127 | #REF! | 572.8039 | 0.00043271 | 684.2245 | 0 | 678.71 | 0.017512 | 684.2245 | 0 | 570.5962 | 0.14014 | 684.2245 | 0 | 678.71 | -0.0081638 | 684.2245 | 0 | 678.71 | -0.0049988 | 684.2245 | 0 | 572.8039 | 0.00032865 | 684.2245 | 0.003183 | 572.8039 | 0.00041197 | 684.2246 | 0.037992 | 683.9127 | 1.1594 | 855.3534 | 0.017609 | 683.9127 | -0.0055589 | 854.7195 | 10.6106 | 855.3534 | 0.47196 | 683.9127 | 0.20074 | 684.2245 | 0.32828
|  | 570.7131 | 0.0066309 | 684.4575 | 0.028477 | 684.146 | -0.0045886 | 570.7131 | 0.0072884 | 684.4575 | 0.0063736 | 684.146 | 0.011601 | 684.146 | #REF! | 572.9226 | 0.00020993 | 684.4575 | 0.0042587 | 678.94 | 0.025189 | 684.4575 | 0.0064486 | 570.7131 | 0.15386 | 684.4575 | 0.0011291 | 678.94 | -0.0031549 | 684.4575 | 0.0019927 | 678.94 | -0.0040807 | 684.4575 | 0.0022887 | 572.9226 | 0.00015953 | 684.4575 | 0.01603 | 572.9226 | 0.00018346 | 684.4575 | 0.053781 | 684.146 | 1.1218 | 855.5204 | 0.022965 | 684.146 | -0.0027405 | 854.8868 | 10.6184 | 855.5204 | 0.47238 | 684.146 | 0.20227 | 684.4575 | 0.32635
|  | 570.83 | 0 | 684.6904 | 0.011091 | 684.3793 | -0.00056974 | 570.83 | 0 | 684.6904 | -0.025956 | 684.3793 | -0.038949 | 684.3793 | #REF! | 573.0413 | 0.00041893 | 684.6904 | 0 | 679.18 | 0.028548 | 684.6904 | 0 | 570.83 | 0.13823 | 684.6904 | 0 | 679.18 | -0.0018735 | 684.6904 | 0.00019076 | 679.18 | 0.0075495 | 684.6904 | 0 | 573.0413 | 0.00032749 | 684.6904 | 0.0018432 | 573.0413 | 0.00034687 | 684.6904 | 0.030344 | 684.3793 | 1.0615 | 855.6875 | 0.015794 | 684.3793 | -0.00020172 | 855.0541 | 10.5492 | 855.6875 | 0.47321 | 684.3793 | 0.19576 | 684.6904 | 0.32076
|  | 570.9469 | 0.016957 | 684.9234 | 0.013775 | 684.6125 | 0.00058435 | 570.9469 | 0.0096482 | 684.9234 | 0.02136 | 684.6125 | 0.011258 | 684.6125 | #REF! | 573.16 | 0.00021291 | 684.9234 | 0.0086507 | 679.41 | 0.016073 | 684.9234 | 0.0083753 | 570.9469 | 0.14796 | 684.9234 | 0.0035553 | 679.41 | 0.002786 | 684.9234 | 0.0025657 | 679.41 | -0.0007141 | 684.9234 | 0.0043394 | 573.16 | 0.00016812 | 684.9234 | 0.019256 | 573.16 | 0.00016684 | 684.9234 | 0.051807 | 684.6125 | 1.034 | 855.8545 | 0.023282 | 684.6125 | 0.0093946 | 855.2215 | 10.5289 | 855.8545 | 0.47326 | 684.6125 | 0.20355 | 684.9234 | 0.31967
|  | 571.0638 | 0 | 685.1564 | 0.0087624 | 684.8458 | -0.0064208 | 571.0638 | 0 | 685.1564 | -0.023097 | 684.8458 | -0.033839 | 684.8458 | #REF! | 573.2787 | 0.00042582 | 685.1564 | 0 | 679.64 | -0.0098357 | 685.1564 | 0 | 571.0638 | 0.1365 | 685.1564 | 0 | 679.64 | 0.0040674 | 685.1564 | 0 | 679.64 | -0.0039276 | 685.1564 | 0 | 573.2787 | 0.00033756 | 685.1564 | 0.003732 | 573.2787 | 0.00032032 | 685.1564 | 0.029357 | 684.8458 | 0.98535 | 856.0216 | 0.016611 | 684.8458 | -0.0075667 | 855.3888 | 10.4454 | 856.0216 | 0.47553 | 684.8458 | 0.1962 | 685.1564 | 0.3186
|  | 571.1807 | 0.012841 | 685.3893 | 0.021415 | 685.0791 | 0.0052247 | 571.1807 | 0.010603 | 685.3893 | 0.014705 | 685.0791 | 0.0075118 | 685.0791 | #REF! | 573.3975 | 0.00021328 | 685.3893 | 0.0087992 | 679.88 | 0.012714 | 685.3893 | 0.0053506 | 571.1807 | 0.13561 | 685.3893 | 0.0049337 | 679.88 | -0.00059213 | 685.3893 | 0.0025313 | 679.88 | 0.0093854 | 685.3893 | 0.0031732 | 573.3975 | 0.00016961 | 685.3893 | 0.016648 | 573.3975 | 0.00015674 | 685.3893 | 0.046133 | 685.0791 | 0.97639 | 856.1887 | 0.024735 | 685.0791 | 0.0097097 | 855.5561 | 10.4541 | 856.1887 | 0.47786 | 685.0791 | 0.19946 | 685.3893 | 0.31733
|  | 571.2976 | 0 | 685.6223 | 0.00081825 | 685.3124 | 0.0017106 | 571.2976 | 0 | 685.6223 | -0.0019585 | 685.3124 | -0.039316 | 685.3124 | #REF! | 573.5162 | 0.0004355 | 685.6223 | 0 | 680.11 | -0.029987 | 685.6223 | 0 | 571.2976 | 0.14432 | 685.6223 | 0 | 680.11 | -0.0056011 | 685.6223 | 0 | 680.11 | -0.010355 | 685.6223 | 0 | 573.5162 | 0.000345 | 685.6223 | 0 | 573.5162 | 0.00030696 | 685.6223 | 0.024917 | 685.3124 | 0.91347 | 856.3557 | 0.017609 | 685.3124 | -0.0001114 | 855.7234 | 10.4102 | 856.3557 | 0.48143 | 685.3124 | 0.18873 | 685.6223 | 0.31355
|  | 571.4145 | 0.0038207 | 685.8553 | 0.017294 | 685.5458 | 0.0021439 | 571.4145 | 0.015093 | 685.8553 | -0.00776 | 685.5458 | 0.02433 | 685.5458 | #REF! | 573.6349 | 0.00022241 | 685.8553 | 0.014656 | 680.34 | -0.0079165 | 685.8553 | 0.01368 | 571.4145 | 0.1361 | 685.8553 | 0.0020333 | 680.34 | -0.002223 | 685.8553 | 0.0025697 | 680.34 | -0.0066822 | 685.8553 | 0.0038341 | 573.6349 | 0.00017539 | 685.8553 | 0.019862 | 573.6349 | 0.00015348 | 685.8554 | 0.050327 | 685.5458 | 0.8988 | 856.5228 | 0.023282 | 685.5458 | 0.0085297 | 855.8908 | 10.4425 | 856.5228 | 0.48301 | 685.5458 | 0.1992 | 685.8553 | 0.31356
|  | 571.5315 | 0 | 686.0883 | 0.018127 | 685.7791 | -0.0015707 | 571.5315 | 0 | 686.0883 | -0.042103 | 685.7791 | -0.054955 | 685.7791 | #REF! | 573.7537 | 0.00044407 | 686.0883 | 0 | 680.58 | -0.00071969 | 686.0883 | 0 | 571.5315 | 0.13246 | 686.0883 | 0 | 680.58 | 0.00045625 | 686.0883 | 0 | 680.58 | 0.0066312 | 686.0883 | 0 | 573.7537 | 0.00030982 | 686.0883 | 0.0024719 | 573.7537 | 0.00035698 | 686.0883 | 0.028371 | 685.7791 | 0.86073 | 856.6898 | 0.021467 | 685.7791 | -0.0058872 | 856.0581 | 10.3118 | 856.6898 | 0.48561 | 685.7791 | 0.18918 | 686.0883 | 0.3111
|  | 571.6484 | 0.013006 | 686.3214 | -0.0039466 | 686.0124 | 0.004042 | 571.6484 | 0.013374 | 686.3214 | 0.003084 | 686.0124 | 0.0093569 | 686.0124 | #REF! | 573.8724 | 0.00022204 | 686.3214 | 0.014554 | 680.81 | -0.020391 | 686.3214 | 0.0057847 | 571.6484 | 0.13734 | 686.3214 | 0.004001 | 680.81 | -0.0063001 | 686.3214 | 0.0020426 | 680.81 | -0.0036216 | 686.3214 | 0.0031798 | 573.8724 | 0.00013427 | 686.3214 | 0.016005 | 573.8724 | 0.0002035 | 686.3214 | 0.046626 | 686.0124 | 0.85279 | 856.8569 | 0.021558 | 686.0124 | -0.0011841 | 856.2254 | 10.2079 | 856.8569 | 0.48733 | 686.0124 | 0.19684 | 686.3214 | 0.31091
|  | 571.7654 | 0 | 686.5544 | 0.0097294 | 686.2458 | 0.00039977 | 571.7654 | 0 | 686.5544 | -0.011616 | 686.2458 | -0.04933 | 686.2458 | #REF! | 573.9911 | 0.00042377 | 686.5544 | 0 | 681.04 | -0.004558 | 686.5544 | 0 | 571.7654 | 0.13082 | 686.5544 | 0 | 681.04 | -0.01061 | 686.5544 | 0 | 681.04 | -0.0068351 | 686.5544 | 0 | 573.9911 | 0.00029991 | 686.5544 | 0.0010313 | 573.9911 | 0.00035698 | 686.5544 | 0.022006 | 686.2458 | 0.80636 | 857.024 | 0.021876 | 686.2458 | -0.00072738 | 856.3927 | 10.1625 | 857.024 | 0.49086 | 686.2458 | 0.18688 | 686.5544 | 0.30742
|  | 571.8823 | 0 | 686.7874 | 0.026949 | 686.4791 | 0.0051838 | 571.8823 | 0.017195 | 686.7874 | 0.0030267 | 686.4791 | -0.002779 | 686.4791 | #REF! | 574.1099 | 0.0002021 | 686.7874 | 0.015329 | 681.28 | -0.015113 | 686.7874 | 0.0095968 | 571.8823 | 0.13255 | 686.7874 | 0.0031972 | 681.28 | -0.002456 | 686.7874 | 0.0029361 | 681.28 | -0.0068351 | 686.7874 | 0.0037545 | 574.1099 | 0.00016614 | 686.7874 | 0.014994 | 574.1099 | 0.00015674 | 686.7874 | 0.043666 | 686.4791 | 0.79801 | 857.1911 | 0.025915 | 686.4791 | 0.0051345 | 856.5601 | 10.1232 | 857.1911 | 0.49277 | 686.4791 | 0.19601 | 686.7874 | 0.30757
|  | 571.9992 | 0 | 687.0205 | 0.01019 | 686.7125 | -0.00077061 | 571.9992 | 0 | 687.0205 | -0.033929 | 686.7125 | -0.025749 | 686.7125 | #REF! | 574.2286 | 0.00040421 | 687.0205 | 0 | 681.51 | -0.020391 | 687.0205 | 0 | 571.9992 | 0.12287 | 687.0205 | 0 | 681.51 | 0.00045625 | 687.0205 | 0 | 681.51 | 0.0049478 | 687.0205 | 0 | 574.2286 | 0.00031989 | 687.0205 | 0.0017006 | 574.2286 | 0.00031022 | 687.0205 | 0.025904 | 686.7125 | 0.75321 | 857.3582 | 0.025552 | 686.7125 | -0.01297 | 856.7274 | 9.9984 | 857.3582 | 0.49588 | 686.7125 | 0.19052 | 687.0205 | 0.3048
|  | 572.1162 | 0.0057434 | 687.2535 | 0.0071046 | 686.9459 | 0.014879 | 572.1162 | 0.0074539 | 687.2535 | 0.022497 | 686.9459 | 0.016384 | 686.9459 | #REF! | 574.3474 | 0.00020248 | 687.2536 | 0.015331 | 681.74 | 0.0011995 | 687.2536 | 0.012835 | 572.1162 | 0.12123 | 687.2536 | 0.00472 | 681.74 | -0.0029219 | 687.2535 | 0.00371 | 681.74 | 0.00035706 | 687.2536 | 0.0043841 | 574.3474 | 0.00015425 | 687.2536 | 0.015162 | 574.3474 | 0.00015674 | 687.2535 | 0.046626 | 686.9459 | 0.75708 | 857.5252 | 0.026187 | 686.9459 | 0.012063 | 856.8948 | 9.9915 | 857.5252 | 0.49732 | 686.9459 | 0.19314 | 687.2535 | 0.30225
|  | 572.2332 | 0 | 687.4866 | 0.028873 | 687.1793 | -0.001223 | 572.2332 | 0 | 687.4866 | -0.0017046 | 687.1793 | -0.015036 | 687.1793 | #REF! | 574.4661 | 0.00041948 | 687.4866 | 0 | 681.98 | -0.019911 | 687.4866 | 0 | 572.2332 | 0.12327 | 687.4866 | 0 | 681.98 | -0.014804 | 687.4866 | 0 | 681.98 | 0.00020403 | 687.4866 | 0 | 574.4661 | 0.00030916 | 687.4866 | 0.0035282 | 574.4661 | 0.00034687 | 687.4866 | 0.02394 | 687.1793 | 0.70821 | 857.6923 | 0.0177 | 687.1793 | 0.004909 | 857.0621 | 9.9427 | 857.6923 | 0.50053 | 687.1793 | 0.18343 | 687.4866 | 0.29966
|  | 572.3501 | 0 | 687.7197 | 0.036995 | 687.4127 | 0.0046386 | 572.3501 | 0.01987 | 687.7197 | -0.0064087 | 687.4127 | 0.010989 | 687.4127 | #REF! | 574.5848 | 0.00021812 | 687.7197 | 0.022723 | 682.21 | -0.0026388 | 687.7197 | 0.0067411 | 572.3501 | 0.13268 | 687.7197 | 0.0035067 | 682.21 | -0.0071154 | 687.7197 | 0.0020399 | 682.21 | -0.0030095 | 687.7197 | 0.0012342 | 574.5848 | 0.0001554 | 687.7197 | 0.011496 | 574.5848 | 0.00019357 | 687.7197 | 0.044653 | 687.4127 | 0.69783 | 857.8594 | 0.021149 | 687.4127 | 0.0042484 | 857.2295 | 9.7935 | 857.8594 | 0.50206 | 687.4127 | 0.18784 | 687.7197 | 0.29707
|  | 572.4671 | 0 | 687.9528 | 0.011241 | 687.6461 | -0.0059459 | 572.4671 | 0 | 687.9528 | -0.0034276 | 687.6461 | -0.024967 | 687.6461 | #REF! | 574.7036 | 0.00042153 | 687.9528 | 0 | 682.44 | -0.002159 | 687.9528 | 0 | 572.4671 | 0.12327 | 687.9528 | 0 | 682.44 | -0.0047858 | 687.9528 | 0 | 682.44 | -0.0031625 | 687.9528 | 0 | 574.7036 | 0.00032799 | 687.9528 | 0 | 574.7036 | 0.00035698 | 687.9528 | 0.021566 | 687.6461 | 0.66952 | 858.0265 | 0.018018 | 687.6461 | -0.0045415 | 857.3969 | 9.664 | 858.0265 | 0.50652 | 687.6461 | 0.1849 | 687.9528 | 0.29487
|  | 572.5841 | 0.0038207 | 688.1859 | 0.029597 | 687.8795 | 0.0040862 | 572.5841 | 0.018341 | 688.1859 | 0.0092055 | 687.8795 | -0.02007 | 687.8795 | #REF! | 574.8224 | 0.00020434 | 688.1859 | 0.023058 | 682.68 | 0.02375 | 688.1859 | 0.0054441 | 572.5841 | 0.125 | 688.1859 | 0.0033746 | 682.68 | 0.0060475 | 688.1859 | 0.0022596 | 682.68 | 0.00709 | 688.1859 | 0.0033484 | 574.8224 | 0.00017258 | 688.1859 | 0.017253 | 574.8224 | 0.00016342 | 688.1859 | 0.043419 | 687.8795 | 0.6626 | 858.1936 | 0.021558 | 687.8795 | 0.002044 | 857.5642 | 9.6773 | 858.1936 | 0.50968 | 687.8795 | 0.18905 | 688.1859 | 0.29366
|  | 572.7011 | 0 | 688.419 | 0.0039507 | 688.1129 | 0.0013258 | 572.7011 | 0 | 688.419 | -0.011316 | 688.1129 | -0.039812 | 688.1129 | #REF! | 574.9411 | 0.00038912 | 688.419 | 0 | 682.91 | -0.010315 | 688.419 | 0 | 572.7011 | 0.11368 | 688.419 | 0 | 682.91 | -0.0059506 | 688.419 | 0 | 682.91 | -0.012956 | 688.419 | 0 | 574.9411 | 0.00033459 | 688.419 | 0 | 574.9411 | 0.00034019 | 688.419 | 0.01916 | 688.1129 | 0.62024 | 858.3607 | 0.0177 | 688.1129 | -0.0089702 | 857.7316 | 9.5125 | 858.3607 | 0.51376 | 688.1129 | 0.16607 | 688.419 | 0.29025
|  | 572.8181 | 0 | 688.6522 | 0.0095481 | 688.3464 | 0.0054654 | 572.8181 | 0.013278 | 688.6522 | -0.0030441 | 688.3464 | 0.0077536 | 688.3464 | #REF! | 575.0599 | 0.00018832 | 688.6522 | 0.010531 | 683.14 | -0.0064771 | 688.6522 | 0.011009 | 572.8181 | 0.11972 | 688.6522 | 0.0050871 | 683.14 | 0.0082607 | 688.6522 | 0.003007 | 683.14 | 0.013364 | 688.6522 | 0.0021616 | 575.0599 | 0.00016218 | 688.6522 | 0.011574 | 575.0599 | 0.00017678 | 688.6522 | 0.036018 | 688.3464 | 0.6235 | 858.5278 | 0.02065 | 688.3464 | 0.0032119 | 857.899 | 9.3804 | 858.5278 | 0.51474 | 688.3464 | 0.19276 | 688.6522 | 0.28929
|  | 572.9351 | 0 | 688.8853 | -0.0099847 | 688.5798 | -0.00011702 | 572.9351 | 0 | 688.8853 | -0.027629 | 688.5798 | -0.027927 | 688.5798 | #REF! | 575.1786 | 0.00037217 | 688.8853 | 0 | 683.38 | 0.0074367 | 688.8853 | 0 | 572.9351 | 0.11492 | 688.8853 | 0 | 683.38 | -0.010843 | 688.8853 | 0 | 683.38 | -0.0053048 | 688.8853 | 0 | 575.1786 | 0.0002796 | 688.8853 | 0 | 575.1786 | 0.00037034 | 688.8853 | 0.021954 | 688.5798 | 0.5785 | 858.6949 | 0.013979 | 688.5798 | 0.00082572 | 858.0663 | 9.3004 | 858.6949 | 0.51753 | 688.5798 | 0.17628 | 688.8853 | 0.28624
|  | 573.0521 | 0.0021939 | 689.1185 | 0.038893 | 688.8133 | 0.0044803 | 573.0521 | 0.0084479 | 689.1185 | 0.00075588 | 688.8133 | 0.016699 | 688.8133 | #REF! | 575.2974 | 0.00018702 | 689.1184 | 0.011802 | 683.61 | 0.011275 | 689.1184 | 0.0081801 | 573.0521 | 0.11616 | 689.1184 | 0.0028074 | 683.61 | -0.0050185 | 689.1185 | 0.001513 | 683.61 | 0.0012752 | 689.1184 | 0.0020572 | 575.2974 | 0.00011759 | 689.1184 | 0.010966 | 575.2974 | 0.00019682 | 689.1185 | 0.037252 | 688.8133 | 0.58909 | 858.862 | 0.0094854 | 688.8133 | 0.0074512 | 858.2337 | 9.1453 | 858.862 | 0.51999 | 688.8133 | 0.18548 | 689.1185 | 0.28509
|  | 573.1691 | 0 | 689.3516 | -0.00038129 | 689.0468 | -0.0066843 | 573.1691 | 0 | 689.3516 | -0.0014945 | 689.0468 | -0.024671 | 689.0468 | #REF! | 575.4162 | 0.00039415 | 689.3516 | 0 | 683.84 | -0.019911 | 689.3516 | 0 | 573.1691 | 0.11683 | 689.3516 | 0 | 683.84 | -0.0001262 | 689.3516 | 0 | 683.84 | 5.1009e-05 | 689.3516 | 0 | 575.4162 | 0.00025714 | 689.3516 | 0 | 575.4162 | 0.00040032 | 689.3516 | 0.016637 | 689.0467 | 0.5504 | 859.0291 | 0.013343 | 689.0468 | 0.0017439 | 858.4011 | 9.1063 | 859.0291 | 0.52431 | 689.0467 | 0.1782 | 689.3516 | 0.28174
|  | 573.2861 | 0.01243 | 689.5848 | 0.028772 | 689.2802 | -0.0011286 | 573.2861 | 0.01175 | 689.5848 | 0.030811 | 689.2802 | 0.0060547 | 689.2802 | #REF! | 575.5349 | 0.00021067 | 689.5848 | 0.0053308 | 684.08 | 0.0035984 | 689.5848 | 0.0048431 | 573.2861 | 0.10826 | 689.5848 | 0.0014755 | 684.08 | -0.0036209 | 689.5848 | 0.0026797 | 684.08 | -0.0010202 | 689.5848 | 0.0031942 | 575.5349 | 0.00013955 | 689.5848 | 0.015448 | 575.5349 | 0.00020675 | 689.5848 | 0.033551 | 689.2802 | 0.55529 | 859.1962 | 0.021694 | 689.2802 | 0.0074107 | 858.5685 | 8.986 | 859.1962 | 0.52672 | 689.2802 | 0.18426 | 689.5848 | 0.28282
|  | 573.4031 | 0 | 689.8179 | -0.0033464 | 689.5137 | 0.0033172 | 573.4031 | 0 | 689.8179 | -0.0059015 | 689.5137 | -0.029679 | 689.5137 | #REF! | 575.6537 | 0.00042712 | 689.8179 | 0 | 684.31 | 0.0069569 | 689.8179 | 0 | 573.4031 | 0.11203 | 689.8179 | 0 | 684.31 | 0.00045625 | 689.8179 | 0 | 684.31 | -0.00607 | 689.8179 | 0 | 575.6537 | 0.00026952 | 689.8179 | 0.0014984 | 575.6537 | 0.00033694 | 689.8179 | 0.017725 | 689.5137 | 0.51701 | 859.3633 | 0.017292 | 689.5137 | -0.0014305 | 858.7359 | 8.7638 | 859.3633 | 0.52974 | 689.5137 | 0.17392 | 689.8179 | 0.28046
|  | 573.5202 | 0.0093016 | 690.0511 | 0.019251 | 689.7472 | -5.0926e-06 | 573.5202 | 0.0077853 | 690.0511 | 0.0022098 | 689.7472 | -0.0022798 | 689.7472 | #REF! | 575.7725 | 0.00021738 | 690.0511 | 0.0064801 | 684.54 | 0.002159 | 690.0511 | 0.0036407 | 573.5202 | 0.10964 | 690.0511 | 0.0024885 | 684.54 | -0.0037373 | 690.0511 | 0.0024212 | 684.54 | 0.010457 | 690.0511 | 0.0015736 | 575.7725 | 0.00012997 | 690.0511 | 0.012821 | 575.7725 | 0.00013344 | 690.0512 | 0.036018 | 689.7472 | 0.51986 | 859.5305 | 0.016611 | 689.7472 | 0.0067581 | 858.9033 | 8.7959 | 859.5305 | 0.53183 | 689.7472 | 0.17916 | 690.0511 | 0.27942
|  | 573.6372 | 0 | 690.2843 | 0.0053413 | 689.9807 | -0.0033251 | 573.6372 | 0 | 690.2843 | -0.026522 | 689.9807 | -0.063175 | 689.9807 | #REF! | 575.8913 | 0.00044854 | 690.2843 | 0 | 684.78 | -0.0002399 | 690.2843 | 0 | 573.6372 | 0.10924 | 690.2843 | 0 | 684.78 | -0.0010581 | 690.2843 | 0 | 684.78 | -0.0046928 | 690.2843 | 0 | 575.8913 | 0.0002791 | 690.2843 | 0 | 575.8913 | 0.00030028 | 690.2843 | 0.013325 | 689.9807 | 0.48931 | 859.6976 | 0.014659 | 689.9807 | -0.0078062 | 859.0707 | 8.5515 | 859.6976 | 0.53592 | 689.9807 | 0.17552 | 690.2843 | 0.27517
|  | 573.7542 | 0.01103 | 690.5175 | 0.015314 | 690.2142 | 0.00020277 | 573.7542 | 0.014616 | 690.5175 | 0.0032313 | 690.2142 | 0.00019651 | 690.2142 | #REF! | 576.0101 | 0.00023191 | 690.5175 | 0.015191 | 685.01 | 0.016073 | 690.5175 | 0.0064391 | 573.7542 | 0.10244 | 690.5175 | 0.0024755 | 685.01 | 0.0044169 | 690.5175 | 0.0025601 | 685.01 | -0.0074475 | 690.5175 | 0.0027807 | 576.0101 | 0.00014963 | 690.5175 | 0.01497 | 576.0101 | 0.00016684 | 690.5175 | 0.037005 | 690.2142 | 0.4997 | 859.8647 | 0.028229 | 690.2142 | 0.0013357 | 859.2381 | 8.4535 | 859.8647 | 0.53834 | 690.2142 | 0.17807 | 690.5175 | 0.275
|  | 573.8713 | 0 | 690.7507 | 0.019373 | 690.4478 | -0.003072 | 573.8713 | 0 | 690.7507 | -0.026505 | 690.4478 | -0.042699 | 690.4478 | #REF! | 576.1289 | 0.00043364 | 690.7507 | 0 | 685.25 | 0.010795 | 690.7507 | 0 | 573.8713 | 0.11417 | 690.7507 | 0 | 685.25 | -0.0016406 | 690.7507 | 0 | 685.25 | -0.0025504 | 690.7507 | 0 | 576.1289 | 0.00027365 | 690.7507 | 0.0014103 | 576.1289 | 0.00033026 | 690.7507 | 0.015667 | 690.4478 | 0.45836 | 860.0318 | 0.019062 | 690.4478 | -0.0090697 | 859.4055 | 8.2855 | 860.0318 | 0.5414 | 690.4478 | 0.17041 | 690.7507 | 0.27336
|  | 573.9883 | 0.0020459 | 690.9839 | 0.013164 | 690.6813 | 0.0040342 | 573.9883 | 0.013565 | 690.9839 | 0.017473 | 690.6813 | 0.013391 | 690.6813 | #REF! | 576.2476 | 0.0002021 | 690.984 | 0.016686 | 685.48 | -0.020391 | 690.984 | 0.013513 | 573.9883 | 0.096537 | 690.984 | 0.0011121 | 685.48 | -0.0079311 | 690.9839 | 0.0018325 | 685.48 | -0.0053048 | 690.984 | 0.0029414 | 576.2476 | 0.00012452 | 690.984 | 0.0083743 | 576.2476 | 0.00016342 | 690.984 | 0.033798 | 690.6813 | 0.46854 | 860.199 | 0.024417 | 690.6813 | 0.00048956 | 859.5729 | 8.2371 | 860.199 | 0.54229 | 690.6813 | 0.17456 | 690.9839 | 0.27107
|  | 574.1054 | 0 | 691.2172 | -0.0090557 | 690.9149 | 0.002122 | 574.1054 | 0 | 691.2172 | 0.0021553 | 690.9149 | -0.044592 | 690.9149 | #REF! | 576.3664 | 0.0004355 | 691.2172 | 0 | 685.71 | -0.0050378 | 691.2172 | 0 | 574.1054 | 0.1036 | 691.2172 | 0 | 685.71 | 0.00068922 | 691.2172 | 0 | 685.71 | -0.0030095 | 691.2172 | 0 | 576.3664 | 0.0002715 | 691.2172 | 0 | 576.3664 | 0.00034687 | 691.2172 | 0.015047 | 690.9149 | 0.4323 | 860.3661 | 0.015658 | 690.9149 | 0.0085219 | 859.7403 | 7.9623 | 860.3661 | 0.54661 | 690.9149 | 0.16798 | 691.2172 | 0.26865
|  | 574.2225 | 0.0026375 | 691.4504 | 0.02499 | 691.1484 | -0.00029781 | 574.2225 | 0.011081 | 691.4504 | -0.0021654 | 691.1484 | -0.006785 | 691.1484 | #REF! | 576.4852 | 0.00023452 | 691.4505 | 0.019496 | 685.95 | 0.013674 | 691.4505 | 0.0055295 | 574.2225 | 0.10511 | 691.4505 | 0.003598 | 685.95 | 0.0026695 | 691.4504 | 0.001484 | 685.95 | -0.0030095 | 691.4505 | 0.0002287 | 576.4852 | 0.00014764 | 691.4505 | 0.015695 | 576.4852 | 0.00018346 | 691.4504 | 0.037252 | 691.1484 | 0.43617 | 860.5332 | 0.011255 | 691.1484 | -0.00080287 | 859.9077 | 7.9139 | 860.5332 | 0.54963 | 691.1484 | 0.17086 | 691.4504 | 0.26705
|  | 574.3395 | 0 | 691.6837 | 0.0015086 | 691.382 | 0.00046712 | 574.3395 | 0 | 691.6837 | -0.00018583 | 691.382 | -0.059326 | 691.382 | #REF! | 576.604 | 0.00046717 | 691.6837 | 0 | 686.18 | -0.027587 | 691.6837 | 0 | 574.3395 | 0.094006 | 691.6837 | 0 | 686.18 | 0.00010678 | 691.6837 | 0 | 686.18 | -0.01112 | 691.6837 | 0 | 576.604 | 0.0002933 | 691.6837 | 0 | 576.604 | 0.00036195 | 691.6837 | 0.013481 | 691.382 | 0.40359 | 860.7004 | 0.018653 | 691.382 | -0.0032397 | 860.0751 | 7.7131 | 860.7004 | 0.5546 | 691.382 | 0.16677 | 691.6837 | 0.26524
|  | 574.4566 | 0.0029334 | 691.917 | 0.045023 | 691.6156 | 0.0068468 | 574.4566 | 0.0024847 | 691.917 | 0.0056748 | 691.6156 | 0.020298 | 691.6156 | #REF! | 576.7228 | 0.00023414 | 691.917 | 0.012403 | 686.41 | 0.013674 | 691.917 | 0.0091912 | 574.4566 | 0.1036 | 691.917 | 0.0041643 | 686.41 | -0.002456 | 691.917 | 0.0012344 | 686.41 | -0.00086717 | 691.917 | 0.003915 | 576.7228 | 0.00014566 | 691.917 | 0.016342 | 576.7228 | 0.00017849 | 691.917 | 0.034291 | 691.6156 | 0.41336 | 860.8675 | 0.021059 | 691.6156 | -0.0015219 | 860.2425 | 7.66 | 860.8675 | 0.5572 | 691.6156 | 0.1722 | 691.917 | 0.26472
|  | 574.5737 | 0 | 692.1503 | 0.006046 | 691.8491 | -0.0035557 | 574.5737 | 0 | 692.1503 | -0.020365 | 691.8491 | -0.041204 | 691.8491 | #REF! | 576.8416 | 0.00042619 | 692.1503 | 0 | 686.65 | -0.031426 | 692.1503 | 0 | 574.5737 | 0.08921 | 692.1503 | 0 | 686.65 | -0.0001262 | 692.1503 | 0 | 686.65 | -0.0037746 | 692.1503 | 0 | 576.8416 | 0.00028174 | 692.1503 | 0 | 576.8416 | 0.00035201 | 692.1503 | 0.0096712 | 691.8492 | 0.37813 | 861.0347 | 0.016838 | 691.8491 | 0.00041749 | 860.41 | 7.5123 | 861.0347 | 0.56142 | 691.8492 | 0.16262 | 692.1503 | 0.25981
|  | 574.6908 | 0.013253 | 692.3835 | 0.0099622 | 692.0827 | 0.0041643 | 574.6908 | 0.0097437 | 692.3835 | 0.0064727 | 692.0827 | 0.0033601 | 692.0827 | #REF! | 576.9604 | 0.00019652 | 692.3835 | 0.01293 | 686.88 | 0.010315 | 692.3835 | 0.010127 | 574.6908 | 0.09627 | 692.3835 | 0.0027122 | 686.88 | 0.0046498 | 692.3835 | 0.0020723 | 686.88 | -0.01418 | 692.3835 | 0.0042091 | 576.9604 | 0.00013641 | 692.3835 | 0.0135 | 576.9604 | 0.00017352 | 692.3835 | 0.032564 | 692.0827 | 0.39402 | 861.2018 | 0.027866 | 692.0827 | -0.00088486 | 860.5774 | 7.3872 | 861.2018 | 0.56514 | 692.0827 | 0.16377 | 692.3835 | 0.25993
|  | 574.8079 | 0 | 692.6168 | 0.012108 | 692.3164 | -0.0046578 | 574.8079 | 0 | 692.6168 | -0.0072258 | 692.3164 | -0.037406 | 692.3164 | #REF! | 577.0792 | 0.00041464 | 692.6168 | 0 | 687.11 | -0.017992 | 692.6168 | 0 | 574.8079 | 0.097425 | 692.6168 | 0 | 687.11 | -0.0074648 | 692.6168 | 0 | 687.11 | -0.015404 | 692.6168 | 0 | 577.0792 | 0.00023963 | 692.6168 | 0 | 577.0792 | 0.00032032 | 692.6168 | 0.013557 | 692.3164 | 0.36225 | 861.369 | 0.025915 | 692.3164 | 0.0050341 | 860.7448 | 7.1621 | 861.369 | 0.57067 | 692.3164 | 0.15975 | 692.6168 | 0.25699
|  | 574.925 | 0.011195 | 692.8502 | 0.033793 | 692.55 | 0.0014408 | 574.925 | 0.016717 | 692.8502 | 0.008165 | 692.55 | 0.024161 | 692.55 | #REF! | 577.198 | 0.00022204 | 692.8501 | 0.01218 | 687.35 | -0.027109 | 692.8501 | 0.006339 | 574.925 | 0.097292 | 692.8501 | 0.0019831 | 687.35 | -0.0016406 | 692.8502 | 0.0017299 | 687.35 | 0.0052539 | 692.8501 | 0.0015312 | 577.198 | 0.00010371 | 692.8501 | 0.0088481 | 577.198 | 0.0001468 | 692.8502 | 0.030838 | 692.55 | 0.36449 | 861.5361 | 0.017246 | 692.55 | -0.0018829 | 860.9123 | 7.0753 | 861.5361 | 0.57411 | 692.55 | 0.16492 | 692.8502 | 0.25623
|  | 575.0421 | 0 | 693.0834 | -0.012497 | 692.7836 | -0.0011033 | 575.0421 | 0 | 693.0834 | -0.045056 | 692.7836 | -0.055447 | 692.7836 | #REF! | 577.3169 | 0.00042619 | 693.0835 | 0 | 687.58 | -0.017992 | 693.0835 | 0 | 575.0421 | 0.10155 | 693.0835 | 0 | 687.58 | 0.00033976 | 693.0834 | 0 | 687.58 | -0.00025504 | 693.0835 | 0 | 577.3169 | 0.00022791 | 693.0835 | 0 | 577.3169 | 0.00036024 | 693.0834 | 0.01043 | 692.7836 | 0.34046 | 861.7033 | 0.022511 | 692.7836 | -0.0018655 | 861.0797 | 6.9004 | 861.7033 | 0.57815 | 692.7836 | 0.15911 | 693.0834 | 0.25303
|  | 575.1592 | 0.0089723 | 693.3168 | -0.013466 | 693.0172 | 0.0077986 | 575.1592 | 0.018532 | 693.3168 | -0.010613 | 693.0172 | 0.042358 | 693.0172 | #REF! | 577.4357 | 0.00020732 | 693.3168 | 0.012999 | 687.81 | 0.040542 | 693.3168 | 0.010418 | 575.1592 | 0.098268 | 693.3168 | 0.005196 | 687.81 | -0.00070865 | 693.3168 | 0.0031325 | 687.81 | 0.0021933 | 693.3168 | 0.0039701 | 577.4357 | 0.00012452 | 693.3168 | 0.012616 | 577.4357 | 0.00021343 | 693.3168 | 0.028864 | 693.0172 | 0.35635 | 861.8704 | 0.023373 | 693.0172 | 0.0051522 | 861.2471 | 6.7838 | 861.8704 | 0.57977 | 693.0172 | 0.15994 | 693.3168 | 0.25241
|  | 575.2763 | 0 | 693.5501 | -0.010342 | 693.2509 | -0.0037426 | 575.2763 | 0 | 693.5501 | -0.017412 | 693.2509 | -0.043362 | 693.2509 | #REF! | 577.5545 | 0.00043848 | 693.5501 | 0 | 688.05 | -0.0098357 | 693.5501 | 0 | 575.2763 | 0.092984 | 693.5501 | 0 | 688.05 | -0.0060669 | 693.5501 | 0 | 688.05 | -0.0065293 | 693.5501 | 0 | 577.5545 | 0.00023104 | 693.5501 | 0 | 577.5545 | 0.00038696 | 693.5501 | 0.0067683 | 693.2509 | 0.32926 | 862.0376 | 0.015385 | 693.2509 | -0.0027228 | 861.4146 | 6.5928 | 862.0376 | 0.58465 | 693.2509 | 0.15451 | 693.5501 | 0.25151
|  | 575.3935 | 0.0072224 | 693.7835 | 0.010102 | 693.4845 | -0.0046496 | 575.3935 | 0.0094417 | 693.7835 | 0.00051126 | 693.4845 | 0.017672 | 693.4845 | #REF! | 577.6733 | 0.00023209 | 693.7835 | 0.0078418 | 688.28 | -0.0002399 | 693.7835 | 0.0066433 | 575.3935 | 0.092762 | 693.7835 | 0.004094 | 688.28 | 0.00010678 | 693.7835 | 0.0011989 | 688.28 | -0.0053048 | 693.7835 | 0.00089618 | 577.6733 | 0.00010652 | 693.7835 | 0.01542 | 577.6733 | 0.00017352 | 693.7835 | 0.030591 | 693.4845 | 0.33089 | 862.2047 | 0.026323 | 693.4845 | 0.0069086 | 861.582 | 6.535 | 862.2047 | 0.58665 | 693.4845 | 0.16415 | 693.7835 | 0.25086
|  | 575.5106 | 0 | 694.0168 | -0.013741 | 693.7182 | -0.0010534 | 575.5106 | 0 | 694.0168 | -0.013757 | 693.7182 | -0.037242 | 693.7182 | #REF! | 577.7921 | 0.00044929 | 694.0168 | 0 | 688.52 | -0.029026 | 694.0168 | 0 | 575.5106 | 0.089698 | 694.0168 | 0 | 688.52 | -0.0089791 | 694.0168 | 0 | 688.52 | -0.0028565 | 694.0168 | 0 | 577.7921 | 0.00023501 | 694.0168 | 0 | 577.7921 | 0.0003169 | 694.0168 | 0.011299 | 693.7182 | 0.30279 | 862.3719 | 0.021558 | 693.7182 | -0.0046283 | 861.7495 | 6.3816 | 862.3719 | 0.59143 | 693.7182 | 0.15126 | 694.0168 | 0.24637
|  | 575.6278 | 0.0070745 | 694.2502 | -0.0022665 | 693.9519 | 0.006427 | 575.6278 | 0.0079509 | 694.2502 | -0.0082213 | 693.9519 | 0.013543 | 693.9519 | #REF! | 577.911 | 0.00021812 | 694.2502 | 0.017302 | 688.75 | 0.033346 | 694.2502 | 0.012018 | 575.6278 | 0.1075 | 694.2502 | 0.0042861 | 688.75 | 0.0067465 | 694.2502 | 0.0025711 | 688.75 | -0.00056109 | 694.2502 | 0.0046151 | 577.911 | 0.00012849 | 694.2502 | 0.016952 | 577.911 | 0.00014337 | 694.2502 | 0.02541 | 693.9519 | 0.31216 | 862.5391 | 0.024009 | 693.9519 | 0.00030466 | 861.9169 | 6.2002 | 862.5391 | 0.59464 | 693.9519 | 0.15726 | 694.2502 | 0.2445
|  | 575.7449 | 0 | 694.4836 | -0.0020821 | 694.1856 | -0.0060414 | 575.7449 | 0 | 694.4836 | -0.029073 | 694.1856 | -0.034961 | 694.1856 | #REF! | 578.0298 | 0.00042414 | 694.4836 | 0 | 688.98 | 0.0055175 | 694.4836 | 0 | 575.7449 | 0.095782 | 694.4836 | 0 | 688.98 | 0.00022327 | 694.4836 | 0 | 688.98 | 0.0093854 | 694.4836 | 0 | 578.0298 | 0.00021717 | 694.4836 | 0 | 578.0298 | 0.0003169 | 694.4836 | 0.0084702 | 694.1856 | 0.27856 | 862.7062 | 0.019697 | 694.1856 | 0.00059581 | 862.0844 | 6.0373 | 862.7062 | 0.60003 | 694.1856 | 0.15253 | 694.4836 | 0.24256
|  | 575.8621 | 0.0013064 | 694.717 | 0.037461 | 694.4193 | -0.0059929 | 575.8621 | 0.014616 | 694.717 | -0.0025458 | 694.4193 | 0.0086084 | 694.4193 | #REF! | 578.1486 | 0.00020695 | 694.717 | 0.008161 | 689.22 | 0.012235 | 694.717 | 0.004718 | 575.8621 | 0.096537 | 694.717 | 0.0024762 | 689.22 | -0.0028054 | 694.717 | 0.00091108 | 689.22 | 0.0055599 | 694.717 | 0.0010331 | 578.1486 | 8.852e-05 | 694.717 | 0.014865 | 578.1486 | 0.00017352 | 694.717 | 0.028617 | 694.4193 | 0.29546 | 862.8734 | 0.021059 | 694.4193 | -0.00086965 | 862.2519 | 5.8867 | 862.8734 | 0.60286 | 694.4193 | 0.15719 | 694.717 | 0.24285
|  | 575.9792 | 0 | 694.9504 | 0.0099347 | 694.653 | -0.0049605 | 575.9792 | 0 | 694.9504 | -0.010448 | 694.653 | -0.032019 | 694.653 | #REF! | 578.2675 | 0.00041632 | 694.9504 | 0 | 689.45 | -0.015113 | 694.9504 | 0 | 575.9792 | 0.098801 | 694.9504 | 0 | 689.45 | -0.00199 | 694.9504 | 0 | 689.45 | -0.00010202 | 694.9504 | 0 | 578.2675 | 0.00019455 | 694.9504 | 0 | 578.2675 | 0.00027527 | 694.9504 | 0.0069015 | 694.653 | 0.26186 | 863.0406 | 0.024553 | 694.653 | -0.0071862 | 862.4193 | 5.7146 | 863.0406 | 0.60602 | 694.653 | 0.13197 | 694.9504 | 0.23885
|  | 576.0964 | 0 | 695.1838 | 0.034676 | 694.8867 | 0.0029119 | 576.0964 | 0.019392 | 695.1838 | 0.015321 | 694.8867 | -0.0011555 | 694.8867 | #REF! | 578.3863 | 0.0002103 | 695.1838 | 0.015329 | 689.68 | 0.012714 | 695.1838 | 0.0093727 | 576.0964 | 0.093384 | 695.1838 | 0.0018001 | 689.68 | 0.0015046 | 695.1838 | 0.0025133 | 689.68 | 0.010916 | 695.1838 | 0.0021968 | 578.3863 | 0.00010603 | 695.1838 | 0.012874 | 578.3863 | 0.000105 | 695.1838 | 0.021628 | 694.8867 | 0.27408 | 863.2078 | 0.016929 | 694.8867 | 0.011505 | 862.5868 | 5.6081 | 863.2078 | 0.60764 | 694.8867 | 0.16977 | 695.1838 | 0.2395
|  | 576.2136 | 0 | 695.4172 | 0.023202 | 695.1204 | -0.0058794 | 576.2136 | 0 | 695.4172 | -0.012564 | 695.1204 | -0.040264 | 695.1204 | #REF! | 578.5051 | 0.00041557 | 695.4172 | 0 | 689.92 | -0.0098357 | 695.4172 | 0 | 576.2136 | 0.0881 | 695.4172 | 0 | 689.92 | -0.0033879 | 695.4172 | 0 | 689.92 | 0.0064783 | 695.4172 | 0 | 578.5051 | 0.00020297 | 695.4172 | 0 | 578.5051 | 0.00027853 | 695.4172 | 0.0039606 | 695.1204 | 0.25514 | 863.375 | 0.019289 | 695.1204 | -0.0012771 | 862.7543 | 5.4293 | 863.375 | 0.61136 | 695.1204 | 0.15138 | 695.4172 | 0.23663
|  | 576.3307 | 0.0075183 | 695.6506 | 0.019136 | 695.3541 | -0.00064041 | 576.3307 | 0.0079509 | 695.6506 | 0.043354 | 695.3541 | -0.0091817 | 695.3541 | #REF! | 578.624 | 0.00020639 | 695.6506 | 0.020544 | 690.15 | 0.0040782 | 695.6506 | 0.0068411 | 576.3307 | 0.087966 | 695.6506 | 0.0029477 | 690.15 | -0.012124 | 695.6506 | 0.00094098 | 690.15 | -0.0040807 | 695.6506 | 0.0016623 | 578.624 | 9.6942e-05 | 695.6506 | 0.012238 | 578.624 | 0.00017678 | 695.6506 | 0.02689 | 695.3541 | 0.26125 | 863.5422 | 0.021286 | 695.3541 | -0.00019792 | 862.9217 | 5.3403 | 863.5422 | 0.6121 | 695.3541 | 0.15413 | 695.6506 | 0.23695
|  | 576.4479 | 0 | 695.8841 | -0.0057471 | 695.5879 | 0.0034673 | 576.4479 | 0.0014942 | 695.8841 | -0.037385 | 695.5879 | -0.04752 | 695.5879 | #REF! | 578.7428 | 0.00040104 | 695.8841 | 0 | 690.38 | -0.004558 | 695.8841 | 0 | 576.4479 | 0.081528 | 695.8841 | 0 | 690.38 | -0.0029219 | 695.8841 | 0 | 690.38 | -0.0017853 | 695.8841 | 0 | 578.7428 | 0.00018183 | 695.8841 | 6.5245e-05 | 578.7428 | 0.00034687 | 695.8841 | 0.0038663 | 695.5879 | 0.23376 | 863.7093 | 0.015476 | 695.5879 | -0.0016107 | 863.0892 | 5.1503 | 863.7093 | 0.61452 | 695.5879 | 0.14238 | 695.8841 | 0.23245
|  | 576.5651 | 0.01317 | 696.1175 | 0.025185 | 695.8216 | -0.0033426 | 576.5651 | 0.0062945 | 696.1175 | -0.0035119 | 695.8216 | 0.0063577 | 695.8216 | #REF! | 578.8617 | 0.00019558 | 696.1175 | 0.014436 | 690.62 | 0.013674 | 696.1175 | 0.0090919 | 576.5651 | 0.08921 | 696.1175 | 0.0018847 | 690.62 | 0.0010387 | 696.1175 | 0.0017225 | 690.62 | 0.007243 | 696.1175 | 0.0041057 | 578.8617 | 8.4887e-05 | 696.1175 | 0.010715 | 578.8617 | 0.00017352 | 696.1175 | 0.02615 | 695.8216 | 0.24517 | 863.8765 | 0.022738 | 695.8216 | 0.0060621 | 863.2567 | 5.099 | 863.8765 | 0.61424 | 695.8216 | 0.15458 | 696.1175 | 0.23228
|  | 576.6823 | 0 | 696.351 | 0.0059181 | 696.0554 | -0.0050733 | 576.6823 | 0 | 696.351 | -0.017856 | 696.0554 | -0.053539 | 696.0554 | #REF! | 578.9805 | 0.00038782 | 696.351 | 0 | 690.85 | 0.018952 | 696.351 | 0 | 576.6823 | 0.078997 | 696.351 | 0 | 690.85 | -0.006999 | 696.351 | 0 | 690.85 | -0.0022444 | 696.351 | 0 | 578.9805 | 0.00017374 | 696.351 | 0 | 578.9805 | 0.00030696 | 696.351 | 0.00254 | 696.0554 | 0.22501 | 864.0437 | 0.02242 | 696.0554 | -0.0025061 | 863.4242 | 4.9225 | 864.0437 | 0.61689 | 696.0554 | 0.14481 | 696.351 | 0.23013
|  | 576.7995 | 0.019673 | 696.5845 | 0.0055673 | 696.2892 | -0.0014963 | 576.7995 | 0.013087 | 696.5845 | 0.01422 | 696.2892 | 0.0095392 | 696.2892 | #REF! | 579.0994 | 0.00019298 | 696.5844 | 0.011497 | 691.09 | -0.0040782 | 696.5844 | 0.0071692 | 576.7995 | 0.088721 | 696.5844 | 0.001431 | 691.09 | 0.002553 | 696.5845 | 0.0014791 | 691.09 | 0.0051009 | 696.5844 | 0.0032981 | 579.0994 | 8.885e-05 | 696.5844 | 0.0089211 | 579.0994 | 0.00013344 | 696.5845 | 0.021461 | 696.2892 | 0.23478 | 864.2109 | 0.020922 | 696.2892 | 0.0030711 | 863.5917 | 4.8858 | 864.2109 | 0.61814 | 696.2892 | 0.15477 | 696.5845 | 0.22981
|  | 576.9167 | 0 | 696.8179 | 0.013421 | 696.523 | -0.004025 | 576.9167 | 0 | 696.8179 | -0.019107 | 696.523 | -0.025702 | 696.523 | #REF! | 579.2183 | 0.00041408 | 696.8179 | 0 | 691.32 | 0.0011995 | 696.8179 | 0 | 576.9167 | 0.078508 | 696.8179 | 0 | 691.32 | -0.0031549 | 696.8179 | 0 | 691.32 | -0.0013262 | 696.8179 | 0 | 579.2183 | 0.00017043 | 696.8179 | 0 | 579.2183 | 0.00028692 | 696.8179 | 0.0062088 | 696.523 | 0.21666 | 864.3781 | 0.01947 | 696.523 | -0.0013323 | 863.7592 | 4.6166 | 864.3781 | 0.6213 | 696.523 | 0.14315 | 696.8179 | 0.22618
|  | 577.0339 | 0.001898 | 697.0514 | 0.0062589 | 696.7567 | 0.0043665 | 577.0339 | 0.020347 | 697.0514 | 0.010832 | 696.7567 | -0.00022149 | 696.7567 | #REF! | 579.3371 | 0.00022204 | 697.0514 | 0.016612 | 691.55 | -0.0055175 | 697.0514 | 0.010367 | 577.0339 | 0.089609 | 697.0514 | 0.0045063 | 691.55 | 0.0088434 | 697.0514 | 0.0032605 | 691.55 | 0.0018873 | 697.0514 | 0.00273 | 579.3371 | 8.1584e-05 | 697.0514 | 0.012605 | 579.3371 | 0.00015348 | 697.0514 | 0.024095 | 696.7568 | 0.22969 | 864.5453 | 0.022965 | 696.7567 | -0.0053579 | 863.9267 | 4.5843 | 864.5453 | 0.62404 | 696.7568 | 0.14991 | 697.0514 | 0.22702
|  | 577.1512 | 0 | 697.2849 | -0.010161 | 696.9905 | -0.00017088 | 577.1512 | 0 | 697.2849 | -0.011652 | 696.9905 | -0.029851 | 696.9905 | #REF! | 579.456 | 0.00043457 | 697.2849 | 0 | 691.79 | -0.018952 | 697.2849 | 0 | 577.1512 | 0.080506 | 697.2849 | 0 | 691.79 | -0.012591 | 697.2849 | 0 | 691.79 | -0.007294 | 697.2849 | 0 | 579.456 | 0.00017027 | 697.2849 | 0 | 579.456 | 0.00032529 | 697.2849 | 0.0010121 | 696.9905 | 0.1965 | 864.7125 | 0.018018 | 696.9905 | 0.0058846 | 864.0942 | 4.3808 | 864.7125 | 0.62985 | 696.9905 | 0.13912 | 697.2849 | 0.22294
|  | 577.2684 | 0 | 697.5184 | 0.0081266 | 697.2244 | -0.00034609 | 577.2684 | 0.014711 | 697.5184 | -0.0080708 | 697.2244 | -0.010512 | 697.2244 | #REF! | 579.5748 | 0.00021347 | 697.5184 | 0.015479 | 692.02 | 0.0079165 | 697.5184 | 0.0067796 | 577.2684 | 0.085569 | 697.5184 | 0.00096978 | 692.02 | 0.0032519 | 697.5184 | 0.0010372 | 692.02 | 0.0046418 | 697.5184 | 0.0024072 | 579.5748 | 8.852e-05 | 697.5184 | 0.0069208 | 579.5748 | 0.00017181 | 697.5184 | 0.021895 | 697.2244 | 0.2077 | 864.8797 | 0.02242 | 697.2244 | 0.0059612 | 864.2617 | 4.2823 | 864.8797 | 0.63542 | 697.2244 | 0.14596 | 697.5184 | 0.22479
|  | 577.3856 | 0 | 697.752 | 0.0066836 | 697.4582 | -0.00514 | 577.3856 | 0 | 697.752 | -0.018695 | 697.4582 | -0.017047 | 697.4582 | #REF! | 579.6937 | 0.00042544 | 697.7519 | 0 | 692.25 | -0.0088761 | 697.7519 | 0 | 577.3856 | 0.080151 | 697.7519 | 0 | 692.25 | 0.0011552 | 697.752 | 0 | 692.25 | -0.00607 | 697.7519 | 0 | 579.6937 | 0.00015887 | 697.7519 | 0 | 579.6937 | 0.00033523 | 697.7519 | 0.0048791 | 697.4582 | 0.17919 | 865.047 | 0.021467 | 697.4582 | -5.038e-05 | 864.4292 | 4.1599 | 865.047 | 0.64346 | 697.4582 | 0.13817 | 697.752 | 0.22005
|  | 577.5029 | 0.003377 | 697.9855 | 0.0010625 | 697.692 | 0.0051051 | 577.5029 | 0.0091104 | 697.9855 | 0.0061936 | 697.692 | -0.0088366 | 697.692 | #REF! | 579.8126 | 0.00021216 | 697.9855 | 0.0043531 | 692.49 | 0.013674 | 697.9855 | 0.0064228 | 577.5029 | 0.091341 | 697.9855 | 0.0040996 | 692.49 | -0.005368 | 697.9855 | 0.0016177 | 692.49 | -0.0063763 | 697.9855 | 0.00474 | 579.8126 | 7.0353e-05 | 697.9855 | 0.011931 | 579.8126 | 0.00016342 | 697.9855 | 0.022753 | 697.692 | 0.19263 | 865.2142 | 0.013661 | 697.692 | 0.0024131 | 864.5967 | 4.0294 | 865.2142 | 0.64885 | 697.692 | 0.14608 | 697.9855 | 0.22113
|  | 577.6201 | 0 | 698.219 | 0.0016871 | 697.9259 | -0.004069 | 577.6201 | 0 | 698.219 | -0.017493 | 697.9259 | -0.05352 | 697.9259 | #REF! | 579.9315 | 0.00044537 | 698.219 | 0 | 692.72 | -0.011275 | 698.219 | 0 | 577.6201 | 0.083171 | 698.219 | 0 | 692.72 | -0.0030384 | 698.219 | 0 | 692.72 | -0.012803 | 698.219 | 0 | 579.9315 | 0.00016218 | 698.219 | 0 | 579.9315 | 0.00030696 | 698.219 | 0.0017857 | 697.9259 | 0.17553 | 865.3814 | 0.018517 | 697.9259 | -0.0023864 | 864.7642 | 3.9049 | 865.3814 | 0.65535 | 697.9259 | 0.14072 | 698.219 | 0.21799
|  | 577.7374 | 0.0054477 | 698.4526 | 0.032536 | 698.1597 | 0.0033202 | 577.7374 | 0.011463 | 698.4526 | 0.0079312 | 698.1597 | 0.022912 | 698.1597 | #REF! | 580.0503 | 0.00026506 | 698.4526 | 0.014934 | 692.96 | 0.014154 | 698.4526 | 0.0073699 | 577.7374 | 0.085924 | 698.4526 | 0.005451 | 692.96 | 0.00080569 | 698.4526 | 0.0025801 | 692.96 | 0.0077024 | 698.4526 | 0.0049279 | 580.0503 | 9.4135e-05 | 698.4526 | 0.0087733 | 580.0503 | 0.00015674 | 698.4526 | 0.019065 | 698.1597 | 0.19385 | 865.5486 | 0.018744 | 698.1597 | 0.0027899 | 864.9318 | 3.8389 | 865.5486 | 0.66065 | 698.1597 | 0.14544 | 698.4526 | 0.21804
|  | 577.8546 | 0 | 698.6861 | 0.020651 | 698.3936 | 0.0014597 | 577.8546 | 0 | 698.6861 | 0.014562 | 698.3936 | 0.0042879 | 698.3936 | #REF! | 580.1692 | 0.00029803 | 698.6861 | 0.019843 | 693.19 | -0.00071969 | 698.6861 | 0.012078 | 577.8546 | 0.07913 | 698.6861 | 0.0045218 | 693.19 | -0.0086301 | 698.6861 | 0.0022884 | 693.19 | 0.0077024 | 698.6861 | 0.0034955 | 580.1692 | 9.6447e-05 | 698.6861 | 0.012656 | 580.1692 | 0.00019682 | 698.6861 | 0.01682 | 698.3936 | 0.17288 | 865.7158 | 0.02419 | 698.3936 | 0.0088595 | 865.0993 | 3.6239 | 865.7158 | 0.66608 | 698.3936 | 0.13989 | 698.6861 | 0.21357
|  | 577.9719 | 0.00056695 | 698.9197 | -0.0056884 | 698.6274 | -0.0083132 | 577.9719 | 0.013374 | 698.9197 | -0.016016 | 698.6274 | -0.045964 | 698.6274 | #REF! | 580.2881 | 0.00011195 | 698.9197 | 0 | 693.42 | -0.022789 | 698.9197 | 0 | 577.9719 | 0.082771 | 698.9197 | 0 | 693.42 | -0.0056011 | 698.9197 | 0 | 693.42 | -0.0023974 | 698.9197 | 0 | 580.2881 | 1.0074e-05 | 698.9197 | 0 | 580.2881 | 9.1815e-05 | 698.9197 | 0.00035808 | 698.6274 | 0.14804 | 865.8831 | 0.014841 | 698.6274 | 0.0037728 | 865.2668 | 3.4769 | 865.8831 | 0.67091 | 698.6274 | 0.13459 | 698.9197 | 0.21169
|  | 578.0892 | 0 | 699.1533 | 0.016497 | 698.8613 | 0.0044239 | 578.0892 | 0 | 699.1533 | -0.001865 | 698.8613 | 0.016991 | 698.8613 | #REF! | 580.407 | 0.00012666 | 699.1533 | 0.017409 | 693.66 | 0.0031186 | 699.1533 | 0.0084852 | 578.0892 | 0.074734 | 699.1533 | 0.0040076 | 693.66 | -0.0014076 | 699.1533 | 0.0018341 | 693.66 | 0.018108 | 699.1533 | 0.0025566 | 580.407 | 7.762e-06 | 699.1533 | 0.012971 | 580.407 | 8.3421e-05 | 699.1533 | 0.022532 | 698.8613 | 0.16616 | 866.0503 | 0.020196 | 698.8613 | 0.0054361 | 865.4343 | 3.4429 | 866.0503 | 0.6724 | 698.8613 | 0.142 | 699.1533 | 0.21133
|  | 578.2065 | 0.0021939 | 699.3868 | -0.014492 | 699.0952 | 0.0054066 | 578.2065 | 0.017386 | 699.3868 | -0.026126 | 699.0952 | -0.022024 | 699.0952 | #REF! | 580.5259 | 0.0001384 | 699.3869 | 0 | 693.89 | -0.028548 | 699.3869 | 0 | 578.2065 | 0.07953 | 699.3869 | 0 | 693.89 | -0.0073485 | 699.3868 | 0 | 693.89 | -0.00607 | 699.3869 | 0 | 580.5259 | 6.606e-06 | 699.3869 | 0 | 580.5259 | 7.1773e-05 | 699.3868 | 0.0020001 | 699.0952 | 0.14457 | 866.2175 | 0.014523 | 699.0952 | -0.0071408 | 865.6019 | 3.2787 | 866.2175 | 0.67351 | 699.0952 | 0.13108 | 699.3868 | 0.20743
|  | 578.3237 | 0 | 699.6205 | 0.013239 | 699.3291 | 0.0022802 | 578.3237 | 0 | 699.6205 | -0.0088119 | 699.3291 | 0.0087811 | 699.3291 | #REF! | 580.6448 | 0.00014436 | 699.6205 | 0.014629 | 694.12 | 0.018952 | 699.6205 | 0.0091203 | 578.3237 | 0.077753 | 699.6205 | 0.0046449 | 694.12 | -0.0016406 | 699.6205 | 0.0021305 | 694.12 | -0.0077534 | 699.6205 | 0.0051124 | 580.6448 | 2.3121e-06 | 699.6205 | 0.013766 | 580.6448 | 4.0083e-05 | 699.6205 | 0.018632 | 699.3291 | 0.16005 | 866.3848 | 0.022239 | 699.3291 | -0.0032806 | 865.7694 | 3.1465 | 866.3848 | 0.6744 | 699.3291 | 0.13925 | 699.6205 | 0.20694
|  | 578.441 | 0.010454 | 699.8541 | 0.011816 | 699.563 | -0.0052168 | 578.441 | 0.015857 | 699.8541 | 0.0078838 | 699.563 | -0.047052 | 699.563 | #REF! | 580.7637 | 0.00015479 | 699.8541 | 0 | 694.36 | 0.0031186 | 699.8541 | 0 | 578.441 | 0.077753 | 699.8541 | 0 | 694.36 | -0.010028 | 699.8541 | 0 | 694.36 | -0.01617 | 699.8541 | 0 | 580.7637 | 7.2665e-06 | 699.8541 | 0 | 580.7637 | 5.1731e-05 | 699.8541 | 0 | 699.563 | 0.13032 | 866.552 | 0.01947 | 699.563 | 0.0044686 | 865.937 | 3.111 | 866.552 | 0.67876 | 699.563 | 0.13287 | 699.8541 | 0.2048
|  | 578.5583 | 0 | 700.0877 | 0.015298 | 699.7969 | 0.0015773 | 578.5583 | 0 | 700.0877 | 0.0038958 | 699.7969 | 0.0077193 | 699.7969 | #REF! | 580.8826 | 0.00014306 | 700.0877 | 0.017482 | 694.59 | 0.02183 | 700.0877 | 0.0057611 | 578.5583 | 0.084547 | 700.0877 | 0.0036259 | 694.59 | -0.002223 | 700.0877 | 0.0016442 | 694.59 | 0.0069371 | 700.0877 | 0.0020483 | 580.8826 | 6.1105e-06 | 700.0877 | 0.012185 | 580.8826 | 5.8412e-05 | 700.0877 | 0.021204 | 699.7969 | 0.15394 | 866.7192 | 0.018608 | 699.7969 | -0.0023904 | 866.1045 | 3.0221 | 866.7192 | 0.68346 | 699.7969 | 0.14142 | 700.0877 | 0.2051
|  | 578.6756 | 0.0047082 | 700.3213 | -0.00020167 | 700.0309 | 0.0022722 | 578.6756 | 0.015571 | 700.3213 | -0.018458 | 700.0309 | -0.022947 | 700.0309 | #REF! | 581.0015 | 0.0001248 | 700.3213 | 0 | 694.83 | 0.0050378 | 700.3213 | 0 | 578.6756 | 0.089609 | 700.3213 | 0 | 694.83 | -0.0052516 | 700.3213 | 0 | 694.83 | -0.0025504 | 700.3213 | 0 | 581.0015 | 5.4499e-06 | 700.3213 | 0 | 581.0015 | 5.4986e-05 | 700.3213 | 0 | 700.0309 | 0.12584 | 866.8865 | 0.017972 | 700.0309 | 0.003646 | 866.272 | 2.9465 | 866.8865 | 0.68857 | 700.0309 | 0.12795 | 700.3213 | 0.20233
|  | 578.7929 | 0 | 700.5549 | 0.015855 | 700.2648 | 0.0031695 | 578.7929 | 0 | 700.5549 | 0.0093502 | 700.2648 | 0.020967 | 700.2648 | #REF! | 581.1204 | 9.593e-05 | 700.555 | 0.017356 | 695.06 | 0.0098357 | 700.555 | 0.0065154 | 578.7929 | 0.073091 | 700.555 | 0.0046469 | 695.06 | 0.0017376 | 700.5549 | 0.001854 | 695.06 | -0.0083652 | 700.555 | 0.0029538 | 581.1204 | 6.606e-07 | 700.555 | 0.015644 | 581.1204 | 5.4986e-05 | 700.5549 | 0.019003 | 700.2648 | 0.14702 | 867.0537 | 0.02419 | 700.2648 | 0.0010436 | 866.4396 | 2.8428 | 867.0537 | 0.68912 | 700.2648 | 0.13395 | 700.5549 | 0.20146
|  | 578.9103 | 0 | 700.7886 | -0.0084393 | 700.4988 | -0.0071031 | 578.9103 | 0.0066257 | 700.7886 | -0.013564 | 700.4988 | -0.061957 | 700.4988 | #REF! | 581.2393 | 0.00011437 | 700.7886 | 0 | 695.29 | -0.029507 | 700.7886 | 0 | 578.9103 | 0.074734 | 700.7886 | 0 | 695.29 | -0.00047565 | 700.7886 | 0 | 695.29 | -0.0010202 | 700.7886 | 0 | 581.2393 | 6.606e-07 | 700.7886 | 0 | 581.2393 | 4.1625e-05 | 700.7886 | 0 | 700.4988 | 0.11016 | 867.221 | 0.023373 | 700.4988 | -0.0077761 | 866.6071 | 2.6971 | 867.221 | 0.69019 | 700.4988 | 0.12578 | 700.7886 | 0.19928
|  | 579.0276 | 0 | 701.0223 | 0.032691 | 700.7327 | 0.0016891 | 579.0276 | 0.00083014 | 701.0223 | 0.013275 | 700.7327 | -0.0091578 | 700.7327 | #REF! | 581.3582 | 0.00013225 | 701.0223 | 0.017057 | 695.53 | 0.0074367 | 701.0223 | 0.0082368 | 579.0276 | 0.074201 | 701.0223 | 0.0039964 | 695.53 | -0.0001262 | 701.0223 | 0.0029716 | 695.53 | 0.0012752 | 701.0223 | 0.0018493 | 581.3582 | 0 | 701.0223 | 0.014809 | 581.3582 | 7.1773e-05 | 701.0223 | 0.017054 | 700.7327 | 0.13867 | 867.3882 | 0.023282 | 700.7327 | -0.0049096 | 866.7747 | 2.6513 | 867.3882 | 0.69075 | 700.7327 | 0.13517 | 701.0223 | 0.19895
|  | 579.1449 | 0.0039686 | 701.2559 | 0.0078347 | 700.9667 | -0.0052069 | 579.1449 | 0.013374 | 701.2559 | -0.018547 | 700.9667 | -0.033134 | 700.9667 | #REF! | 581.4771 | 0.0001466 | 701.2559 | 0 | 695.76 | -0.0074367 | 701.2559 | 0 | 579.1449 | 0.072069 | 701.2559 | 0 | 695.76 | -0.0081638 | 701.2559 | 0 | 695.76 | -0.010508 | 701.2559 | 0 | 581.4771 | 1.9818e-06 | 701.2559 | 0 | 581.4771 | 7.8454e-05 | 701.2559 | 0 | 700.9667 | 0.11016 | 867.5555 | 0.023282 | 700.9667 | -0.0061663 | 866.9423 | 2.5945 | 867.5555 | 0.69609 | 700.9667 | 0.11295 | 701.2559 | 0.19516
|  | 579.2622 | 0 | 701.4896 | 0.02458 | 701.2007 | 0.0028339 | 579.2622 | 0 | 701.4896 | 0.016511 | 701.2007 | 0.011161 | 701.2007 | #REF! | 581.596 | 0.00012573 | 701.4896 | 0.016584 | 696 | 0.0074367 | 701.4896 | 0.0034129 | 579.2622 | 0.076599 | 701.4896 | 0.0028037 | 696 | -0.0001262 | 701.4896 | 0.001745 | 696 | -0.0034686 | 701.4896 | 0.0023374 | 581.596 | 1.9818e-06 | 701.4896 | 0.018758 | 581.596 | 6.3379e-05 | 701.4896 | 0.016162 | 701.2007 | 0.13175 | 867.7227 | 0.014115 | 701.2007 | 0.0053355 | 867.1098 | 2.5091 | 867.7227 | 0.69934 | 701.2007 | 0.14212 | 701.4896 | 0.1953
|  | 579.3796 | 0.0054477 | 701.7233 | -0.0080243 | 701.4347 | -0.0064549 | 579.3796 | 0.0092761 | 701.7233 | -0.035955 | 701.4347 | -0.022371 | 701.4347 | #REF! | 581.7149 | 0.0001058 | 701.7233 | 0 | 696.23 | 0.0064771 | 701.7233 | 0 | 579.3796 | 0.071581 | 701.7233 | 0 | 696.23 | 0.002553 | 701.7233 | 0 | 696.23 | -0.0094364 | 701.7233 | 0 | 581.7149 | 1.9818e-06 | 701.7233 | 0 | 581.7149 | 3.837e-05 | 701.7233 | 0 | 701.4347 | 0.10446 | 867.89 | 0.015794 | 701.4347 | 0.0027689 | 867.2774 | 2.3934 | 867.89 | 0.70134 | 701.4347 | 0.12827 | 701.7233 | 0.19372
|  | 579.4969 | 0 | 701.957 | 0.0027417 | 701.6686 | -0.0031848 | 579.4969 | 0 | 701.957 | 0.0073467 | 701.6686 | 0.0072842 | 701.6686 | #REF! | 581.8338 | 9.1459e-05 | 701.957 | 0.011801 | 696.46 | 0.017032 | 701.957 | 0.010013 | 579.4969 | 0.071936 | 701.957 | 0.0013807 | 696.46 | 0.010358 | 701.957 | 0.0015908 | 696.46 | -0.0013262 | 701.957 | 0.0029964 | 581.8338 | 0 | 701.957 | 0.014602 | 581.8338 | 4.0083e-05 | 701.957 | 0.018711 | 701.6686 | 0.11586 | 868.0573 | 0.025461 | 701.6686 | 0.0062086 | 867.445 | 2.3733 | 868.0573 | 0.70074 | 701.6686 | 0.13012 | 701.957 | 0.19389
|  | 579.6143 | 0.0097132 | 702.1907 | -0.020188 | 701.9027 | -0.006673 | 579.6143 | 0.016048 | 702.1907 | -0.027425 | 701.9027 | -0.03351 | 701.9027 | #REF! | 581.9528 | 0.00010841 | 702.1907 | 0 | 696.7 | -0.012714 | 702.1907 | 0 | 579.6143 | 0.080506 | 702.1907 | 0 | 696.7 | 0.0011552 | 702.1907 | 0 | 696.7 | 0.00020403 | 702.1907 | 0 | 581.9528 | 0 | 702.1907 | 0 | 581.9528 | 7.006e-05 | 702.1907 | 0 | 701.9027 | 0.092243 | 868.2245 | 0.019062 | 701.9027 | -0.008698 | 867.6125 | 2.2917 | 868.2245 | 0.70464 | 701.9027 | 0.1194 | 702.1907 | 0.18977
|  | 579.7317 | 0 | 702.4244 | 0.0044416 | 702.1367 | -0.0020528 | 579.7317 | 0 | 702.4244 | 0.011514 | 702.1367 | 0.021143 | 702.1367 | #REF! | 582.0717 | 0.00011493 | 702.4244 | 0.0059515 | 696.93 | 0.0026388 | 702.4244 | 0.0091337 | 579.7317 | 0.06754 | 702.4244 | 0.00071744 | 696.93 | -0.0052516 | 702.4244 | 0.0013794 | 696.93 | -0.0043867 | 702.4244 | 0.0040683 | 582.0717 | 0 | 702.4244 | 0.013697 | 582.0717 | 6.6805e-05 | 702.4244 | 0.014332 | 702.1367 | 0.10792 | 868.3918 | 0.018018 | 702.1367 | -0.017285 | 867.7801 | 2.1921 | 868.3918 | 0.711 | 702.1367 | 0.12712 | 702.4244 | 0.19103
|  | 579.849 | 0.0094662 | 702.6581 | 0.0025098 | 702.3707 | -0.0022669 | 579.849 | 0.0076196 | 702.6581 | -0.017335 | 702.3707 | -0.042892 | 702.3707 | #REF! | 582.1906 | 0.00012015 | 702.6582 | 0 | 697.17 | -0.025189 | 702.6582 | 0 | 579.849 | 0.069672 | 702.6582 | 0 | 697.17 | -0.010144 | 702.6581 | 0 | 697.17 | -0.0031625 | 702.6582 | 0 | 582.1906 | 6.606e-07 | 702.6582 | 0 | 582.1906 | 5.0018e-05 | 702.6581 | 0.0017662 | 702.3707 | 0.086541 | 868.5591 | 0.01239 | 702.3707 | -0.0079379 | 867.9477 | 2.0856 | 868.5591 | 0.72108 | 702.3707 | 0.12189 | 702.6581 | 0.18841
|  | 579.9664 | 0.0007407 | 702.8919 | 0.021487 | 702.6047 | 0.00458 | 579.9664 | 0 | 702.8919 | 0.0032101 | 702.6047 | 0.027751 | 702.6047 | #REF! | 582.3095 | 0.00011027 | 702.8919 | 0.01998 | 697.4 | -0.02183 | 702.8919 | 0.0061895 | 579.9664 | 0.075089 | 702.8919 | 0.0063758 | 697.4 | -0.0031549 | 702.8919 | 0.0028242 | 697.4 | 0.014894 | 702.8919 | 0.0021872 | 582.3095 | 6.606e-07 | 702.8919 | 0.013533 | 582.3095 | 3.4944e-05 | 702.8919 | 0.019025 | 702.6047 | 0.11037 | 868.7263 | 0.025552 | 702.6047 | 0.0024382 | 868.1153 | 2.0389 | 868.7263 | 0.72768 | 702.6047 | 0.12386 | 702.8919 | 0.18921
|  | 580.0838 | 0.0047082 | 703.1257 | 0.010638 | 702.8388 | -0.0062722 | 580.0838 | 0.014711 | 703.1257 | 0.010211 | 702.8388 | -0.024863 | 702.8388 | #REF! | 582.4285 | 0.00012219 | 703.1257 | 0 | 697.63 | 0.018472 | 703.1257 | 0 | 580.0838 | 0.067274 | 703.1257 | 0 | 697.63 | -0.0032714 | 703.1257 | 0 | 697.63 | -0.0063763 | 703.1257 | 0 | 582.4285 | 8.2574e-07 | 703.1257 | 0 | 582.4285 | 3.6657e-05 | 703.1257 | 0 | 702.8388 | 0.081858 | 868.8936 | 0.016429 | 702.8388 | -0.0072775 | 868.2829 | 1.9711 | 868.8936 | 0.7346 | 702.8388 | 0.1171 | 703.1257 | 0.18463
|  | 580.2012 | 0 | 703.3594 | 0.017638 | 703.0728 | 0.0024712 | 580.2012 | 0 | 703.3594 | 0.0033392 | 703.0728 | 0.026981 | 703.0728 | #REF! | 582.5474 | 0.00011754 | 703.3594 | 0.019005 | 697.87 | -0.004558 | 703.3594 | 0.0055092 | 580.2012 | 0.075355 | 703.3594 | 0.0029043 | 697.87 | -0.0039703 | 703.3594 | 0.002441 | 697.87 | 5.1009e-05 | 703.3594 | 0.004498 | 582.5474 | 3.303e-07 | 703.3594 | 0.0069156 | 582.5474 | 4.6764e-05 | 703.3594 | 0.016637 | 703.0728 | 0.10141 | 869.0609 | 0.018517 | 703.0728 | 0.004223 | 868.4505 | 1.9424 | 869.0609 | 0.73827 | 703.0728 | 0.12974 | 703.3594 | 0.18513
|  | 580.3186 | 0.01103 | 703.5932 | 0.0014847 | 703.3069 | -0.0048443 | 580.3186 | 0.016048 | 703.5932 | -6.9506e-05 | 703.3069 | -0.081422 | 703.3069 | #REF! | 582.6663 | 0.00011307 | 703.5932 | 0 | 698.1 | -0.025668 | 703.5932 | 0 | 580.3186 | 0.06865 | 703.5932 | 0 | 698.1 | 0.0031355 | 703.5932 | 0 | 698.1 | -0.0028565 | 703.5932 | 0 | 582.6663 | 2.6424e-06 | 703.5932 | 0 | 582.6663 | 4.1625e-05 | 703.5932 | 0 | 703.3069 | 0.081247 | 869.2282 | 0.016202 | 703.3069 | -0.00099224 | 868.6181 | 1.8235 | 869.2282 | 0.74547 | 703.3069 | 0.11869 | 703.5932 | 0.18298
|  | 580.436 | 0 | 703.827 | 0.006529 | 703.541 | 0.0043247 | 580.436 | 0 | 703.827 | -0.010656 | 703.541 | 0.031289 | 703.541 | #REF! | 582.7853 | 0.00010021 | 703.827 | 0.017737 | 698.34 | -0.002159 | 703.827 | 0.0095712 | 580.436 | 0.063988 | 703.827 | 0.0036914 | 698.34 | -0.0052516 | 703.827 | 0.0024488 | 698.34 | 0.0073959 | 703.827 | 0.0032547 | 582.7853 | 2.3121e-06 | 703.827 | 0.017022 | 582.7853 | 4.3338e-05 | 703.827 | 0.015347 | 703.541 | 0.095908 | 869.3955 | 0.019606 | 703.541 | -0.0031655 | 868.7857 | 1.8442 | 869.3955 | 0.74965 | 703.541 | 0.12706 | 703.827 | 0.18379
|  | 580.5534 | 0.0030813 | 704.0607 | -0.017146 | 703.7751 | -0.0021476 | 580.5534 | 0.017768 | 704.0607 | -0.010487 | 703.7751 | -0.033577 | 703.7751 | #REF! | 582.9042 | 0.00010878 | 704.0608 | 0 | 698.57 | -0.020872 | 704.0608 | 0 | 580.5534 | 0.077132 | 704.0608 | 0 | 698.57 | -0.0011746 | 704.0607 | 0 | 698.57 | -0.0017853 | 704.0608 | 0 | 582.9042 | 2.3121e-06 | 704.0608 | 0 | 582.9042 | 3.6657e-05 | 704.0607 | 0 | 703.7751 | 0.06516 | 869.5627 | 0.01652 | 703.7751 | -0.017654 | 868.9533 | 1.7625 | 869.5627 | 0.75527 | 703.7751 | 0.11691 | 704.0607 | 0.17904
|  | 580.6708 | 0 | 704.2946 | 0.020748 | 704.0092 | 0.00026973 | 580.6708 | 0 | 704.2946 | -0.015951 | 704.0092 | -0.013579 | 704.0092 | #REF! | 583.0232 | 0.00010543 | 704.2946 | 0.015846 | 698.8 | 0.0035984 | 704.2946 | 0.0072267 | 580.6708 | 0.073224 | 704.2946 | 0.0019306 | 698.8 | -0.0058343 | 704.2946 | 0.0011305 | 698.8 | -0.01418 | 704.2946 | 0.00094847 | 583.0232 | 0 | 704.2946 | 0.0092953 | 583.0232 | 4.0083e-05 | 704.2946 | 0.015242 | 704.0091 | 0.094279 | 869.73 | 0.024735 | 704.0092 | 0.014139 | 869.1209 | 1.7086 | 869.73 | 0.75722 | 704.0091 | 0.1238 | 704.2946 | 0.17975
|  | 580.7882 | 0.015969 | 704.5284 | 0.01892 | 704.2433 | -0.0035492 | 580.7882 | 0.010412 | 704.5284 | -0.019544 | 704.2433 | -0.05539 | 704.2433 | #REF! | 583.1421 | 0.00010543 | 704.5284 | 0 | 699.04 | 0.00071969 | 704.5284 | 0 | 580.7882 | 0.081395 | 704.5284 | 0 | 699.04 | -0.011425 | 704.5284 | 0 | 699.04 | -0.0040807 | 704.5284 | 0 | 583.1421 | 1.9818e-06 | 704.5284 | 0 | 583.1421 | 4.0083e-05 | 704.5284 | 0 | 704.2433 | 0.065771 | 869.8973 | 0.013888 | 704.2433 | -0.0051701 | 869.2885 | 1.6415 | 869.8973 | 0.76465 | 704.2433 | 0.11869 | 704.5284 | 0.17615
|  | 580.9056 | 0 | 704.7622 | 0.032633 | 704.4774 | -0.002644 | 580.9056 | 0 | 704.7622 | -0.0068872 | 704.4774 | 0.0071703 | 704.4774 | #REF! | 583.261 | 0.00010413 | 704.7622 | 0.019437 | 699.27 | 0.0064771 | 704.7622 | 0.0076789 | 580.9056 | 0.071803 | 704.7622 | 0.0019347 | 699.27 | 0.00068922 | 704.7622 | 0.0014376 | 699.27 | -0.00010202 | 704.7622 | 0.0016115 | 583.261 | 1.9818e-06 | 704.7622 | 0.010659 | 583.261 | 4.6764e-05 | 704.7622 | 0.011003 | 704.4774 | 0.08817 | 870.0646 | 0.019879 | 704.4774 | 0.00047715 | 869.4561 | 1.5733 | 870.0646 | 0.7713 | 704.4774 | 0.12348 | 704.7622 | 0.17729
|  | 581.0231 | 0.010042 | 704.996 | 0.026147 | 704.7115 | 0.0001344 | 581.0231 | 0.015284 | 704.996 | -0.0038372 | 704.7115 | -0.051696 | 704.7115 | #REF! | 583.38 | 0.0001289 | 704.996 | 0 | 699.51 | 0.017512 | 704.996 | 0 | 581.0231 | 0.062611 | 704.996 | 0 | 699.51 | -0.0016406 | 704.996 | 0 | 699.51 | 0.0066312 | 704.996 | 0 | 583.38 | 4.2939e-06 | 704.996 | 0 | 583.38 | 2.9977e-05 | 704.996 | 0 | 704.7115 | 0.067604 | 870.2319 | 0.014841 | 704.7115 | -0.0091959 | 869.6237 | 1.5002 | 870.2319 | 0.77905 | 704.7115 | 0.11569 | 704.996 | 0.17403
|  | 581.1405 | 0 | 705.2299 | 0.02111 | 704.9456 | 0.0024341 | 581.1405 | 0 | 705.2299 | 0.014881 | 704.9456 | 0.0045135 | 704.9456 | #REF! | 583.499 | 0.0001248 | 705.2299 | 0.0036446 | 699.74 | 0.02135 | 705.2299 | 0.0052903 | 581.1405 | 0.065009 | 705.2299 | 0.0040811 | 699.74 | 0.006397 | 705.2299 | 0.0024633 | 699.74 | 0.0092325 | 705.2299 | 0.0015859 | 583.499 | 2.3121e-06 | 705.2299 | 0.013477 | 583.499 | 2.5009e-05 | 705.2299 | 0.01787 | 704.9456 | 0.081247 | 870.3992 | 0.01829 | 704.9456 | 0.004227 | 869.7913 | 1.5124 | 870.3992 | 0.78063 | 704.9456 | 0.12189 | 705.2299 | 0.17551
|  | 581.2579 | 0.001898 | 705.4637 | 0.0069338 | 705.1798 | -0.0082018 | 581.2579 | 0.014711 | 705.4637 | -0.0050854 | 705.1798 | -0.081917 | 705.1798 | #REF! | 583.6179 | 0.00011977 | 705.4637 | 0 | 699.97 | 0.018952 | 705.4637 | 0 | 581.2579 | 0.065142 | 705.4637 | 0 | 699.97 | -0.0061837 | 705.4637 | 0 | 699.97 | -0.0040807 | 705.4637 | 0 | 583.6179 | 2.9727e-06 | 705.4637 | 0 | 583.6179 | 1.6616e-05 | 705.4637 | 0 | 705.1798 | 0.063735 | 870.5665 | 0.013389 | 705.1798 | 0.0045905 | 869.959 | 1.3955 | 870.5665 | 0.78221 | 705.1798 | 0.11461 | 705.4637 | 0.17228
|  | 581.3754 | 0 | 705.6976 | 0.0065774 | 705.4139 | 0.003287 | 581.3754 | 0 | 705.6976 | 0.0010685 | 705.4139 | -0.015768 | 705.4139 | #REF! | 583.7369 | 9.2763e-05 | 705.6976 | 0.013221 | 700.21 | 0.039103 | 705.6976 | 0.0043702 | 581.3754 | 0.06754 | 705.6976 | 0.0039912 | 700.21 | 0.008727 | 705.6976 | 0.0017156 | 700.21 | 0.0037236 | 705.6976 | 0.0023386 | 583.7369 | 6.606e-07 | 705.6976 | 0.015246 | 583.7369 | 1.6616e-05 | 705.6976 | 0.013291 | 705.4139 | 0.080839 | 870.7338 | 0.022965 | 705.4139 | 0.0044393 | 870.1266 | 1.3608 | 870.7338 | 0.78259 | 705.4139 | 0.11882 | 705.6976 | 0.17368
|  | 581.4928 | 0.010454 | 705.9315 | 0.003482 | 705.6481 | -0.0030807 | 581.4928 | 0.0086135 | 705.9315 | -0.013903 | 705.6481 | -0.058417 | 705.6481 | #REF! | 583.8559 | 9.1459e-05 | 705.9314 | 0 | 700.44 | 0.004558 | 705.9314 | 0 | 581.4928 | 0.068561 | 705.9314 | 0 | 700.44 | -9.7074e-06 | 705.9315 | 0 | 700.44 | -0.0051518 | 705.9314 | 0 | 583.8559 | 1.9818e-06 | 705.9314 | 0 | 583.8559 | 2.5009e-05 | 705.9315 | 0 | 705.6481 | 0.064346 | 870.9011 | 0.015249 | 705.6481 | -0.0070595 | 870.2942 | 1.3232 | 870.9011 | 0.78579 | 705.6481 | 0.11659 | 705.9315 | 0.16964
|  | 581.6103 | 0 | 706.1653 | 0.030213 | 705.8822 | -0.00028008 | 581.6103 | 0 | 706.1653 | -0.0046133 | 705.8822 | 0.0078428 | 705.8822 | #REF! | 583.9748 | 9.5744e-05 | 706.1653 | 0.0071146 | 700.68 | -0.004558 | 706.1653 | 0.007021 | 581.6103 | 0.065498 | 706.1653 | 0.0020264 | 700.68 | -0.0039703 | 706.1653 | 0.0016794 | 700.68 | 0.0078554 | 706.1653 | 0.0018586 | 583.9748 | 1.4863e-06 | 706.1653 | 0.017737 | 583.9748 | 2.3296e-05 | 706.1653 | 0.013634 | 705.8822 | 0.072287 | 871.0684 | 0.024326 | 705.8822 | 0.00075607 | 870.4619 | 1.3157 | 871.0684 | 0.78941 | 705.8822 | 0.1171 | 706.1653 | 0.17025
|  | 581.7278 | 0.0095486 | 706.3992 | -0.011687 | 706.1164 | -0.0074593 | 581.7278 | 0.011559 | 706.3992 | -0.02399 | 706.1164 | -0.047064 | 706.1164 | #REF! | 584.0938 | 9.7234e-05 | 706.3992 | 0 | 700.91 | -0.015113 | 706.3992 | 0 | 581.7278 | 0.064254 | 706.3992 | 0 | 700.91 | 0.002786 | 706.3992 | 0 | 700.91 | 0.00051009 | 706.3992 | 0 | 584.0938 | 1.9818e-06 | 706.3992 | 0 | 584.0938 | 3.837e-05 | 706.3992 | 0 | 706.1164 | 0.052128 | 871.2358 | 0.020514 | 706.1164 | -0.0040576 | 870.6295 | 1.2396 | 871.2358 | 0.79448 | 706.1164 | 0.11263 | 706.3992 | 0.16777
|  | 581.8453 | 0 | 706.6331 | 0.0067459 | 706.3506 | 0.00080754 | 581.8453 | 0 | 706.6331 | -0.0078814 | 706.3506 | 0.029432 | 706.3506 | #REF! | 584.2128 | 9.9841e-05 | 706.6331 | 0.0080024 | 701.14 | 0.025189 | 706.6331 | 0.0028356 | 581.8453 | 0.058215 | 706.6331 | 0.0036316 | 701.14 | 0.0013882 | 706.6331 | 0.0017731 | 701.14 | 0.0075495 | 706.6331 | 0.00098231 | 584.2128 | 6.606e-07 | 706.6331 | 0.013338 | 584.2128 | 2.8435e-05 | 706.6331 | 0.010374 | 706.3506 | 0.066993 | 871.4031 | 0.02124 | 706.3506 | -0.0026223 | 870.7971 | 1.1922 | 871.4031 | 0.79987 | 706.3506 | 0.12393 | 706.6331 | 0.1676
|  | 581.9628 | 0.0072224 | 706.867 | 0.00099104 | 706.5848 | -0.0013429 | 581.9628 | 0.0053006 | 706.867 | -0.021854 | 706.5848 | -0.039113 | 706.5848 | #REF! | 584.3317 | 0.00012368 | 706.867 | 0 | 701.38 | -0.0074367 | 706.867 | 0 | 581.9628 | 0.057949 | 706.867 | 0 | 701.38 | -0.00047565 | 706.867 | 0 | 701.38 | 0.0032646 | 706.867 | 0 | 584.3317 | 5.2848e-06 | 706.867 | 0 | 584.3317 | 2.3296e-05 | 706.867 | 0 | 706.5848 | 0.045409 | 871.5704 | 0.018109 | 706.5848 | -0.0094597 | 870.9648 | 1.1231 | 871.5704 | 0.80567 | 706.5848 | 0.10822 | 706.867 | 0.16542
|  | 582.0802 | 0 | 707.101 | 0.021733 | 706.819 | 0.0053944 | 582.0802 | 0 | 707.101 | -0.0013585 | 706.819 | 0.02251 | 706.819 | #REF! | 584.4507 | 0.00014827 | 707.1009 | 0.017987 | 701.61 | -0.0011995 | 707.1009 | 0.008546 | 582.0802 | 0.066519 | 707.1009 | 0.003266 | 701.61 | 0.0038344 | 707.101 | 0.0026784 | 701.61 | 0.00066312 | 707.1009 | 0.0061284 | 584.4507 | 4.6242e-06 | 707.1009 | 0.01238 | 584.4507 | 1.1648e-05 | 707.101 | 0.013793 | 706.819 | 0.068418 | 871.7377 | 0.018426 | 706.819 | 0.0098398 | 871.1324 | 1.1319 | 871.7377 | 0.81139 | 706.819 | 0.11422 | 707.101 | 0.16601
|  | 582.1977 | 0 | 707.3348 | -0.0092034 | 707.0532 | -0.0021325 | 582.1977 | 0.01987 | 707.3348 | 0.0046848 | 707.0532 | -0.059263 | 707.0532 | #REF! | 584.5697 | 0.00015051 | 707.3349 | 0 | 701.85 | -0.020391 | 707.3349 | 0 | 582.1977 | 0.063988 | 707.3349 | 0 | 701.85 | 0.0015046 | 707.3348 | 0 | 701.85 | -0.0037746 | 707.3349 | 0 | 584.5697 | 8.0923e-06 | 707.3349 | 0 | 584.5697 | 2.3296e-05 | 707.3348 | 0 | 707.0533 | 0.049277 | 871.905 | 0.017791 | 707.0532 | -0.0071452 | 871.3001 | 1.062 | 871.905 | 0.81882 | 707.0533 | 0.10643 | 707.3348 | 0.16357
|  | 582.3152 | 0 | 707.5688 | 0.02487 | 707.2875 | -0.0013029 | 582.3152 | 0 | 707.5688 | 0.015485 | 707.2875 | 0.020446 | 707.2875 | #REF! | 584.6887 | 0.00013914 | 707.5688 | 0.019471 | 702.08 | -0.0016793 | 707.5688 | 0.0077462 | 582.3152 | 0.058215 | 707.5688 | 0.00088919 | 702.08 | -0.0039703 | 707.5688 | 0.0013684 | 702.08 | 0.011222 | 707.5688 | 0.0011617 | 584.6887 | 3.4681e-06 | 707.5688 | 0.0028001 | 584.6887 | 2.0042e-05 | 707.5688 | 0.019089 | 707.2875 | 0.071676 | 872.0724 | 0.024417 | 707.2875 | 0.00045887 | 871.4677 | 1.0783 | 872.0724 | 0.82527 | 707.2875 | 0.11748 | 707.5688 | 0.16354
|  | 582.4328 | 0.0030813 | 707.8027 | -0.017613 | 707.5217 | -0.0045828 | 582.4328 | 0.0082822 | 707.8027 | -0.028694 | 707.5217 | -0.020493 | 707.5217 | #REF! | 584.8077 | 0.00011828 | 707.8028 | 0 | 702.32 | 0.0059973 | 707.8028 | 0 | 582.4328 | 0.063144 | 707.8028 | 0 | 702.32 | -0.0012911 | 707.8027 | 0 | 702.32 | -0.0051518 | 707.8028 | 0 | 584.8077 | 1.5359e-05 | 707.8028 | 0 | 584.8077 | 1.3361e-05 | 707.8027 | 0 | 707.5217 | 0.039911 | 872.2397 | 0.018109 | 707.5217 | 7.2891e-05 | 871.6354 | 0.96354 | 872.2397 | 0.83145 | 707.5217 | 0.090664 | 707.8027 | 0.16024
|  | 582.5503 | 0 | 708.0367 | 0.023448 | 707.756 | -0.0018764 | 582.5503 | 0 | 708.0367 | 0.0049095 | 707.756 | 0.0062517 | 707.756 | #REF! | 584.9266 | 0.00010841 | 708.0367 | 0.011367 | 702.55 | 0.0031186 | 708.0367 | 0.0095099 | 582.5503 | 0.058704 | 708.0367 | 0.0042445 | 702.55 | -0.0030384 | 708.0367 | 0.0011329 | 702.55 | 0.0012752 | 708.0367 | 0.0024783 | 584.9266 | 1.1891e-05 | 708.0367 | 0.012436 | 584.9266 | 3.2546e-06 | 708.0367 | 0.012124 | 707.756 | 0.058441 | 872.407 | 0.027186 | 707.756 | -0.00068995 | 871.803 | 0.97748 | 872.407 | 0.83452 | 707.756 | 0.1254 | 708.0367 | 0.16103
|  | 582.6678 | 0.0075183 | 708.2707 | -0.0039349 | 707.9902 | -0.010308 | 582.6678 | 0.0059632 | 708.2707 | -0.023038 | 707.9902 | -0.054679 | 707.9902 | #REF! | 585.0456 | 0.00011065 | 708.2707 | 0 | 702.78 | -0.015113 | 708.2707 | 0 | 582.6678 | 0.063011 | 708.2707 | 0 | 702.78 | 0.00057274 | 708.2707 | 0 | 702.78 | -0.005917 | 708.2707 | 0 | 585.0456 | 5.8793e-05 | 708.2707 | 0 | 585.0456 | 9.9352e-06 | 708.2707 | 0 | 707.9902 | 0.03482 | 872.5744 | 0.013025 | 707.9902 | -0.013871 | 871.9707 | 0.88719 | 872.5744 | 0.83893 | 707.9902 | 0.10516 | 708.2707 | 0.1586
|  | 582.7853 | 0 | 708.5046 | 0.0028306 | 708.2245 | 0.004447 | 582.7853 | 0 | 708.5046 | 0.012555 | 708.2245 | -0.01205 | 708.2245 | #REF! | 585.1646 | 0.00012275 | 708.5047 | 0.012011 | 703.02 | -0.015113 | 708.5047 | 0.0064837 | 582.7853 | 0.066252 | 708.5047 | 0.0046999 | 703.02 | 0.002553 | 708.5046 | 0.0024203 | 703.02 | -0.0049988 | 708.5047 | 0.0023611 | 585.1646 | 4.6902e-05 | 708.5047 | 0.014742 | 585.1646 | 1.8329e-05 | 708.5046 | 0.017964 | 708.2245 | 0.066586 | 872.7417 | 0.020741 | 708.2245 | -0.0049776 | 872.1384 | 0.90928 | 872.7417 | 0.84395 | 708.2245 | 0.11467 | 708.5046 | 0.15921
|  | 582.9028 | 0.0016023 | 708.7386 | -0.022656 | 708.4588 | 0.00058316 | 582.9028 | 0.016048 | 708.7386 | -0.049205 | 708.4588 | -0.064948 | 708.4588 | #REF! | 585.2836 | 0.00013579 | 708.7386 | 0 | 703.25 | -0.0093559 | 708.7386 | 0 | 582.9028 | 0.058082 | 708.7386 | 0 | 703.25 | -0.0045528 | 708.7386 | 0 | 703.25 | -0.0076005 | 708.7386 | 0 | 585.2836 | 0.0003772 | 708.7386 | 0 | 585.2836 | 1.5074e-05 | 708.7387 | 0 | 708.4588 | 0.037264 | 872.909 | 0.014387 | 708.4588 | -0.011257 | 872.3061 | 0.84923 | 872.909 | 0.84924 | 708.4588 | 0.10522 | 708.7386 | 0.15599
|  | 583.0204 | 0 | 708.9727 | 0.0047535 | 708.693 | 0.0086888 | 583.0204 | 0 | 708.9727 | -0.0062457 | 708.693 | 0.0056952 | 708.693 | #REF! | 585.4026 | 0.00014138 | 708.9726 | 0.021026 | 703.49 | 0.015113 | 708.9726 | 0.007308 | 583.0204 | 0.063233 | 708.9726 | 0.0041187 | 703.49 | 0.00033976 | 708.9727 | 0.0031547 | 703.49 | -0.0011732 | 708.9726 | 0.005098 | 585.4026 | 0.0003303 | 708.9726 | 0.015001 | 585.4026 | 2.1755e-05 | 708.9727 | 0.01281 | 708.693 | 0.065975 | 873.0764 | 0.02242 | 708.693 | 0.0025029 | 872.4737 | 0.84108 | 873.0764 | 0.85329 | 708.693 | 0.10931 | 708.9727 | 0.15667
|  | 583.1379 | 0.007962 | 709.2067 | -0.016626 | 708.9273 | -0.008841 | 583.1379 | 0.01901 | 709.2067 | 0.00063588 | 708.9273 | -0.055996 | 708.9273 | #REF! | 585.5216 | 0.00014566 | 709.2067 | 0 | 703.72 | -0.0050378 | 709.2067 | 0 | 583.1379 | 0.06008 | 709.2067 | 0 | 703.72 | -0.0051353 | 709.2067 | 0 | 703.72 | -0.0091305 | 709.2067 | 0 | 585.5216 | 0.00056398 | 709.2067 | 0 | 585.5216 | 1.6616e-05 | 709.2067 | 0 | 708.9273 | 0.025657 | 873.2437 | 0.015567 | 708.9273 | -0.010011 | 872.6414 | 0.77716 | 873.2437 | 0.85807 | 708.9273 | 0.10248 | 709.2067 | 0.15406
|  | 583.2555 | 0 | 709.4407 | 0.024651 | 709.1616 | -0.0038399 | 583.2555 | 0 | 709.4407 | 0.00053402 | 709.1616 | -0.0052753 | 709.1616 | #REF! | 585.6406 | 0.00014883 | 709.4407 | 0 | 703.96 | -0.014154 | 709.4407 | 0.0061143 | 583.2555 | 0.058437 | 709.4407 | 0.0019843 | 703.96 | 0.00092222 | 709.4407 | 0.0013743 | 703.96 | 0.0046418 | 709.4407 | 5.1838e-05 | 585.6406 | 0.00023369 | 709.4407 | 0.0049113 | 585.6406 | 1.6616e-05 | 709.4407 | 0.0089098 | 709.1617 | 0.051517 | 873.4111 | 0.020332 | 709.1616 | 0.0040473 | 872.8091 | 0.78638 | 873.4111 | 0.86188 | 709.1617 | 0.11141 | 709.4407 | 0.15483
|  | 583.3731 | 0.012265 | 709.6747 | -0.00084721 | 709.396 | -0.0053735 | 583.3731 | 0.0061289 | 709.6747 | -0.010708 | 709.396 | -0.055576 | 709.396 | #REF! | 585.7596 | 0.00013952 | 709.6747 | 0 | 704.19 | -0.015593 | 709.6747 | 0 | 583.3731 | 0.056084 | 709.6747 | 0 | 704.19 | -0.0099112 | 709.6747 | 0 | 704.19 | -0.0027035 | 709.6747 | 0 | 585.7596 | 0.0020662 | 709.6747 | 0 | 585.7596 | 2.9977e-05 | 709.6747 | 0 | 709.396 | 0.036449 | 873.5784 | 0.01357 | 709.396 | -0.0046862 | 872.9768 | 0.73062 | 873.5784 | 0.86829 | 709.396 | 0.10094 | 709.6747 | 0.15124
|  | 583.4906 | 0 | 709.9088 | 0.022969 | 709.6303 | 0.0011893 | 583.4906 | 0 | 709.9088 | -0.018866 | 709.6303 | -0.0040254 | 709.6303 | #REF! | 585.8786 | 0.00012871 | 709.9087 | 0.016785 | 704.42 | 0.0074367 | 709.9087 | 0.01154 | 583.4906 | 0.056439 | 709.9087 | 0.0037955 | 704.42 | -0.0021065 | 709.9088 | 0.0010624 | 704.42 | 0.0041827 | 709.9087 | 0.0016307 | 585.8786 | 0.0018393 | 709.9087 | 0.0089861 | 585.8786 | 2.8435e-05 | 709.9088 | 0.010259 | 709.6303 | 0.052332 | 873.7458 | 0.01947 | 709.6303 | 0.011286 | 873.1445 | 0.66392 | 873.7458 | 0.87261 | 709.6303 | 0.10643 | 709.9088 | 0.15255
|  | 583.6082 | 0.0069267 | 710.1428 | 0.0095718 | 709.8646 | -0.0018418 | 583.6082 | 0.010412 | 710.1428 | -0.025442 | 709.8646 | -0.018452 | 709.8646 | #REF! | 585.9977 | 0.00011661 | 710.1428 | 0 | 704.66 | 0.029507 | 710.1428 | 0 | 583.6082 | 0.057682 | 710.1428 | 0 | 704.66 | 0.00092222 | 710.1428 | 0 | 704.66 | 0.0064783 | 710.1428 | 0 | 585.9977 | 0.0064299 | 710.1428 | 0 | 585.9977 | 3.6657e-05 | 710.1428 | 0 | 709.8646 | 0.035024 | 873.9131 | 0.016611 | 709.8646 | -0.0030832 | 873.3121 | 0.69416 | 873.9131 | 0.88139 | 709.8646 | 0.10267 | 710.1428 | 0.15031
|  | 583.7258 | 0 | 710.3768 | 0.020184 | 710.099 | -0.00052268 | 583.7258 | 0 | 710.3768 | -0.0031674 | 710.099 | 0.030614 | 710.099 | #REF! | 586.1167 | 0.00010673 | 710.3768 | 0.0089646 | 704.89 | 0.017032 | 710.3768 | 0.0055275 | 583.7258 | 0.051776 | 710.3768 | 0.0032577 | 704.89 | -0.0045528 | 710.3768 | 0.0016249 | 704.89 | 0.00020403 | 710.3768 | 0.0007296 | 586.1167 | 0.0064223 | 710.3768 | 0.012023 | 586.1167 | 9.9352e-06 | 710.3768 | 0.014303 | 710.099 | 0.048259 | 874.0805 | 0.025552 | 710.099 | 0.0030885 | 873.4799 | 0.6399 | 874.0805 | 0.8872 | 710.099 | 0.10426 | 710.3768 | 0.15217
|  | 583.8434 | 0.00086279 | 710.6109 | -0.0035194 | 710.3333 | -0.00022935 | 583.8434 | 0.0091104 | 710.6109 | -0.026669 | 710.3333 | -0.067541 | 710.3333 | #REF! | 586.2357 | 0.00010766 | 710.6109 | 0 | 705.13 | -0.016553 | 710.6109 | 0 | 583.8434 | 0.059458 | 710.6109 | 0 | 705.13 | 0.0012716 | 710.6109 | 0 | 705.13 | -0.00040807 | 710.6109 | 0 | 586.2357 | 0.015654 | 710.6109 | 0 | 586.2357 | 8.3935e-06 | 710.6109 | 0 | 710.3333 | 0.03258 | 874.2479 | 0.01534 | 710.3333 | -0.006044 | 873.6476 | 0.54081 | 874.2479 | 0.8943 | 710.3333 | 0.093792 | 710.6109 | 0.14801
|  | 583.961 | 0 | 710.845 | 0.011083 | 710.5677 | 0.0072553 | 583.961 | 0 | 710.845 | -0.0012966 | 710.5677 | 0.0073956 | 710.5677 | #REF! | 586.3547 | 0.00012406 | 710.845 | 0.011026 | 705.36 | -0.0035984 | 710.845 | 0.0044853 | 583.961 | 0.061457 | 710.845 | 0.0023242 | 705.36 | -0.0028054 | 710.845 | 0.0015024 | 705.36 | -0.0010202 | 710.845 | 0.0034867 | 586.3547 | 0.01206 | 710.845 | 0.016029 | 586.3547 | 6.6805e-06 | 710.845 | 0.012666 | 710.5677 | 0.050296 | 874.4152 | 0.023872 | 710.5677 | -0.0035872 | 873.8152 | 0.59207 | 874.4152 | 0.897 | 710.5677 | 0.10337 | 710.845 | 0.14901
|  | 584.0786 | 0.0094662 | 711.0791 | -0.002185 | 710.802 | -0.030741 | 584.0786 | 0.011941 | 711.0791 | -0.0093969 | 710.802 | -0.039214 | 710.802 | #REF! | 586.4737 | 0.00013151 | 711.0791 | 0 | 705.6 | -0.020872 | 711.0791 | 0 | 584.0786 | 0.055196 | 711.0791 | 0 | 705.6 | -0.005368 | 711.0791 | 0 | 705.6 | -0.0057639 | 711.0791 | 0 | 586.4737 | 0.021859 | 711.0791 | 0 | 586.4737 | 6.6805e-06 | 711.0791 | 0 | 710.8021 | 0.022195 | 874.5826 | 0.014024 | 710.802 | -0.0095061 | 873.9829 | 0.523 | 874.5826 | 0.90239 | 710.8021 | 0.093154 | 711.0791 | 0.14575
|  | 584.1962 | 0 | 711.3132 | 0.01685 | 711.0364 | 0.018673 | 584.1962 | 0 | 711.3132 | 0.018245 | 711.0364 | 0.0030429 | 711.0364 | #REF! | 586.5928 | 0.00012666 | 711.3132 | 0.021619 | 705.83 | -0.0055175 | 711.3132 | 0.0064383 | 584.1962 | 0.052132 | 711.3132 | 0.0027286 | 705.83 | -0.00047565 | 711.3132 | 0.0020209 | 705.83 | -0.0028565 | 711.3132 | 0.0011675 | 586.5928 | 0.018051 | 711.3132 | 0.0091702 | 586.5928 | 6.6805e-06 | 711.3132 | 0.013329 | 711.0364 | 0.049277 | 874.75 | 0.023918 | 711.0364 | 0.0049788 | 874.1507 | 0.55818 | 874.75 | 0.90369 | 711.0364 | 0.099858 | 711.3132 | 0.14654
|  | 584.3138 | 0.011524 | 711.5473 | -0.004316 | 711.2708 | -0.017959 | 584.3138 | 0.0029816 | 711.5473 | -0.0042662 | 711.2708 | -0.048624 | 711.2708 | #REF! | 586.7118 | 0.00012871 | 711.5473 | 0 | 706.06 | 0.0040782 | 711.5473 | 0 | 584.3138 | 0.054574 | 711.5473 | 0 | 706.06 | -0.0023395 | 711.5473 | 0 | 706.06 | -0.0094364 | 711.5473 | 0 | 586.7118 | 0.030461 | 711.5473 | 0 | 586.7118 | 3.2546e-06 | 711.5473 | 0 | 711.2708 | 0.028915 | 874.9173 | 0.017065 | 711.2708 | 0.0011786 | 874.3184 | 0.57491 | 874.9173 | 0.90736 | 711.2708 | 0.093154 | 711.5473 | 0.14378
|  | 584.4314 | 0 | 711.7814 | 0.020755 | 711.5052 | -0.010938 | 584.4314 | 0 | 711.7814 | 0.0034225 | 711.5052 | 0.00021046 | 711.5052 | #REF! | 586.8308 | 0.00012089 | 711.7814 | 0.016302 | 706.3 | 0.036703 | 711.7814 | 0.0076577 | 584.4314 | 0.045959 | 711.7814 | 0.00069342 | 706.3 | 0.00010678 | 711.7814 | 0.00076038 | 706.3 | 0.0031115 | 711.7814 | 0.0034818 | 586.8308 | 0.035115 | 711.7814 | 0.0084592 | 586.8308 | 3.2546e-06 | 711.7814 | 0.0084892 | 711.5052 | 0.043372 | 875.0847 | 0.018199 | 711.5052 | 0.0008869 | 874.4861 | 0.57384 | 875.0847 | 0.90801 | 711.5052 | 0.097623 | 711.7814 | 0.14548
|  | 584.549 | 0.0054477 | 712.0155 | -0.0017852 | 711.7396 | 0.010131 | 584.549 | 0.010412 | 712.0155 | -0.028949 | 711.7396 | -0.031124 | 711.7396 | #REF! | 586.9498 | 0.00012629 | 712.0155 | 0 | 706.53 | -0.014634 | 712.0155 | 1.2622e-05 | 584.549 | 0.055551 | 712.0155 | 0 | 706.53 | -0.0028054 | 712.0155 | 0 | 706.53 | -0.0031625 | 712.0155 | 0 | 586.9498 | 0.044986 | 712.0155 | 0 | 586.9498 | 2.6722e-05 | 712.0155 | 0 | 711.7396 | 0.024231 | 875.2521 | 0.019243 | 711.7396 | 0.0085741 | 874.6538 | 0.55239 | 875.2521 | 0.91381 | 711.7396 | 0.091494 | 712.0155 | 0.14253
|  | 584.6667 | 0 | 712.2496 | 0.02933 | 711.9741 | -0.0051629 | 584.6667 | 0 | 712.2496 | 0.031934 | 711.9741 | 0.017167 | 711.9741 | #REF! | 587.0689 | 0.00012499 | 712.2497 | 0.0094827 | 706.77 | -0.020391 | 712.2497 | 0.0058504 | 584.6667 | 0.050133 | 712.2497 | 0.0018648 | 706.77 | -0.0014076 | 712.2496 | 0.00034172 | 706.77 | -0.0034686 | 712.2497 | 0.0028514 | 587.0689 | 0.041884 | 712.2497 | 0.0085051 | 587.0689 | 2.3296e-05 | 712.2496 | 0.011848 | 711.9741 | 0.047038 | 875.4195 | 0.021921 | 711.9741 | -0.0024565 | 874.8215 | 0.50563 | 875.4195 | 0.91878 | 711.9741 | 0.099411 | 712.2496 | 0.14351
|  | 584.7843 | 0.0030813 | 712.4838 | 0.005785 | 712.2085 | 0.0031258 | 584.7843 | 0.013756 | 712.4838 | -0.029517 | 712.2085 | -0.027749 | 712.2085 | #REF! | 587.1879 | 0.00012611 | 712.4838 | 0 | 707 | 0.0074367 | 712.4838 | 0 | 584.7843 | 0.053908 | 712.4838 | 0 | 707 | -0.0028054 | 712.4838 | 0 | 707 | -0.0025504 | 712.4838 | 0 | 587.1879 | 0.043012 | 712.4838 | 0 | 587.1879 | 2.3296e-05 | 712.4838 | 0 | 712.2085 | 0.040114 | 875.5869 | 0.013888 | 712.2085 | -0.0037292 | 874.9893 | 0.4385 | 875.5869 | 0.92538 | 712.2085 | 0.091111 | 712.4838 | 0.13976
|  | 584.902 | 0 | 712.718 | 0.029452 | 712.4429 | 0.020348 | 584.902 | 0 | 712.718 | 0.015031 | 712.4429 | 0.00019088 | 712.4429 | #REF! | 587.307 | 0.00012927 | 712.718 | 0.012588 | 707.24 | 0.00071969 | 712.718 | 0.0069729 | 584.902 | 0.05746 | 712.718 | 0.0020443 | 707.24 | -0.00035917 | 712.718 | 0.001669 | 707.24 | 0.0011222 | 712.718 | 0.00027978 | 587.307 | 0.041038 | 712.718 | 0.013187 | 587.307 | 0 | 712.718 | 0.014737 | 712.4429 | 0.040522 | 875.7542 | 0.020423 | 712.4429 | 0.0024806 | 875.157 | 0.37308 | 875.7542 | 0.92863 | 712.4429 | 0.10184 | 712.718 | 0.14086
|  | 585.0196 | 0.00056695 | 712.9521 | -0.0071957 | 712.6774 | -0.015553 | 585.0196 | 0 | 712.9521 | -0.015457 | 712.6774 | -0.036348 | 712.6774 | #REF! | 587.426 | 0.00013654 | 712.9521 | 0 | 707.47 | -0.026628 | 712.9521 | 0 | 585.0196 | 0.045338 | 712.9521 | 0 | 707.47 | -0.0047858 | 712.9521 | 0 | 707.47 | -0.00607 | 712.9521 | 0 | 587.426 | 0.052037 | 712.9521 | 0 | 587.426 | 0 | 712.9521 | 0 | 712.6774 | 0.021584 | 875.9216 | 0.020015 | 712.6774 | 0.0037511 | 875.3247 | 0.30767 | 875.9216 | 0.93221 | 712.6774 | 0.093154 | 712.9521 | 0.13819
|  | 585.1373 | 0 | 713.1863 | 0.011514 | 712.9118 | 0.0053446 | 585.1373 | 0 | 713.1863 | 0.016667 | 712.9118 | -0.012508 | 712.9118 | #REF! | 587.5451 | 0.00013486 | 713.1863 | 0.0059459 | 707.7 | 0.020872 | 713.1863 | 0.0081805 | 585.1373 | 0.048135 | 713.1863 | 0.0038652 | 707.7 | 0.00068922 | 713.1863 | 0.0021107 | 707.7 | 0.011069 | 713.1863 | 0.0032472 | 587.5451 | 0.04964 | 713.1863 | 0.014114 | 587.5451 | 0 | 713.1863 | 0.015732 | 712.9118 | 0.04154 | 876.089 | 0.018744 | 712.9118 | 0.0015666 | 875.4925 | 0.4385 | 876.089 | 0.93314 | 712.9118 | 0.098772 | 713.1863 | 0.13939
|  | 585.2549 | 0.00012322 | 713.4205 | 0.00056028 | 713.1463 | -0.006686 | 585.2549 | 0.0056319 | 713.4205 | -0.035769 | 713.1463 | -0.051552 | 713.1463 | #REF! | 587.6641 | 0.0001235 | 713.4205 | 0 | 707.94 | -0.018472 | 713.4205 | 0 | 585.2549 | 0.053686 | 713.4205 | 0 | 707.94 | -0.0073485 | 713.4205 | 0 | 707.94 | -0.010202 | 713.4205 | 0 | 587.6641 | 0.060358 | 713.4205 | 0 | 587.6641 | 9.9352e-06 | 713.4205 | 0 | 713.1463 | 0.023213 | 876.2564 | 0.015658 | 713.1463 | -0.0047381 | 875.6602 | 0.27936 | 876.2564 | 0.93723 | 713.1463 | 0.089131 | 713.4205 | 0.13656
|  | 585.3726 | 0 | 713.6547 | 0.0070837 | 713.3808 | -0.038448 | 585.3726 | 0 | 713.6547 | 0.014387 | 713.3808 | 0.014972 | 713.3808 | #REF! | 587.7832 | 0.00011009 | 713.6547 | 0.0066328 | 708.17 | 0.0035984 | 713.6547 | 0.0033724 | 585.3726 | 0.052531 | 713.6547 | 0.0051315 | 708.17 | 0.0033685 | 713.6547 | 0.0025214 | 708.17 | -0.0054579 | 713.6547 | 0.0042669 | 587.7832 | 0.057255 | 713.6547 | 0.0093901 | 587.7832 | 1.1648e-05 | 713.6547 | 0.010952 | 713.3808 | 0.03034 | 876.4238 | 0.027186 | 713.3808 | 0.010986 | 875.8279 | 0.28815 | 876.4238 | 0.94136 | 713.3808 | 0.090664 | 713.6547 | 0.13688
|  | 585.4903 | 0.0032291 | 713.8889 | 0.0025477 | 713.6153 | 0.0065292 | 585.4903 | 0.013374 | 713.8889 | -0.013541 | 713.6153 | -0.050619 | 713.6153 | #REF! | 587.9022 | 0.00010189 | 713.8889 | 0 | 708.41 | -0.018472 | 713.8889 | 0 | 585.4903 | 0.041341 | 713.8889 | 0 | 708.41 | -0.0066496 | 713.8889 | 0 | 708.41 | -0.011426 | 713.8889 | 0 | 587.9022 | 0.068114 | 713.8889 | 0 | 587.9022 | 1.1648e-05 | 713.8889 | 0 | 713.6152 | 0.021584 | 876.5912 | 0.015159 | 713.6153 | 0.0025292 | 875.9957 | 0.24526 | 876.5912 | 0.94791 | 713.6152 | 0.087727 | 713.8889 | 0.13458
|  | 585.608 | 0 | 714.1231 | 0.018233 | 713.8497 | 0.017035 | 585.608 | 0 | 714.1231 | 0.018693 | 713.8497 | 0.032907 | 713.8497 | #REF! | 588.0213 | 0.00011698 | 714.1231 | 0.0099338 | 708.64 | 0.004558 | 714.1231 | 0.0070175 | 585.608 | 0.045604 | 714.1231 | 0.0034361 | 708.64 | 0.0020871 | 714.1231 | 0.0017744 | 708.64 | -0.0023974 | 714.1231 | 0.0030446 | 588.0213 | 0.065576 | 714.1231 | 0.013828 | 588.0213 | 3.2546e-06 | 714.1231 | 0.014488 | 713.8497 | 0.037264 | 876.7586 | 0.021921 | 713.8497 | 0.0026596 | 876.1634 | 0.30402 | 876.7586 | 0.95474 | 713.8497 | 0.098453 | 714.1231 | 0.13732
|  | 585.7257 | 0 | 714.3574 | -0.0094772 | 714.0843 | -0.024563 | 585.7257 | 0.0057976 | 714.3574 | -0.0036995 | 714.0843 | -0.05768 | 714.0843 | #REF! | 588.1403 | 0.00011586 | 714.3573 | 0 | 708.88 | -0.0002399 | 714.3573 | 0 | 585.7257 | 0.056927 | 714.3573 | 0 | 708.88 | -0.0028054 | 714.3574 | 0 | 708.88 | 0.0043357 | 714.3573 | 0 | 588.1403 | 0.077422 | 714.3573 | 0 | 588.1403 | 1.713e-06 | 714.3574 | 0 | 714.0842 | 0.021177 | 876.926 | 0.016838 | 714.0843 | -0.0006734 | 876.3312 | 0.31153 | 876.926 | 0.9625 | 714.0842 | 0.070169 | 714.3574 | 0.13231
|  | 585.8434 | 0 | 714.5916 | -0.0058186 | 714.3188 | 0.0021038 | 585.8434 | 0 | 714.5916 | -0.0030297 | 714.3188 | 0.014504 | 714.3188 | #REF! | 588.2594 | 0.00011698 | 714.5916 | 0.0079841 | 709.11 | -0.014634 | 714.5916 | 0.010718 | 585.8434 | 0.051643 | 714.5916 | 0.0029062 | 709.11 | 0.0054654 | 714.5916 | 0.001509 | 709.11 | -0.0054579 | 714.5916 | 0.0039217 | 588.2594 | 0.075306 | 714.5916 | 0.0083605 | 588.2594 | 1.713e-06 | 714.5915 | 0.012227 | 714.3188 | 0.031969 | 877.0934 | 0.023782 | 714.3188 | 0.0018962 | 876.4989 | 0.3244 | 877.0934 | 0.96853 | 714.3188 | 0.10771 | 714.5916 | 0.13347
|  | 585.9611 | 0.003377 | 714.8258 | 0.0046268 | 714.5533 | -0.045517 | 585.9611 | 0.012227 | 714.8258 | -0.018762 | 714.5533 | -0.03704 | 714.5533 | #REF! | 588.3785 | 0.00011493 | 714.8258 | 0 | 709.35 | -0.010315 | 714.8258 | 0 | 585.9611 | 0.049512 | 714.8258 | 0 | 709.35 | -0.0033879 | 714.8258 | 0 | 709.35 | -0.0048458 | 714.8258 | 0 | 588.3785 | 0.089691 | 714.8258 | 0 | 588.3785 | 3.2546e-06 | 714.8258 | 0 | 714.5533 | 0.010033 | 877.2608 | 0.019243 | 714.5533 | -0.0082102 | 876.6667 | 0.29888 | 877.2608 | 0.97313 | 714.5533 | 0.087854 | 714.8258 | 0.13142
|  | 586.0788 | 0 | 715.0601 | 0.020697 | 714.7878 | -0.011966 | 586.0788 | 0 | 715.0601 | -0.0037692 | 714.7878 | 0.0026466 | 714.7878 | #REF! | 588.4975 | 0.00011307 | 715.0601 | 0.011659 | 709.58 | 0.031426 | 715.0601 | 0.005602 | 586.0788 | 0.046714 | 715.0601 | 0.0032785 | 709.58 | 0.0011552 | 715.0601 | 0.0015762 | 709.58 | -0.0051518 | 715.0601 | 0.0031387 | 588.4975 | 0.086024 | 715.0601 | 0.013672 | 588.4975 | 3.2546e-06 | 715.0601 | 0.013668 | 714.7878 | 0.039707 | 877.4282 | 0.029182 | 714.7878 | -0.0013277 | 876.8345 | 0.25619 | 877.4282 | 0.97555 | 714.7878 | 0.097176 | 715.0601 | 0.1331
|  | 586.1965 | 0.0038207 | 715.2943 | 0.0092082 | 715.0224 | -0.027861 | 586.1965 | 0.015093 | 715.2943 | -0.0034403 | 715.0224 | -0.046395 | 715.0224 | #REF! | 588.6166 | 0.00013784 | 715.2943 | 0 | 709.81 | -0.025668 | 715.2943 | 0 | 586.1965 | 0.04889 | 715.2943 | 0 | 709.81 | 0.0010387 | 715.2943 | 0 | 709.81 | -0.00086717 | 715.2943 | 0 | 588.6166 | 0.098857 | 715.2943 | 0 | 588.6166 | 3.2546e-06 | 715.2943 | 0 | 715.0224 | 0.012995 | 877.5956 | 0.014614 | 715.0224 | 0.0012719 | 877.0022 | 0.31668 | 877.5956 | 0.98015 | 715.0224 | 0.085875 | 715.2943 | 0.12944
|  | 586.3142 | 0 | 715.5286 | -0.0023868 | 715.2569 | 0.0082899 | 586.3142 | 0 | 715.5286 | 0.0038405 | 715.2569 | 0.054188 | 715.2569 | #REF! | 588.7357 | 0.00013132 | 715.5286 | 0.011726 | 710.05 | 0.010795 | 715.5286 | 0.0078391 | 586.3142 | 0.040542 | 715.5286 | 0.002859 | 710.05 | -0.002456 | 715.5286 | 0.0011905 | 710.05 | 0.0012752 | 715.5286 | 0.0032293 | 588.7357 | 0.095332 | 715.5286 | 0.013328 | 588.7357 | 0 | 715.5286 | 0.013747 | 715.2569 | 0.034006 | 877.7631 | 0.017791 | 715.2569 | -0.0016607 | 877.17 | 0.24633 | 877.7631 | 0.98502 | 715.2569 | 0.094175 | 715.5286 | 0.12933
|  | 586.432 | 0.0052997 | 715.7629 | -0.016051 | 715.4915 | 0.0041246 | 586.432 | 0.010603 | 715.7629 | -0.010069 | 715.4915 | -0.037223 | 715.4915 | #REF! | 588.8547 | 0.00012704 | 715.7629 | 0 | 710.28 | -0.0074367 | 715.7629 | 0 | 586.432 | 0.044227 | 715.7629 | 0 | 710.28 | -0.0074648 | 715.7629 | 0 | 710.28 | -0.00010202 | 715.7629 | 0 | 588.8547 | 0.11225 | 715.7629 | 0 | 588.8547 | 0 | 715.7629 | 0 | 715.4915 | 0.015285 | 877.9305 | 0.017155 | 715.4915 | -0.010542 | 877.3378 | 0.24633 | 877.9305 | 0.99306 | 715.4915 | 0.087152 | 715.7629 | 0.12795
|  | 586.5497 | 0 | 715.9972 | 0.02243 | 715.726 | 0.023902 | 586.5497 | 0 | 715.9972 | 0.020802 | 715.726 | 0.025242 | 715.726 | #REF! | 588.9738 | 0.00010282 | 715.9972 | 0.017382 | 710.52 | 0.0026388 | 715.9972 | 0.0097305 | 586.5497 | 0.041297 | 715.9972 | 0.0042803 | 710.52 | -0.0063001 | 715.9972 | 0.0023045 | 710.52 | -0.0062227 | 715.9972 | 0.0027982 | 588.9738 | 0.1107 | 715.9972 | 0.011237 | 588.9738 | 0 | 715.9972 | 0.012317 | 715.726 | 0.034616 | 878.0979 | 0.018517 | 715.726 | 0.0066533 | 877.5055 | 0.23367 | 878.0979 | 1.0004 | 715.726 | 0.096027 | 715.9972 | 0.12907
|  | 586.6675 | 0.0076661 | 716.2315 | 0.00376 | 715.9606 | -0.011659 | 586.6675 | 0.016526 | 716.2315 | -0.028035 | 715.9606 | -0.026836 | 715.9606 | #REF! | 589.0929 | 0.00011363 | 716.2315 | 0 | 710.75 | 0.0064771 | 716.2315 | 0 | 586.6675 | 0.047869 | 716.2315 | 0 | 710.75 | 0.0033685 | 716.2315 | 0 | 710.75 | 0.0083142 | 716.2315 | 0 | 589.0929 | 0.12438 | 716.2315 | 0 | 589.0929 | 3.2546e-06 | 716.2315 | 0 | 715.9606 | 0.0072235 | 878.2653 | 0.03186 | 715.9606 | -0.0038015 | 877.6733 | 0.19614 | 878.2653 | 1.0066 | 715.9606 | 0.087599 | 716.2315 | 0.12574
|  | 586.7852 | 0 | 716.4658 | 0.027991 | 716.1952 | -0.024674 | 586.7852 | 0 | 716.4658 | 0.02514 | 716.1952 | 0.00081256 | 716.1952 | #REF! | 589.212 | 0.00011884 | 716.4658 | 0.017232 | 710.99 | -0.0016793 | 716.4658 | 0.0076025 | 586.7852 | 0.041563 | 716.4658 | 0.0041735 | 710.99 | 0.0010387 | 716.4658 | 0.0021239 | 710.99 | 0.0043357 | 716.4658 | 0.0013946 | 589.212 | 0.12043 | 716.4658 | 0.0088879 | 589.212 | 3.2546e-06 | 716.4658 | 0.0076425 | 716.1952 | 0.031766 | 878.4328 | 0.013389 | 716.1952 | 0.011625 | 877.8411 | 0.18606 | 878.4328 | 1.0105 | 716.1952 | 0.090919 | 716.4658 | 0.1262
|  | 586.903 | 0.0026375 | 716.7001 | -0.0011464 | 716.4298 | -0.020071 | 586.903 | 0.0087791 | 716.7001 | -0.026536 | 716.4298 | -0.031883 | 716.4298 | #REF! | 589.3311 | 0.00013654 | 716.7001 | 0 | 711.22 | -0.035264 | 716.7001 | 0 | 586.903 | 0.043206 | 716.7001 | 0 | 711.22 | -0.007698 | 716.7001 | 0 | 711.22 | -0.0011732 | 716.7001 | 0 | 589.3311 | 0.13595 | 716.7001 | 0 | 589.3311 | 3.2546e-06 | 716.7001 | 0 | 716.4298 | 0.013249 | 878.6002 | 0.013343 | 716.4298 | 0.0018658 | 878.0089 | 0.15346 | 878.6002 | 1.0157 | 716.4298 | 0.087727 | 716.7001 | 0.1244
|  | 587.0207 | 0 | 716.9344 | 0.0049304 | 716.6644 | -0.020584 | 587.0207 | 0 | 716.9344 | 0.0084605 | 716.6644 | -0.00042731 | 716.6644 | #REF! | 589.4502 | 0.00013784 | 716.9345 | 0.012308 | 711.46 | 0.035264 | 716.9345 | 0.0072493 | 587.0207 | 0.035524 | 716.9345 | 0.0020074 | 711.46 | -0.00082513 | 716.9344 | 0.0010273 | 711.46 | -0.0017853 | 716.9345 | 0.0014291 | 589.4502 | 0.13397 | 716.9345 | 0.0074582 | 589.4502 | 0 | 716.9344 | 0.0097406 | 716.6644 | 0.033191 | 878.7676 | 0.020332 | 716.6644 | 0.0054403 | 878.1767 | 0.15818 | 878.7676 | 1.0221 | 716.6644 | 0.093601 | 716.9344 | 0.12562
|  | 587.1385 | 0.0087254 | 717.1688 | -0.012364 | 716.899 | -0.0016176 | 587.1385 | 0.014616 | 717.1688 | -0.028743 | 716.899 | -0.052086 | 716.899 | #REF! | 589.5693 | 0.00014753 | 717.1688 | 0 | 711.69 | -0.025668 | 717.1688 | 0 | 587.1385 | 0.039165 | 717.1688 | 0 | 711.69 | -0.0018735 | 717.1688 | 0 | 711.69 | 0.0052539 | 717.1688 | 0 | 589.5693 | 0.14934 | 717.1688 | 0 | 589.5693 | 0 | 717.1688 | 0 | 716.899 | 0.011447 | 878.9351 | 0.017382 | 716.899 | 0.00036205 | 878.3445 | 0.11013 | 878.9351 | 1.0325 | 716.899 | 0.085173 | 717.1688 | 0.12164
|  | 587.2563 | 0 | 717.4031 | 0.023336 | 717.1337 | -0.036433 | 587.2563 | 0 | 717.4031 | 0.013071 | 717.1337 | 0.022331 | 717.1337 | #REF! | 589.6884 | 0.00014492 | 717.4032 | 0.0093873 | 711.92 | 0.0069569 | 717.4032 | 0.004117 | 587.2563 | 0.040675 | 717.4032 | 0.00073617 | 711.92 | -0.00082513 | 717.4031 | 0.00046703 | 711.92 | 0.0047948 | 717.4032 | 0.0011614 | 589.6884 | 0.14539 | 717.4032 | 0.0070675 | 589.6884 | 0 | 717.4031 | 0.013132 | 717.1337 | 0.030544 | 879.1025 | 0.020015 | 717.1337 | -0.0039021 | 878.5123 | 0.11507 | 879.1025 | 1.0393 | 717.1337 | 0.088621 | 717.4031 | 0.12349
|  | 587.3741 | 0.0073704 | 717.6375 | 0.0060348 | 717.3683 | -0.013337 | 587.3741 | 0.0036442 | 717.6375 | -0.017888 | 717.3683 | -0.013499 | 717.3683 | #REF! | 589.8075 | 0.00012704 | 717.6375 | 0 | 712.16 | -0.012235 | 717.6375 | 0 | 587.3741 | 0.047735 | 717.6375 | 0 | 712.16 | -0.0036209 | 717.6375 | 0 | 712.16 | -0.0023974 | 717.6375 | 0 | 589.8075 | 0.16316 | 717.6375 | 0 | 589.8075 | 9.9352e-06 | 717.6375 | 0 | 717.3683 | 0.0014192 | 879.2699 | 0.014024 | 717.3683 | 0.0095613 | 878.6801 | 0.11893 | 879.2699 | 1.0468 | 717.3683 | 0.084534 | 717.6375 | 0.1212
|  | 587.4918 | 0 | 717.8719 | 0.014844 | 717.603 | 0.0027236 | 587.4918 | 0 | 717.8719 | 0.0054175 | 717.603 | -0.0095907 | 717.603 | #REF! | 589.9266 | 0.00011158 | 717.8719 | 0.0053822 | 712.39 | 0.017512 | 717.8719 | 0.0096171 | 587.4918 | 0.039565 | 717.8719 | 0.0035566 | 712.39 | -0.0079311 | 717.8719 | 0.00057272 | 712.39 | -0.011273 | 717.8719 | 0.0017755 | 589.9266 | 0.1602 | 717.8719 | 0.012011 | 589.9266 | 9.9352e-06 | 717.8719 | 0.010104 | 717.6029 | 0.028304 | 879.4374 | 0.023373 | 717.603 | 0.0072432 | 878.8479 | 0.12043 | 879.4374 | 1.0479 | 717.6029 | 0.084854 | 717.8719 | 0.12206
|  | 587.6096 | 0.0052997 | 718.1063 | 0.0076454 | 717.8376 | 0.00054956 | 587.6096 | 0.0034785 | 718.1063 | 0.0036343 | 717.8376 | -0.044439 | 717.8376 | #REF! | 590.0457 | 0.00010413 | 718.1063 | 0 | 712.63 | -0.042462 | 718.1063 | 0 | 587.6096 | 0.053419 | 718.1063 | 0 | 712.63 | -0.0040868 | 718.1063 | 0 | 712.63 | 0.0018873 | 718.1063 | 0 | 590.0457 | 0.17487 | 718.1063 | 0 | 590.0457 | 9.9352e-06 | 718.1063 | 0 | 717.8376 | 0.010219 | 879.6048 | 0.011165 | 717.8376 | 0.0031092 | 879.0157 | 0.05866 | 879.6048 | 1.0522 | 717.8376 | 0.078022 | 718.1063 | 0.11894
|  | 587.7275 | 0 | 718.3407 | 0.040007 | 718.0723 | 0.018713 | 587.7275 | 0 | 718.3407 | 0.014806 | 718.0723 | 0.0048096 | 718.0723 | #REF! | 590.1648 | 0.00010096 | 718.3407 | 0.0091996 | 712.86 | -0.043901 | 718.3407 | 0.0015409 | 587.7275 | 0.048757 | 718.3407 | 0.0029654 | 712.86 | -0.0016406 | 718.3407 | 0.0023068 | 712.86 | -0.0062227 | 718.3407 | 0.0041356 | 590.1648 | 0.16584 | 718.3407 | 0.013963 | 590.1648 | 0 | 718.3407 | 0.014803 | 718.0723 | 0.030748 | 879.7723 | 0.020015 | 718.0723 | -0.001375 | 879.1835 | 0.076676 | 879.7723 | 1.0534 | 718.0723 | 0.086194 | 718.3407 | 0.12097
|  | 587.8453 | 0.00012322 | 718.5751 | -0.011164 | 718.3069 | -0.028653 | 587.8453 | 0.0086135 | 718.5751 | -0.034003 | 718.3069 | -0.027383 | 718.3069 | #REF! | 590.2839 | 0.00011065 | 718.5751 | 0 | 713.1 | 0.02135 | 718.5751 | 0 | 587.8453 | 0.044227 | 718.5751 | 0 | 713.1 | -0.005368 | 718.5751 | 0 | 713.1 | 0.0018873 | 718.5751 | 0 | 590.2839 | 0.18023 | 718.5751 | 0 | 590.2839 | 0 | 718.5751 | 0 | 718.307 | 0.0024457 | 879.9397 | 0.017655 | 718.3069 | -0.0011812 | 879.3513 | 0.049223 | 879.9397 | 1.0586 | 718.307 | 0.079618 | 718.5751 | 0.11883
|  | 587.9631 | 0 | 718.8095 | 0.0062234 | 718.5416 | 0.0024993 | 587.9631 | 0 | 718.8095 | 0.0017466 | 718.5416 | 0.0014184 | 718.5416 | #REF! | 590.403 | 0.00012108 | 718.8095 | 0.0082931 | 713.33 | -0.035264 | 718.8095 | 0.006449 | 587.9631 | 0.046581 | 718.8095 | 0.0020728 | 713.33 | -0.0080475 | 718.8095 | 0.0016639 | 713.33 | -0.013568 | 718.8095 | 0.0028537 | 590.403 | 0.17868 | 718.8095 | 0.015535 | 590.403 | 0 | 718.8095 | 0.015581 | 718.5416 | 0.021992 | 880.1072 | 0.021059 | 718.5416 | 0.0028318 | 879.5191 | 0.068955 | 880.1072 | 1.062 | 718.5416 | 0.088301 | 718.8095 | 0.1198
|  | 588.0809 | 0.0081099 | 719.0439 | 0.0015683 | 718.7763 | -0.006433 | 588.0809 | 0.011463 | 719.0439 | -0.035323 | 718.7763 | -0.046166 | 718.7763 | #REF! | 590.5221 | 0.00013542 | 719.0439 | 0 | 713.57 | -0.0002399 | 719.0439 | 0 | 588.0809 | 0.03881 | 719.0439 | 0 | 713.57 | -0.0089791 | 719.0439 | 0 | 713.57 | 0.0018873 | 719.0439 | 0 | 590.5221 | 0.19884 | 719.0439 | 0.00095201 | 590.5221 | 0 | 719.0439 | 0 | 718.7763 | 0.011721 | 880.2746 | 0.014932 | 718.7763 | -0.0028509 | 879.687 | 0.030778 | 880.2746 | 1.0692 | 718.7763 | 0.080448 | 719.0439 | 0.11579
|  | 588.1988 | 0.0035553 | 719.2783 | 0.010107 | 719.011 | 0.016485 | 588.1988 | 0 | 719.2783 | 0.0095647 | 719.011 | 0.012399 | 719.011 | #REF! | 590.6412 | 0.00013616 | 719.2783 | 0.015543 | 713.8 | 0.028068 | 719.2783 | 0.010213 | 588.1988 | 0.041297 | 719.2783 | 0.003597 | 713.8 | -0.0021065 | 719.2783 | 0.0017923 | 713.8 | 0.0066312 | 719.2783 | 0.0032638 | 590.6412 | 0.19503 | 719.2783 | 0.011496 | 590.6412 | 0 | 719.2783 | 0.012077 | 719.011 | 0.038893 | 880.4421 | 0.024508 | 719.011 | -0.0013643 | 879.8548 | 0.039142 | 880.4421 | 1.0731 | 719.011 | 0.080257 | 719.2783 | 0.11825
|  | 588.3166 | 0.0054477 | 719.5128 | -0.030372 | 719.2457 | -0.0039266 | 588.3166 | 0.01089 | 719.5128 | -0.018786 | 719.2457 | -0.045729 | 719.2457 | #REF! | 590.7603 | 0.0001276 | 719.5128 | 0 | 714.04 | -0.046779 | 719.5128 | 0 | 588.3166 | 0.045471 | 719.5128 | 0 | 714.04 | -0.007698 | 719.5128 | 0 | 714.04 | -0.0095893 | 719.5128 | 0 | 590.7603 | 0.21337 | 719.5128 | 0 | 590.7603 | 0 | 719.5128 | 0 | 719.2457 | 0.002332 | 880.6096 | 0.011573 | 719.2457 | -0.007689 | 880.0226 | 0 | 880.6096 | 1.0784 | 719.2457 | 0.079043 | 719.5128 | 0.11531
|  | 588.4344 | 0 | 719.7473 | 0.027542 | 719.4805 | 0.013256 | 588.4344 | 0 | 719.7473 | 0.007515 | 719.4805 | 0.0039651 | 719.4805 | #REF! | 590.8794 | 0.00014306 | 719.7472 | 0.0076696 | 714.27 | -0.018952 | 719.7472 | 0.010303 | 588.4344 | 0.037034 | 719.7472 | 0.0029058 | 714.27 | 0.00045625 | 719.7473 | 0.0015364 | 714.27 | 0.0066312 | 719.7472 | 0.003123 | 590.8794 | 0.21294 | 719.7472 | 0.014527 | 590.8794 | 0 | 719.7473 | 0.0127 | 719.4805 | 0.029933 | 880.777 | 0.029818 | 719.4805 | 0.0059034 | 880.1904 | 0.037855 | 880.777 | 1.0811 | 719.4805 | 0.083385 | 719.7473 | 0.11684
|  | 588.5523 | 0.013417 | 719.9817 | -0.0045612 | 719.7152 | -0.0069044 | 588.5523 | 0.011941 | 719.9817 | -0.015124 | 719.7152 | -0.038495 | 719.7152 | #REF! | 590.9986 | 0.00012704 | 719.9817 | 0 | 714.51 | -0.022311 | 719.9817 | 0 | 588.5523 | 0.03881 | 719.9817 | 0 | 714.51 | -0.00082513 | 719.9817 | 0 | 714.51 | 0.0028055 | 719.9817 | 0 | 590.9986 | 0.2317 | 719.9817 | 0 | 590.9986 | 0 | 719.9817 | 0 | 719.7152 | 0.0067103 | 880.9445 | 0.019334 | 719.7152 | -0.0049143 | 880.3583 | 0.0037533 | 880.9445 | 1.0884 | 719.7152 | 0.073872 | 719.9817 | 0.11301
|  | 588.6701 | 0 | 720.2162 | 0.017514 | 719.9499 | 0.0070868 | 588.6701 | 0 | 720.2162 | 0.006708 | 719.9499 | 0.0157 | 719.9499 | #REF! | 591.1177 | 0.00011567 | 720.2162 | 0.0084766 | 714.74 | -0.0093559 | 720.2162 | 0.0028456 | 588.6701 | 0.04294 | 720.2162 | 0.0034024 | 714.74 | -0.001524 | 720.2162 | 0.0023812 | 714.74 | 0.0078554 | 720.2162 | 0.0031783 | 591.1177 | 0.22634 | 720.2162 | 0.0079672 | 591.1177 | 0 | 720.2162 | 0.010631 | 719.9499 | 0.022806 | 881.1119 | 0.020741 | 719.9499 | 0.010546 | 880.5261 | 0.00028599 | 881.1119 | 1.095 | 719.9499 | 0.084598 | 720.2162 | 0.11425
|  | 588.788 | 0 | 720.4506 | -0.01473 | 720.1847 | -0.035715 | 588.788 | 0.015571 | 720.4506 | -0.024045 | 720.1847 | -0.05379 | 720.1847 | #REF! | 591.2368 | 8.9783e-05 | 720.4506 | 0 | 714.97 | -0.016073 | 720.4506 | 0 | 588.788 | 0.039032 | 720.4506 | 0 | 714.97 | 0.00010678 | 720.4506 | 0 | 714.97 | -0.00056109 | 720.4506 | 0 | 591.2368 | 0.24947 | 720.4506 | 0 | 591.2368 | 0 | 720.4506 | 0 | 720.1847 | 0.012516 | 881.2794 | 0.013661 | 720.1847 | 0.00025164 | 880.6939 | 0 | 881.2794 | 1.1035 | 720.1847 | 0.07451 | 720.4506 | 0.11239
|  | 588.9059 | 0 | 720.6851 | 0.0014937 | 720.4194 | 0.034432 | 588.9059 | 0 | 720.6851 | -0.01188 | 720.4194 | 0.0085219 | 720.4194 | #REF! | 591.3559 | 0.00011847 | 720.6851 | 0.014671 | 715.21 | 0.0031186 | 720.6851 | 0.0097639 | 588.9059 | 0.037034 | 720.6851 | 0.0030349 | 715.21 | -0.0014076 | 720.6851 | 0.002738 | 715.21 | 0.00081613 | 720.6851 | 0.0041327 | 591.3559 | 0.2475 | 720.6851 | 0.0085254 | 591.3559 | 0 | 720.6851 | 0.012803 | 720.4194 | 0.022806 | 881.4469 | 0.022965 | 720.4194 | -0.0019097 | 880.8618 | 0 | 881.4469 | 1.1094 | 720.4194 | 0.086322 | 720.6851 | 0.11279
|  | 589.0238 | 0.0036729 | 720.9196 | 0.0013918 | 720.6542 | -0.016793 | 589.0238 | 0.0048037 | 720.9196 | -0.032484 | 720.6542 | -0.032846 | 720.6542 | #REF! | 591.4751 | 0.00012741 | 720.9196 | 0 | 715.44 | -0.012235 | 720.9196 | 0 | 589.0238 | 0.038544 | 720.9196 | 0 | 715.44 | -0.0087464 | 720.9196 | 0 | 715.44 | -0.0046928 | 720.9196 | 0 | 591.4751 | 0.27288 | 720.9196 | 0 | 591.4751 | 0 | 720.9196 | 0 | 720.6542 | 0.00094537 | 881.6144 | 0.020423 | 720.6542 | -0.0018831 | 881.0296 | 0 | 881.6144 | 1.116 | 720.6542 | 0.060272 | 720.9196 | 0.11
|  | 589.1417 | 0 | 721.1542 | 0.017666 | 720.889 | 0.010475 | 589.1417 | 0 | 721.1542 | -0.0032759 | 720.889 | 0.018227 | 720.889 | #REF! | 591.5942 | 0.00012797 | 721.1541 | 0.0071379 | 715.68 | 0.013674 | 721.1541 | 0.0030772 | 589.1417 | 0.040053 | 721.1541 | 0.0026465 | 715.68 | 0.0019706 | 721.1542 | 0.001664 | 715.68 | 0.011375 | 721.1541 | 0.0050108 | 591.5942 | 0.27062 | 721.1541 | 0.012553 | 591.5942 | 0 | 721.1542 | 0.017638 | 720.889 | 0.019154 | 881.7818 | 0.018426 | 720.889 | -0.0031504 | 881.1975 | 0 | 881.7818 | 1.1192 | 720.889 | 0.095325 | 721.1542 | 0.112
|  | 589.2595 | 0.0082315 | 721.3887 | -0.0016859 | 721.1238 | 0.0091232 | 589.2595 | 0.0062945 | 721.3887 | -0.021172 | 721.1238 | -0.030529 | 721.1238 | #REF! | 591.7133 | 0.00010617 | 721.3887 | 0 | 715.91 | -0.015593 | 721.3887 | 0 | 589.2595 | 0.034769 | 721.3887 | 0 | 715.91 | -0.0036209 | 721.3887 | 0 | 715.91 | -0.013109 | 721.3887 | 0 | 591.7133 | 0.29699 | 721.3887 | 0 | 591.7133 | 0 | 721.3887 | 0 | 721.1238 | 0.0092421 | 881.9493 | 0.01534 | 721.1238 | -0.0093233 | 881.3653 | 0 | 881.9493 | 1.1238 | 721.1238 | 0.073106 | 721.3887 | 0.10968
|  | 589.3774 | 0 | 721.6232 | -0.0032222 | 721.3586 | 0.016471 | 589.3774 | 0 | 721.6232 | -0.009322 | 721.3586 | -0.0065985 | 721.3586 | #REF! | 591.8325 | 0.00011977 | 721.6232 | 0 | 716.15 | 0.010315 | 721.6232 | 0.012105 | 589.3774 | 0.036279 | 721.6232 | 0.0029295 | 716.15 | 0.00092222 | 721.6232 | 0.0029059 | 716.15 | 0.0034176 | 721.6232 | 0.0042051 | 591.8325 | 0.30221 | 721.6232 | 0.011324 | 591.8325 | 0 | 721.6232 | 0.011256 | 721.3586 | 0.029729 | 882.1168 | 0.027458 | 721.3586 | 0.003447 | 881.5332 | 0 | 882.1168 | 1.1281 | 721.3586 | 0.080767 | 721.6232 | 0.11032
|  | 589.4954 | 0.010783 | 721.8577 | -0.020728 | 721.5934 | -0.002441 | 589.4954 | 0.0064601 | 721.8577 | -0.0080533 | 721.5934 | -0.027187 | 721.5934 | #REF! | 591.9516 | 0.00014082 | 721.8577 | 0 | 716.38 | -0.015593 | 721.8577 | 0 | 589.4954 | 0.035524 | 721.8577 | 0 | 716.38 | -0.0072322 | 721.8577 | 0 | 716.38 | 0.0015813 | 721.8577 | 0 | 591.9516 | 0.32055 | 721.8577 | 0 | 591.9516 | 0 | 721.8577 | 0 | 721.5934 | -0.0015319 | 882.2843 | 0.015885 | 721.5934 | -0.0071981 | 881.7011 | 0 | 882.2843 | 1.1381 | 721.5934 | 0.076234 | 721.8577 | 0.10748
|  | 589.6133 | 0 | 722.0923 | 0.013805 | 721.8282 | -0.01727 | 589.6133 | 0 | 722.0923 | -0.013313 | 721.8282 | -0.0045447 | 721.8282 | #REF! | 592.0708 | 0.00013188 | 722.0923 | 0.011065 | 716.62 | 0.031905 | 722.0923 | 0.0096894 | 589.6133 | 0.029441 | 722.0923 | 0.00062022 | 716.62 | -0.002223 | 722.0923 | 0.00049757 | 716.62 | -0.0054579 | 722.0923 | 0.003324 | 592.0708 | 0.32365 | 722.0923 | 0.010688 | 592.0708 | 0 | 722.0923 | 0.0085305 | 721.8282 | 0.01269 | 882.4518 | 0.023555 | 721.8282 | 0.0044161 | 881.8689 | 0 | 882.4518 | 1.1478 | 721.8282 | 0.07866 | 722.0923 | 0.10917
|  | 589.7312 | 0.0061872 | 722.3268 | 0.038261 | 722.063 | -0.053129 | 589.7312 | 0.013278 | 722.3268 | -0.021486 | 722.063 | -0.030404 | 722.063 | #REF! | 592.1899 | 0.00012219 | 722.3268 | 0 | 716.85 | -0.028068 | 722.3268 | 0 | 589.7312 | 0.033526 | 722.3268 | 0 | 716.85 | -0.0067659 | 722.3268 | 0 | 716.85 | -0.0046928 | 722.3268 | 0 | 592.1899 | 0.33352 | 722.3268 | 0 | 592.1899 | 0 | 722.3268 | 0 | 722.063 | 0.0091633 | 882.6193 | 0.013389 | 722.063 | 0.0030527 | 882.0368 | 0 | 882.6193 | 1.1613 | 722.063 | 0.072914 | 722.3268 | 0.1061
|  | 589.8491 | 0 | 722.5614 | 0.030404 | 722.2978 | 0.021506 | 589.8491 | 0 | 722.5614 | -0.014676 | 722.2978 | -0.0091537 | 722.2978 | #REF! | 592.3091 | 0.00012499 | 722.5614 | 0.013628 | 717.09 | 0.02183 | 722.5614 | 0.010975 | 589.8491 | 0.03992 | 722.5614 | 0.0042483 | 717.09 | -0.00024269 | 722.5614 | 0.0020085 | 717.09 | 0.011222 | 722.5614 | 0.0027963 | 592.3091 | 0.33493 | 722.5614 | 0.011928 | 592.3091 | 0 | 722.5614 | 0.010025 | 722.2979 | 0.022399 | 882.7868 | 0.019788 | 722.2978 | 0.0092319 | 882.2047 | 0 | 882.7868 | 1.1717 | 722.2979 | 0.0823 | 722.5614 | 0.10758
|  | 589.967 | 0.0075183 | 722.796 | -0.0017182 | 722.5327 | -0.022583 | 589.967 | 0.010794 | 722.796 | -0.013011 | 722.5327 | -0.027854 | 722.5327 | #REF! | 592.4282 | 0.00015405 | 722.796 | 0 | 717.32 | 0.0098357 | 722.796 | 0 | 589.967 | 0.039787 | 722.796 | 0 | 717.32 | -0.0037373 | 722.796 | 0 | 717.32 | -0.0077534 | 722.796 | 0 | 592.4282 | 0.33972 | 722.796 | 0 | 592.4282 | 0 | 722.796 | 0 | 722.5327 | -0.00071404 | 882.9543 | 0.024281 | 722.5327 | 0.009716 | 882.3725 | 0 | 882.9543 | 1.1816 | 722.5327 | 0.073233 | 722.796 | 0.10474
|  | 590.085 | 0 | 723.0306 | 0.020014 | 722.7675 | 0.0024504 | 590.085 | 0 | 723.0306 | 0.011035 | 722.7675 | -0.001738 | 722.7675 | #REF! | 592.5474 | 0.00015777 | 723.0306 | 0.0088567 | 717.56 | -0.036225 | 723.0306 | 0.010606 | 590.085 | 0.040053 | 723.0306 | 0.0044881 | 717.56 | -0.0090959 | 723.0306 | 0.0018249 | 717.56 | -0.0068351 | 723.0306 | 0.00296 | 592.5474 | 0.34311 | 723.0306 | 0.014975 | 592.5474 | 0 | 723.0306 | 0.013171 | 722.7675 | 0.016742 | 883.1218 | 0.020423 | 722.7675 | 0.00809 | 882.5404 | 0 | 883.1218 | 1.1858 | 722.7675 | 0.079554 | 723.0306 | 0.10532
|  | 590.2029 | 0.010207 | 723.2651 | 0.0035307 | 723.0024 | -0.03436 | 590.2029 | 0.0079509 | 723.2651 | -0.01182 | 723.0024 | -0.061201 | 723.0024 | #REF! | 592.6666 | 0.00016262 | 723.2652 | 0 | 717.79 | 0.0026388 | 723.2652 | 0 | 590.2029 | 0.04183 | 723.2652 | 0 | 717.79 | 0.0026695 | 723.2651 | 0 | 717.79 | 0.0018873 | 723.2652 | 0 | 592.6666 | 0.34297 | 723.2652 | 0 | 592.6666 | 0 | 723.2651 | 0 | 723.0024 | 0.00098075 | 883.2893 | 0.013888 | 723.0024 | -0.0060711 | 882.7083 | 0 | 883.2893 | 1.1904 | 723.0024 | 0.073489 | 723.2651 | 0.10391
|  | 590.3209 | 0 | 723.4998 | 0.022496 | 723.2373 | 0.0071477 | 590.3209 | 0 | 723.4998 | 0.021925 | 723.2373 | -0.0041248 | 723.2373 | #REF! | 592.7857 | 0.00014604 | 723.4998 | 0.013037 | 718.03 | 0.012235 | 723.4998 | 0.0072231 | 590.3209 | 0.039299 | 723.4998 | 0.0039537 | 718.03 | -0.011193 | 723.4998 | 0.0011472 | 718.03 | 0.0024994 | 723.4998 | 0.0033029 | 592.7857 | 0.34635 | 723.4998 | 0.0098297 | 592.7857 | 0 | 723.4998 | 0.0093454 | 723.2373 | 0.023417 | 883.4568 | 0.025189 | 723.2373 | -0.00024694 | 882.8762 | 0 | 883.4568 | 1.1936 | 723.2373 | 0.075276 | 723.4998 | 0.10539
|  | 590.4388 | 0.0042645 | 723.7344 | -0.0058716 | 723.4722 | -0.014364 | 590.4388 | 0.015762 | 723.7344 | 0.00049837 | 723.4722 | -0.04159 | 723.4722 | #REF! | 592.9049 | 0.00014827 | 723.7344 | 0 | 718.26 | -0.024709 | 723.7344 | 0 | 590.4388 | 0.035791 | 723.7344 | 0 | 718.26 | -0.012241 | 723.7344 | 0 | 718.26 | 0.00709 | 723.7344 | 0 | 592.9049 | 0.33634 | 723.7344 | 0 | 592.9049 | 0 | 723.7344 | 0 | 723.4722 | 0.0008552 | 883.6243 | 0.022602 | 723.4722 | 0.0072314 | 883.044 | 0 | 883.6243 | 1.2 | 723.4722 | 0.070743 | 723.7344 | 0.10199
|  | 590.5568 | 0 | 723.969 | 0.011349 | 723.707 | -0.017411 | 590.5568 | 0 | 723.969 | -0.027628 | 723.707 | 0.019111 | 723.707 | #REF! | 593.024 | 0.0001235 | 723.969 | 0 | 718.5 | 0.0088761 | 723.969 | 0.0048874 | 590.5568 | 0.025799 | 723.969 | 0.0019115 | 718.5 | 0.00022327 | 723.969 | 0.0020853 | 718.5 | 0.0043357 | 723.969 | 0.0026297 | 593.024 | 0.3441 | 723.969 | 0.006195 | 593.024 | 0 | 723.969 | 0.0134 | 723.707 | 0.021584 | 883.7918 | 0.024553 | 723.707 | 0.010698 | 883.2119 | 0 | 883.7918 | 1.2041 | 723.707 | 0.075149 | 723.969 | 0.10291
|  | 590.6748 | 0 | 724.2037 | -0.0053035 | 723.9419 | -0.046763 | 590.6748 | 0.013565 | 724.2037 | -0.021565 | 723.9419 | -0.040902 | 723.9419 | #REF! | 593.1432 | 0.00012499 | 724.2037 | 0 | 718.73 | -0.025668 | 724.2037 | 0 | 590.6748 | 0.029707 | 724.2037 | 0 | 718.73 | -0.0023395 | 724.2037 | 0 | 718.73 | -0.0033155 | 724.2037 | 0 | 593.1432 | 0.33253 | 724.2037 | 0 | 593.1432 | 0 | 724.2037 | 0 | 723.9419 | -0.0034521 | 883.9593 | 0.018653 | 723.9419 | -0.0059286 | 883.3798 | 0 | 883.9593 | 1.2116 | 723.9419 | 0.070041 | 724.2037 | 0.10145
|  | 590.7928 | 0 | 724.4383 | 0.013962 | 724.1769 | 0.018742 | 590.7928 | 0 | 724.4383 | 0.01332 | 724.1769 | -0.020072 | 724.1769 | #REF! | 593.2624 | 0.00011493 | 724.4383 | 0.018819 | 718.97 | 0.002159 | 724.4383 | 0.0090178 | 590.7928 | 0.033748 | 724.4383 | 0.0044305 | 718.97 | 0.0016211 | 724.4383 | 0.0018327 | 718.97 | 0.00051009 | 724.4383 | 0.003555 | 593.2624 | 0.34931 | 724.4383 | 0.011014 | 593.2624 | 0 | 724.4383 | 0.0091909 | 724.1768 | 0.029322 | 884.1268 | 0.022239 | 724.1769 | 0.0089801 | 883.5477 | 0 | 884.1268 | 1.2162 | 724.1768 | 0.076106 | 724.4383 | 0.10237
|  | 590.9108 | 0.0047082 | 724.673 | -0.0092465 | 724.4118 | -0.019303 | 590.9108 | 0.0092761 | 724.673 | -0.018174 | 724.4118 | -0.047274 | 724.4118 | #REF! | 593.3815 | 0.00013151 | 724.673 | 0 | 719.2 | 0.0011995 | 724.673 | 0 | 590.9108 | 0.034281 | 724.673 | 0 | 719.2 | -0.0023395 | 724.673 | 0 | 719.2 | -0.0007141 | 724.673 | 0 | 593.3815 | 0.33437 | 724.673 | 0 | 593.3815 | 0 | 724.673 | 0 | 724.4118 | -0.0026522 | 884.2943 | 0.017337 | 724.4118 | 0.00032505 | 883.7156 | 0 | 884.2943 | 1.226 | 724.4118 | 0.069977 | 724.673 | 0.098397
|  | 591.0287 | 0 | 724.9076 | 0.017578 | 724.6467 | 0.014153 | 591.0287 | 0 | 724.9076 | -0.0029001 | 724.6467 | 0.018165 | 724.6467 | #REF! | 593.5007 | 0.00013914 | 724.9076 | 0.020036 | 719.44 | 0.00071969 | 724.9076 | 0.0096823 | 591.0287 | 0.039565 | 724.9076 | 0.0039592 | 719.44 | -0.0016406 | 724.9076 | 0.0013098 | 719.44 | -0.0095893 | 724.9076 | 0.002485 | 593.5007 | 0.35665 | 724.9076 | 0.012574 | 593.5007 | 0 | 724.9076 | 0.0070103 | 724.6467 | 0.02301 | 884.4618 | 0.017609 | 724.6467 | 0.0062804 | 883.8835 | 0 | 884.4618 | 1.2328 | 724.6467 | 0.07783 | 724.9076 | 0.10058
|  | 591.1467 | 0 | 725.1423 | 0.0030638 | 724.8816 | -0.017409 | 591.1467 | 0.0087791 | 725.1423 | -0.017001 | 724.8816 | -0.030848 | 724.8816 | #REF! | 593.6199 | 0.00016876 | 725.1423 | 0 | 719.67 | 0.0083963 | 725.1423 | 0 | 591.1467 | 0.037922 | 725.1423 | 0 | 719.67 | -0.0023395 | 725.1423 | 0 | 719.67 | -0.0025504 | 725.1423 | 0 | 593.6199 | 0.34621 | 725.1423 | 0 | 593.6199 | 0 | 725.1423 | 0 | 724.8816 | -0.0037715 | 884.6294 | 0.017655 | 724.8816 | 0.004353 | 884.0514 | 0 | 884.6294 | 1.2431 | 724.8816 | 0.066274 | 725.1423 | 0.097903
|  | 591.2648 | 0 | 725.377 | 0.044564 | 725.1166 | -0.011267 | 591.2648 | 0 | 725.377 | -0.0029398 | 725.1166 | 0.0090388 | 725.1166 | #REF! | 593.7391 | 0.00017137 | 725.377 | 0.012637 | 719.91 | -0.02183 | 725.377 | 0.0034983 | 591.2648 | 0.030728 | 725.377 | 0.0040743 | 719.91 | -0.0075817 | 725.377 | 0.00085349 | 719.91 | -0.0028565 | 725.377 | 0.00052214 | 593.7391 | 0.36863 | 725.377 | 0.007909 | 593.7391 | 0 | 725.3769 | 0.013625 | 725.1166 | 0.021584 | 884.7969 | 0.023237 | 725.1166 | 0.0070725 | 884.2193 | 0 | 884.7969 | 1.2488 | 725.1166 | 0.076106 | 725.377 | 0.099571
|  | 591.3828 | 0.016381 | 725.6117 | -0.0093685 | 725.3515 | -0.013247 | 591.3828 | 0.01987 | 725.6117 | -0.014412 | 725.3515 | -0.035652 | 725.3515 | #REF! | 593.8583 | 0.00016262 | 725.6117 | 0 | 720.14 | -0.013194 | 725.6117 | 0 | 591.3828 | 0.039299 | 725.6117 | 0 | 720.14 | 0.00092222 | 725.6117 | 0 | 720.14 | -0.0057639 | 725.6117 | 0 | 593.8583 | 0.36003 | 725.6117 | 0 | 593.8583 | 0 | 725.6117 | 0 | 725.3515 | 0.0031948 | 884.9644 | 0.030499 | 725.3515 | -0.0032724 | 884.3873 | 0 | 884.9644 | 1.2549 | 725.3515 | 0.066338 | 725.6117 | 0.097338
|  | 591.5008 | 0 | 725.8464 | 0.014453 | 725.5865 | -0.015884 | 591.5008 | 0 | 725.8464 | -0.0069391 | 725.5865 | 0.0049174 | 725.5865 | #REF! | 593.9775 | 0.00013281 | 725.8464 | 0.0049411 | 720.37 | -0.020391 | 725.8464 | 0.0052957 | 591.5008 | 0.042673 | 725.8464 | 0 | 720.37 | -0.00199 | 725.8464 | 0.00055232 | 720.37 | 0.0084671 | 725.8464 | 0 | 593.9775 | 0.37131 | 725.8464 | 0.0083123 | 593.9775 | 0 | 725.8464 | 0.0091188 | 725.5865 | 0.0091255 | 885.1319 | 0.028865 | 725.5865 | 0.00037159 | 884.5552 | 0 | 885.1319 | 1.2564 | 725.5865 | 0.072212 | 725.8464 | 0.098551
|  | 591.6188 | 0 | 726.0811 | 0.021082 | 725.8215 | -0.03271 | 591.6188 | 0.017386 | 726.0811 | -0.022499 | 725.8215 | -0.033622 | 725.8215 | #REF! | 594.0966 | 0.00011139 | 726.0811 | 0 | 720.61 | 0.026628 | 726.0811 | 0 | 591.6188 | 0.035879 | 726.0811 | 0 | 720.61 | 0.0052322 | 726.0811 | 0 | 720.61 | 0.0026524 | 726.0811 | 0 | 594.0966 | 0.36652 | 726.0811 | 0 | 594.0966 | 0 | 726.0811 | 0 | 725.8215 | -0.0067055 | 885.2994 | 0.014705 | 725.8215 | 0.0037042 | 884.7231 | 0 | 885.2994 | 1.2612 | 725.8215 | 0.066785 | 726.0811 | 0.096786
|  | 591.7369 | 0 | 726.3158 | 0.0079021 | 726.0564 | 0.027204 | 591.7369 | 0 | 726.3158 | 0.003324 | 726.0564 | 0.015193 | 726.0564 | #REF! | 594.2159 | 0.00010766 | 726.3158 | 0.0098182 | 720.84 | -0.0016793 | 726.3158 | 0.0068163 | 591.7369 | 0.031483 | 726.3158 | 0.0044619 | 720.84 | -9.7074e-06 | 726.3158 | 0.0028214 | 720.84 | -0.0013262 | 726.3158 | 0.0027276 | 594.2159 | 0.36793 | 726.3158 | 0.011517 | 594.2159 | 0 | 726.3158 | 0.015574 | 726.0565 | 0.018166 | 885.467 | 0.022647 | 726.0564 | 0.0076419 | 884.891 | 0 | 885.467 | 1.2638 | 726.0565 | 0.071829 | 726.3158 | 0.097298
|  | 591.8549 | 0.0089723 | 726.5505 | 0.0044151 | 726.2914 | -0.016194 | 591.8549 | 0.0033129 | 726.5505 | 0.0088229 | 726.2914 | -0.061184 | 726.2914 | #REF! | 594.335 | 0.00012219 | 726.5505 | 0 | 721.08 | -0.017992 | 726.5505 | 0 | 591.8549 | 0.033881 | 726.5505 | 0 | 721.08 | -0.0071154 | 726.5505 | 0 | 721.08 | -0.0054579 | 726.5505 | 0 | 594.335 | 0.37061 | 726.5505 | 0 | 594.335 | 0 | 726.5505 | 0 | 726.2914 | -0.0011758 | 885.6345 | 0.016702 | 726.2914 | 0.0027829 | 885.0589 | 0 | 885.6345 | 1.2708 | 726.2914 | 0.063465 | 726.5505 | 0.093915
|  | 591.9729 | 0 | 726.7853 | 0.013635 | 726.5264 | -0.00037697 | 591.9729 | 0 | 726.7853 | -0.01015 | 726.5264 | 0.011321 | 726.5264 | #REF! | 594.4542 | 0.00014231 | 726.7853 | 0.021772 | 721.31 | 0.028548 | 726.7853 | 0.0048427 | 591.9729 | 0.034014 | 726.7853 | 0.0027524 | 721.31 | 0.0054654 | 726.7853 | 0.0018573 | 721.31 | 0.0087736 | 726.7853 | 0.0014616 | 594.4542 | 0.3551 | 726.7853 | 0.010065 | 594.4542 | 0 | 726.7853 | 0.012036 | 726.5264 | 0.02301 | 885.8021 | 0.022647 | 726.5264 | 0.0070217 | 885.2269 | 0 | 885.8021 | 1.2754 | 726.5264 | 0.071062 | 726.7853 | 0.095037
|  | 592.091 | 0.0081099 | 727.02 | 0.010124 | 726.7615 | -0.0068315 | 592.091 | 0.010412 | 727.02 | -0.017959 | 726.7615 | -0.010739 | 726.7615 | #REF! | 594.5734 | 0.00016262 | 727.02 | 0 | 721.55 | -0.031426 | 727.02 | 0 | 592.091 | 0.03881 | 727.02 | 0 | 721.55 | -0.00070865 | 727.02 | 0 | 721.55 | -0.00607 | 727.02 | 0 | 594.5734 | 0.35312 | 727.02 | 0 | 594.5734 | 0 | 727.02 | 0 | 726.7614 | 0.0024234 | 885.9696 | 0.0098939 | 726.7615 | -0.003857 | 885.3948 | 0 | 885.9696 | 1.2843 | 726.7614 | 0.065635 | 727.02 | 0.093289
|  | 592.2091 | 0 | 727.2548 | 0.014304 | 726.9965 | 0.001838 | 592.2091 | 0 | 727.2548 | 0.0082558 | 726.9965 | 0.013218 | 726.9965 | #REF! | 594.6926 | 0.0001479 | 727.2548 | 0.014724 | 721.78 | -0.0031186 | 727.2548 | 0.0020175 | 592.2091 | 0.032505 | 727.2548 | 0.001514 | 721.78 | 0.0032519 | 727.2548 | 0.0010669 | 721.78 | 0.0052539 | 727.2548 | 0.0012686 | 594.6926 | 0.33183 | 727.2548 | 0.012843 | 594.6926 | 0 | 727.2548 | 0.010152 | 726.9965 | 0.019948 | 886.1371 | 0.02065 | 726.9965 | 0.0037856 | 885.5627 | 0 | 886.1371 | 1.2921 | 726.9965 | 0.071573 | 727.2548 | 0.094626
|  | 592.3271 | 0.0058913 | 727.4896 | 0.003173 | 727.2315 | -0.025457 | 592.3271 | 0.0056319 | 727.4896 | -0.036121 | 727.2315 | -0.032906 | 727.2315 | #REF! | 594.8118 | 0.00014958 | 727.4896 | 0 | 722.02 | -0.0035984 | 727.4896 | 0 | 592.3271 | 0.034636 | 727.4896 | 0 | 722.02 | -0.0036209 | 727.4896 | 0 | 722.02 | -0.00056109 | 727.4896 | 0 | 594.8118 | 0.3386 | 727.4896 | 0 | 594.8118 | 9.9352e-06 | 727.4896 | 0 | 727.2315 | 0.0022197 | 886.3047 | 0.026096 | 727.2315 | -0.0054245 | 885.7307 | 0 | 886.3047 | 1.3009 | 727.2315 | 0.04846 | 727.4896 | 0.091089
|  | 592.4452 | 0 | 727.7244 | 0.01287 | 727.4665 | 0.0072789 | 592.4452 | 0 | 727.7244 | 0.020469 | 727.4665 | -0.011103 | 727.4665 | #REF! | 594.9311 | 0.0001289 | 727.7244 | 0.010442 | 722.25 | 0.0069569 | 727.7244 | 0.0062284 | 592.4452 | 0.042584 | 727.7244 | 0.001537 | 722.25 | -0.0001262 | 727.7244 | 0 | 722.25 | -0.0051518 | 727.7244 | 0.002153 | 594.9311 | 0.32929 | 727.7244 | 0.0088835 | 594.9311 | 1.5074e-05 | 727.7244 | 0.0083087 | 727.4665 | 0.022195 | 886.4722 | 0.025915 | 727.4665 | 0.0059849 | 885.8986 | 0 | 886.4722 | 1.3085 | 727.4665 | 0.082938 | 727.7244 | 0.093106
|  | 592.5633 | 0.0073704 | 727.9592 | -0.0057401 | 727.7016 | -0.01091 | 592.5633 | 0.016908 | 727.9592 | -0.014554 | 727.7016 | -0.036109 | 727.7016 | #REF! | 595.0503 | 0.00012499 | 727.9591 | 0 | 722.49 | -0.030466 | 727.9591 | 0 | 592.5633 | 0.03286 | 727.9591 | 0 | 722.49 | -0.0060669 | 727.9592 | 0 | 722.49 | -0.0066822 | 727.9591 | 0 | 595.0503 | 0.34353 | 727.9591 | 0 | 595.0503 | 0.00061547 | 727.9592 | 0 | 727.7016 | -8.5937e-05 | 886.6398 | 0.013389 | 727.7016 | -0.01114 | 886.0666 | 0 | 886.6398 | 1.316 | 727.7016 | 0.063401 | 727.9592 | 0.091561
|  | 592.6814 | 0 | 728.194 | 0.017965 | 727.9366 | -0.0027416 | 592.6814 | 0 | 728.194 | -0.0061644 | 727.9366 | 0.01523 | 727.9366 | #REF! | 595.1695 | 0.00011698 | 728.1939 | 0.0099903 | 722.72 | 0.025189 | 728.1939 | 0.0071765 | 592.6814 | 0.032727 | 728.1939 | 0.00084465 | 722.72 | 0.0068633 | 728.194 | 0.00091509 | 722.72 | 0.0066312 | 728.1939 | 0.0036582 | 595.1695 | 0.34212 | 728.1939 | 0.0096439 | 595.1695 | 0.00060553 | 728.194 | 0.0083232 | 727.9366 | 0.015628 | 886.8073 | 0.02242 | 727.9366 | 0.017933 | 886.2345 | 0 | 886.8073 | 1.3244 | 727.9366 | 0.066912 | 728.194 | 0.093701
|  | 592.7995 | 0.012512 | 728.4288 | 0.0033096 | 728.1717 | -0.0034964 | 592.7995 | 0.011941 | 728.4288 | 0.010137 | 728.1717 | -0.027394 | 728.1717 | #REF! | 595.2887 | 0.00011269 | 728.4288 | 0 | 722.96 | 0.002159 | 728.4288 | 0 | 592.7995 | 0.026465 | 728.4288 | 0 | 722.96 | -0.0016406 | 728.4288 | 0 | 722.96 | 0.0037236 | 728.4288 | 0 | 595.2887 | 0.37442 | 728.4288 | 0 | 595.2887 | 0.0011576 | 728.4288 | 0 | 728.1717 | -0.0037122 | 886.9749 | 0.01534 | 728.1717 | 0.0093862 | 886.4025 | 0 | 886.9749 | 1.3351 | 728.1717 | 0.061996 | 728.4288 | 0.089959
|  | 592.9176 | 0 | 728.6636 | 0.018854 | 728.4068 | -0.003674 | 592.9176 | 0 | 728.6636 | 0.0046594 | 728.4068 | 0.0233 | 728.4068 | #REF! | 595.4079 | 0.00012238 | 728.6636 | 0.019543 | 723.19 | -0.0040782 | 728.6636 | 0.0045159 | 592.9176 | 0.036146 | 728.6636 | 0.0016939 | 723.19 | 0.011173 | 728.6636 | 0.0014232 | 723.19 | -0.0036216 | 728.6636 | 0.0018515 | 595.4079 | 0.38471 | 728.6636 | 0.0078657 | 595.4079 | 0.00055705 | 728.6636 | 0.010474 | 728.4068 | 0.012824 | 887.1424 | 0.025552 | 728.4068 | 0.0041097 | 886.5704 | 0 | 887.1424 | 1.3461 | 728.4068 | 0.065061 | 728.6636 | 0.091347
|  | 593.0357 | 0.0083961 | 728.8984 | 0.0043644 | 728.6419 | -0.021531 | 593.0357 | 0.0033129 | 728.8984 | -0.0044805 | 728.6419 | -0.034322 | 728.6419 | #REF! | 595.5271 | 0.00011437 | 728.8984 | 0 | 723.43 | -0.026628 | 728.8984 | 0 | 593.0357 | 0.032993 | 728.8984 | 0 | 723.43 | 0.00045625 | 728.8984 | 0 | 723.43 | -0.0069881 | 728.8984 | 0 | 595.5271 | 0.42815 | 728.8984 | 0 | 595.5271 | 0.003865 | 728.8984 | 0 | 728.6419 | 0.0088712 | 887.31 | 0.019561 | 728.6419 | -0.0056832 | 886.7384 | 0 | 887.31 | 1.357 | 728.6419 | 0.060336 | 728.8984 | 0.087989
|  | 593.1538 | 0 | 729.1332 | 0.011224 | 728.877 | -0.0062962 | 593.1538 | 0 | 729.1332 | 0.011966 | 728.877 | 0.0076605 | 728.877 | #REF! | 595.6463 | 0.0001302 | 729.1332 | 0.0074918 | 723.66 | -0.0031186 | 729.1332 | 0.007249 | 593.1538 | 0.025933 | 729.1332 | 0.0013379 | 723.66 | -0.0080475 | 729.1332 | 0.00071236 | 723.66 | 0.0032646 | 729.1332 | 0.0027212 | 595.6463 | 0.42377 | 729.1332 | 0.0081351 | 595.6463 | 0.0036664 | 729.1332 | 0.012363 | 728.877 | 0.016464 | 887.4776 | 0.022511 | 728.877 | 0.014079 | 886.9063 | 0 | 887.4776 | 1.3631 | 728.877 | 0.065635 | 729.1332 | 0.089794
|  | 593.2719 | 0.0027855 | 729.3681 | -0.016489 | 729.1121 | -0.0070324 | 593.2719 | 0.012418 | 729.3681 | -0.01338 | 729.1121 | -0.051863 | 729.1121 | #REF! | 595.7656 | 0.00011232 | 729.3681 | 0 | 723.9 | 0.013674 | 729.3681 | 0 | 593.2719 | 0.0373 | 729.3681 | 0 | 723.9 | 0.0032519 | 729.3681 | 0 | 723.9 | 0.00035706 | 729.3681 | 0 | 595.7656 | 0.47497 | 729.3681 | 0 | 595.7656 | 0.014801 | 729.3681 | 0 | 729.1121 | -0.0045874 | 887.6451 | 0.02124 | 729.1121 | -0.0027981 | 887.0743 | 0 | 887.6451 | 1.3701 | 729.1121 | 0.056569 | 729.3681 | 0.086989
|  | 593.3901 | 0 | 729.603 | 0.01197 | 729.3472 | 0.038091 | 593.3901 | 0 | 729.603 | 0.00047268 | 729.3472 | 0.023446 | 729.3472 | #REF! | 595.8848 | 0.0001276 | 729.6029 | 0.0076433 | 724.13 | 0.0079165 | 729.6029 | 0.0075146 | 593.3901 | 0.034103 | 729.6029 | 0.0029011 | 724.13 | 0.0039509 | 729.603 | 0.0027624 | 724.13 | 0.0046418 | 729.6029 | 0.0024276 | 595.8848 | 0.46989 | 729.6029 | 0.010159 | 595.8848 | 0.0156 | 729.603 | 0.012296 | 729.3472 | 0.017955 | 887.8127 | 0.025052 | 729.3472 | 0.0052161 | 887.2423 | 0 | 887.8127 | 1.3743 | 729.3472 | 0.06206 | 729.603 | 0.087871
|  | 593.5082 | 0.00056695 | 729.8378 | -0.020252 | 729.5823 | -0.0076831 | 593.5082 | 0.014902 | 729.8378 | -0.01935 | 729.5823 | -0.034263 | 729.5823 | #REF! | 596.004 | 0.00011586 | 729.8378 | 0 | 724.37 | -0.027587 | 729.8378 | 0 | 593.5082 | 0.035657 | 729.8378 | 0 | 724.37 | -0.013057 | 729.8378 | 0 | 724.37 | -0.0030095 | 729.8378 | 0 | 596.004 | 0.51967 | 729.8378 | 0 | 596.004 | 0.031199 | 729.8378 | 0 | 729.5823 | 0.0014765 | 887.9803 | 0.014205 | 729.5823 | 0.0073364 | 887.4103 | 0 | 887.9803 | 1.3818 | 729.5823 | 0.057016 | 729.8378 | 0.086162
|  | 593.6264 | 0 | 730.0727 | 0.019756 | 729.8174 | 0.018264 | 593.6264 | 0 | 730.0727 | 0.020347 | 729.8174 | -0.0087701 | 729.8174 | #REF! | 596.1233 | 0.0001248 | 730.0727 | 0.013995 | 724.6 | 0.0069569 | 730.0727 | 0.0091526 | 593.6264 | 0.026199 | 730.0727 | 0.0050768 | 724.6 | 0.00080569 | 730.0727 | 0.0012943 | 724.6 | -0.007141 | 730.0727 | 0.001487 | 596.1233 | 0.4988 | 730.0727 | 0.012596 | 596.1233 | 0.027923 | 730.0727 | 0.011966 | 729.8174 | 0.01619 | 888.1478 | 0.026732 | 729.8174 | 0.0084363 | 887.5782 | 0 | 888.1478 | 1.3851 | 729.8174 | 0.063337 | 730.0727 | 0.088086
|  | 593.7445 | 0.0063351 | 730.3076 | -0.0025564 | 730.0526 | -0.030218 | 593.7445 | 0.010126 | 730.3076 | -0.044971 | 730.0526 | -0.063095 | 730.0526 | #REF! | 596.2425 | 0.00011586 | 730.3076 | 0 | 724.84 | -0.026628 | 730.3076 | 0 | 593.7445 | 0.031883 | 730.3076 | 0 | 724.84 | -0.0038538 | 730.3076 | 0 | 724.84 | 0.0044887 | 730.3076 | 0 | 596.2425 | 0.53095 | 730.3076 | 0 | 596.2425 | 0.038531 | 730.3076 | 0 | 730.0526 | -0.0043683 | 888.3154 | 0.019788 | 730.0526 | -0.0040027 | 887.7462 | 0 | 888.3154 | 1.3932 | 730.0526 | 0.060847 | 730.3076 | 0.084701
|  | 593.8627 | 0 | 730.5425 | -0.0076627 | 730.2877 | -0.0020429 | 593.8627 | 0 | 730.5425 | 0.0056934 | 730.2877 | 0.019915 | 730.2877 | #REF! | 596.3617 | 0.00012275 | 730.5425 | 0.0086741 | 725.07 | -0.0031186 | 730.5425 | 0.0087135 | 593.8627 | 0.029973 | 730.5425 | 0.003375 | 725.07 | 0.00045625 | 730.5425 | 0.00055733 | 725.07 | -0.0053048 | 730.5425 | 0.0027745 | 596.3617 | 0.52136 | 730.5425 | 0.0066237 | 596.3617 | 0.031979 | 730.5425 | 0.0038822 | 730.2877 | 0.018136 | 888.483 | 0.021149 | 730.2877 | 0.0033951 | 887.9142 | 0 | 888.483 | 1.3985 | 730.2877 | 0.066018 | 730.5425 | 0.085862
|  | 593.9808 | 0 | 730.7774 | -0.0030864 | 730.5229 | -0.008074 | 593.9808 | 0.01175 | 730.7774 | -0.016559 | 730.5229 | -0.020641 | 730.5229 | #REF! | 596.481 | 0.00014213 | 730.7774 | 0 | 725.31 | -0.02327 | 730.7774 | 0 | 593.9808 | 0.030728 | 730.7774 | 0 | 725.31 | -0.0052516 | 730.7774 | 0 | 725.31 | 0.0047948 | 730.7774 | 0 | 596.481 | 0.54111 | 730.7774 | 0 | 596.481 | 0.042587 | 730.7774 | 0 | 730.5229 | -0.0011771 | 888.6506 | 0.013888 | 730.5229 | 0.0010729 | 888.0822 | 0 | 888.6506 | 1.4102 | 730.5229 | 0.057527 | 730.7774 | 0.084139
|  | 594.099 | 0.0016295 | 731.0123 | 0.015847 | 730.758 | 0.0086921 | 594.099 | 0 | 731.0123 | 0.0056999 | 730.758 | 0.014428 | 730.758 | #REF! | 596.6002 | 0.00013002 | 731.0123 | 0.017313 | 725.54 | 0.02327 | 731.0123 | 0.0027436 | 594.099 | 0.02984 | 731.0123 | 0.0046558 | 725.54 | 0.0013882 | 731.0123 | 0.0013995 | 725.54 | -0.00040807 | 731.0123 | 0.0027509 | 596.6002 | 0.55182 | 731.0123 | 0.0093955 | 596.6002 | 0.046799 | 731.0123 | 0.0126 | 730.758 | 0.013805 | 888.8181 | 0.019879 | 730.758 | 0.0079269 | 888.2502 | 0 | 888.8181 | 1.4201 | 730.758 | 0.061421 | 731.0123 | 0.085954
|  | 594.2172 | 0.0020459 | 731.2473 | -0.021822 | 730.9932 | -0.050137 | 594.2172 | 0.0029816 | 731.2473 | -0.020334 | 730.9932 | -0.024484 | 730.9932 | #REF! | 596.7195 | 0.00015013 | 731.2472 | 0 | 725.78 | -0.015593 | 731.2472 | 0 | 594.2172 | 0.03135 | 731.2472 | 0 | 725.78 | -0.00070865 | 731.2473 | 0 | 725.78 | 0.0035706 | 731.2472 | 0 | 596.7195 | 0.56423 | 731.2472 | 0 | 596.7195 | 0.058654 | 731.2473 | 0 | 730.9932 | -0.0094065 | 888.9857 | 0.013479 | 730.9932 | -0.0038155 | 888.4181 | 0 | 888.9857 | 1.4346 | 730.9932 | 0.05459 | 731.2473 | 0.081623
|  | 594.3354 | 0 | 731.4822 | 0.0023326 | 731.2284 | 0.0072679 | 594.3354 | 0 | 731.4822 | 0.030248 | 731.2284 | 0.0064991 | 731.2284 | #REF! | 596.8387 | 0.00015051 | 731.4822 | 0.0074648 | 726.01 | 0.0040782 | 731.4822 | 0.0096122 | 594.3354 | 0.032727 | 731.4822 | 0.0029463 | 726.01 | 0.0011552 | 731.4822 | 0.0013632 | 726.01 | -0.0077534 | 731.4822 | 0.0029109 | 596.8387 | 0.60104 | 731.4822 | 0.0092599 | 596.8387 | 0.057406 | 731.4822 | 0.011649 | 731.2284 | 0.01309 | 889.1533 | 0.026868 | 731.2284 | 0.014474 | 888.5861 | 0 | 889.1533 | 1.4472 | 731.2284 | 0.059378 | 731.4822 | 0.083754
|  | 594.4536 | 0 | 731.7171 | -0.0012667 | 731.4636 | -0.019953 | 594.4536 | 0.014902 | 731.7171 | -0.0234 | 731.4636 | -0.019872 | 731.4636 | #REF! | 596.958 | 0.00015572 | 731.7171 | 0 | 726.25 | 0.010795 | 731.7171 | 0 | 594.4536 | 0.022425 | 731.7171 | 0 | 726.25 | -0.00024269 | 731.7171 | 0 | 726.25 | -0.0048458 | 731.7171 | 0 | 596.958 | 0.61387 | 731.7171 | 0 | 596.958 | 0.065362 | 731.7171 | 0 | 731.4636 | -0.0014328 | 889.3209 | 0.014432 | 731.4636 | 0.010059 | 888.7541 | 0 | 889.3209 | 1.4628 | 731.4636 | 0.057144 | 731.7171 | 0.082172
|  | 594.5718 | 0 | 731.9521 | 0.018158 | 731.6988 | -0.0024731 | 594.5718 | 0 | 731.9521 | 0.00024483 | 731.6988 | 0.017218 | 731.6988 | #REF! | 597.0772 | 0.00011884 | 731.9521 | 0.014765 | 726.48 | 0.035744 | 731.9521 | 0.0074915 | 594.5718 | 0.031838 | 731.9521 | 0.0028368 | 726.48 | 0.002786 | 731.9521 | 0.0010322 | 726.48 | 0.00066312 | 731.9521 | 0.0015635 | 597.0772 | 0.64899 | 731.9521 | 0.013367 | 597.0772 | 0.060838 | 731.9521 | 0.0070595 | 731.6988 | 0.016771 | 889.4885 | 0.029591 | 731.6988 | 0.0060747 | 888.9221 | 0 | 889.4885 | 1.4746 | 731.6988 | 0.063145 | 731.9521 | 0.082902
|  | 594.69 | 0.0030813 | 732.187 | 0.010324 | 731.934 | -0.018465 | 594.69 | 0.012227 | 732.187 | -0.020125 | 731.934 | -0.041577 | 731.934 | #REF! | 597.1965 | 0.00011567 | 732.187 | 0 | 726.72 | -0.025189 | 732.187 | 0 | 594.69 | 0.041696 | 732.187 | 0 | 726.72 | -0.0037373 | 732.187 | 0 | 726.72 | -0.010508 | 732.187 | 0 | 597.1965 | 0.659 | 732.187 | 0 | 597.1965 | 0.077062 | 732.187 | 0 | 731.934 | 0.0040898 | 889.6561 | 0.013479 | 731.934 | 0.00025109 | 889.0901 | 0 | 889.6561 | 1.4851 | 731.934 | 0.054079 | 732.187 | 0.080229
|  | 594.8082 | 0 | 732.422 | -0.0033958 | 732.1692 | 0.025585 | 594.8082 | 0 | 732.422 | -0.0082462 | 732.1692 | 0.027023 | 732.1692 | #REF! | 597.3157 | 0.00012145 | 732.422 | 0.009152 | 726.96 | 0.04486 | 732.422 | 0.0068868 | 594.8082 | 0.036279 | 732.422 | 0.00351 | 726.96 | -0.0057175 | 732.422 | 0.0020894 | 726.96 | 0.0024994 | 732.422 | 0.0032567 | 597.3157 | 0.68565 | 732.422 | 0.01172 | 597.3157 | 0.075034 | 732.422 | 0.013008 | 732.1692 | 0.018621 | 889.8237 | 0.019152 | 732.1692 | 0.0071291 | 889.2582 | 0 | 889.8237 | 1.4883 | 732.1692 | 0.056888 | 732.422 | 0.081808
|  | 594.9264 | 0.0073704 | 732.657 | -0.016256 | 732.4045 | -0.045082 | 594.9264 | 0.011081 | 732.657 | -0.024781 | 732.4045 | -0.045773 | 732.4045 | #REF! | 597.435 | 0.00015926 | 732.657 | 0 | 727.19 | -0.0016793 | 732.657 | 0 | 594.9264 | 0.030107 | 732.657 | 0 | 727.19 | -0.0072322 | 732.657 | 0 | 727.19 | -0.01617 | 732.657 | 0 | 597.435 | 0.69158 | 732.657 | 0 | 597.435 | 0.096873 | 732.657 | 0 | 732.4045 | -0.0008019 | 889.9913 | 0.016339 | 732.4045 | -0.00090763 | 889.4262 | 0 | 889.9913 | 1.4917 | 732.4045 | 0.055037 | 732.657 | 0.080205
|  | 595.0446 | 0 | 732.892 | 0.018818 | 732.6397 | -0.0089725 | 595.0446 | 0 | 732.892 | -0.00098944 | 732.6397 | -0.0036031 | 732.6397 | #REF! | 597.5543 | 0.00017118 | 732.892 | 0.0092882 | 727.43 | -0.0011995 | 732.892 | 0.006197 | 595.0446 | 0.033881 | 732.892 | 0.0029349 | 727.43 | -0.0025725 | 732.892 | 0.00091693 | 727.43 | 0.0037236 | 732.892 | 0 | 597.5543 | 0.69806 | 732.892 | 0.0093066 | 597.5543 | 0.091101 | 732.892 | 0.009138 | 732.6397 | 0.018176 | 890.1589 | 0.021376 | 732.6397 | 0.0068679 | 889.5942 | 0 | 890.1589 | 1.4928 | 732.6397 | 0.058931 | 732.892 | 0.081844
|  | 595.1629 | 0.010207 | 733.127 | 0.010809 | 732.8749 | -0.015447 | 595.1629 | 0.0089448 | 733.127 | -0.023736 | 732.8749 | -0.050651 | 732.8749 | #REF! | 597.6735 | 0.00017044 | 733.127 | 0 | 727.66 | -0.00071969 | 733.127 | 0 | 595.1629 | 0.038544 | 733.127 | 0 | 727.66 | 0.0041839 | 733.127 | 0 | 727.66 | 0.0034176 | 733.127 | 0 | 597.6735 | 0.69017 | 733.127 | 0 | 597.6735 | 0.10764 | 733.1269 | 0 | 732.875 | -0.0089311 | 890.3265 | 0.017065 | 732.8749 | 0.00027382 | 889.7622 | 0 | 890.3265 | 1.4969 | 732.875 | 0.05178 | 733.127 | 0.078425
|  | 595.2811 | 0 | 733.362 | 0.013224 | 733.1102 | -0.021469 | 595.2811 | 0 | 733.362 | 0.005208 | 733.1102 | 0.0053546 | 733.1102 | #REF! | 597.7928 | 0.00017957 | 733.362 | 0.012356 | 727.9 | 0.0079165 | 733.362 | 0.0038698 | 595.2811 | 0.026554 | 733.362 | 0.0025286 | 727.9 | 0.0011552 | 733.362 | 0.0004202 | 727.9 | -0.0079064 | 733.362 | 0.0011938 | 597.7928 | 0.68297 | 733.362 | 0.0036601 | 597.7928 | 0.10498 | 733.362 | 0.010225 | 733.1102 | 0.010464 | 890.4941 | 0.028547 | 733.1102 | 0.0077772 | 889.9302 | 0 | 890.4941 | 1.4975 | 733.1102 | 0.059187 | 733.362 | 0.078699
|  | 595.3994 | 0.0061872 | 733.597 | -0.01927 | 733.3455 | 0.0001641 | 595.3994 | 0.0038098 | 733.597 | -0.015022 | 733.3455 | -0.040444 | 733.3455 | #REF! | 597.9121 | 0.00016392 | 733.597 | 0 | 728.13 | 0.025668 | 733.597 | 0 | 595.3994 | 0.025311 | 733.597 | 0 | 728.13 | 0.03051 | 733.597 | 0 | 728.13 | 0.030809 | 733.597 | 0 | 597.9121 | 0.67451 | 733.597 | 0.0028575 | 597.9121 | 0.12183 | 733.597 | 0 | 733.3455 | 0.006645 | 890.6617 | 0.018335 | 733.3455 | 0.0023906 | 890.0982 | 0 | 890.6617 | 1.5013 | 733.3455 | 0.054015 | 733.597 | 0.077398
|  | 595.5176 | 0 | 733.832 | 0.022371 | 733.5808 | -0.015063 | 595.5176 | 0 | 733.832 | 0.0019703 | 733.5808 | 0.012552 | 733.5808 | #REF! | 598.0313 | 0.00014566 | 733.832 | 0.014913 | 728.37 | 0.017032 | 733.832 | 0.0088217 | 595.5176 | 0.03095 | 733.832 | 0.0019068 | 728.37 | -0.0037373 | 733.832 | 0.00096526 | 728.37 | -0.0034686 | 733.832 | 0.0022803 | 598.0313 | 0.66845 | 733.832 | 0.0087468 | 598.0313 | 0.12105 | 733.832 | 0.011447 | 733.5807 | 0.014918 | 890.8293 | 0.016747 | 733.5808 | 0.010481 | 890.2663 | 0 | 890.8293 | 1.5037 | 733.5807 | 0.058868 | 733.832 | 0.079082
|  | 595.6359 | 0.0039686 | 734.0671 | -0.0041409 | 733.816 | -0.00027434 | 595.6359 | 0.0087791 | 734.0671 | -0.019782 | 733.816 | -0.027864 | 733.816 | #REF! | 598.1506 | 0.00012368 | 734.0671 | 0 | 728.6 | 0.0055175 | 734.0671 | 0 | 595.6359 | 0.028863 | 734.0671 | 0 | 728.6 | -0.011775 | 734.0671 | 0 | 728.6 | -0.012038 | 734.0671 | 0 | 598.1506 | 0.67733 | 734.0671 | 0 | 598.1506 | 0.13166 | 734.0671 | 0 | 733.816 | -0.0034951 | 890.9969 | 0.014432 | 733.816 | -0.0040372 | 890.4343 | 0 | 890.9969 | 1.5137 | 733.816 | 0.040416 | 734.0671 | 0.076639
|  | 595.7541 | 0 | 734.3021 | 0.015634 | 734.0513 | 0.0084933 | 595.7541 | 0 | 734.3021 | -0.0042625 | 734.0513 | 0.0033618 | 734.0513 | #REF! | 598.2699 | 0.00012443 | 734.3021 | 0.0021867 | 728.84 | 0.0050378 | 734.3021 | 0.0090399 | 595.7541 | 0.020648 | 734.3021 | 0.0015363 | 728.84 | 0.0049991 | 734.3021 | 0.0012699 | 728.84 | 0.0014282 | 734.3021 | 0.0027909 | 598.2699 | 0.67494 | 734.3021 | 0.0063727 | 598.2699 | 0.13088 | 734.3021 | 0.0078496 | 734.0513 | 0.021381 | 891.1645 | 0.021876 | 734.0513 | 0.0060128 | 890.6023 | 0 | 891.1645 | 1.5224 | 734.0513 | 0.069019 | 734.3021 | 0.077712
|  | 595.8724 | 0.00071483 | 734.5372 | -0.013662 | 734.2866 | 0.00048778 | 595.8724 | 0.0087791 | 734.5372 | -0.01918 | 734.2866 | -0.043367 | 734.2866 | #REF! | 598.3892 | 0.00018031 | 734.5372 | 0 | 729.07 | -0.011275 | 734.5372 | 0 | 595.8724 | 0.025311 | 734.5372 | 0 | 729.07 | -0.0030384 | 734.5372 | 0 | 729.07 | 0.0031115 | 734.5372 | 0 | 598.3892 | 0.69256 | 734.5372 | 0 | 598.3892 | 0.14445 | 734.5372 | 0 | 734.2866 | -0.0069556 | 891.3321 | 0.027685 | 734.2866 | -1.184e-05 | 890.7704 | 0 | 891.3321 | 1.5382 | 734.2866 | 0.053441 | 734.5372 | 0.075788
|  | 595.9907 | 0 | 734.7723 | 0.018773 | 734.5219 | 0.0017678 | 595.9907 | 0 | 734.7723 | 0.0077902 | 734.5219 | 0.016769 | 734.5219 | #REF! | 598.5085 | 0.0001587 | 734.7723 | 0.012095 | 729.31 | 0.0074367 | 734.7723 | 0.010786 | 595.9907 | 0.026821 | 734.7723 | 0.0027279 | 729.31 | 0.00022327 | 734.7723 | 0.0018721 | 729.31 | -0.0051518 | 734.7723 | 0.0018023 | 598.5085 | 0.68876 | 734.7723 | 0.012422 | 598.5085 | 0.14632 | 734.7723 | 0.0089943 | 734.5219 | 0.017289 | 891.4998 | 0.019561 | 734.5219 | 0.019618 | 890.9384 | 0 | 891.4998 | 1.5512 | 734.5219 | 0.060336 | 734.7723 | 0.076686
|  | 596.109 | 0.001898 | 735.0073 | 0.0067635 | 734.7573 | -0.026896 | 596.109 | 0.015762 | 735.0073 | 0.0049988 | 734.7573 | -0.025493 | 734.7573 | #REF! | 598.6277 | 0.00017659 | 735.0073 | 0 | 729.54 | -0.053497 | 735.0073 | 0 | 596.109 | 0.035524 | 735.0073 | 0 | 729.54 | -0.0074648 | 735.0073 | 0 | 729.54 | 0.0035706 | 735.0073 | 0 | 598.6277 | 0.71259 | 735.0073 | 0 | 598.6277 | 0.16161 | 735.0073 | 0 | 734.7573 | -0.0014518 | 891.6674 | 0.017382 | 734.7573 | -0.0023091 | 891.1064 | 0 | 891.6674 | 1.5692 | 734.7573 | 0.049737 | 735.0073 | 0.07482
|  | 596.2273 | 0 | 735.2424 | 0.013965 | 734.9926 | 0.0072044 | 596.2273 | 0 | 735.2424 | 0.0097806 | 734.9926 | -0.0092208 | 734.9926 | #REF! | 598.747 | 0.0001289 | 735.2424 | 0.0082436 | 729.78 | 0.025668 | 735.2424 | 0.0021151 | 596.2273 | 0.027931 | 735.2424 | 0.0021186 | 729.78 | 0.0041839 | 735.2424 | 0.0010124 | 729.78 | 0.00020403 | 735.2424 | 0.0016377 | 598.747 | 0.71837 | 735.2424 | 0.010049 | 598.747 | 0.16052 | 735.2424 | 0.0070412 | 734.9926 | 0.01908 | 891.835 | 0.026232 | 734.9926 | 0.0070543 | 891.2745 | 0 | 891.835 | 1.5811 | 734.9926 | 0.052483 | 735.2424 | 0.075806
|  | 596.3456 | 0.0082315 | 735.4775 | -0.013142 | 735.2279 | -0.032885 | 596.3456 | 0.0087791 | 735.4775 | -0.011363 | 735.2279 | 0.00043439 | 735.2279 | #REF! | 598.8663 | 0.00015516 | 735.4775 | 0 | 730.01 | -0.0098357 | 735.4775 | 0 | 596.3456 | 0.035391 | 735.4775 | 0 | 730.01 | 0.00057274 | 735.4775 | 0 | 730.01 | -0.0025504 | 735.4775 | 0 | 598.8663 | 0.75095 | 735.4775 | 0 | 598.8663 | 0.17471 | 735.4775 | 0 | 735.2279 | -0.0062763 | 892.0026 | 0.020922 | 735.2279 | 0.0070247 | 891.4425 | 0 | 892.0026 | 1.5947 | 735.2279 | 0.048652 | 735.4775 | 0.073914
|  | 596.4639 | 0 | 735.7126 | 0.015906 | 735.4633 | -0.01151 | 596.4639 | 0 | 735.7126 | 0.0043738 | 735.4633 | -0.0097394 | 735.4633 | #REF! | 598.9856 | 0.00013188 | 735.7126 | 0.0036478 | 730.25 | 0.018952 | 735.7126 | 0.0040812 | 596.4639 | 0.030195 | 735.7126 | 0.0031874 | 730.25 | -0.010377 | 735.7126 | 0.001006 | 730.25 | 0.0041827 | 735.7126 | 0.0015503 | 598.9856 | 0.76674 | 735.7126 | 0.0078345 | 598.9856 | 0.17362 | 735.7127 | 0.0078672 | 735.4633 | 0.0076838 | 892.1703 | 0.021149 | 735.4633 | 0.015493 | 891.6106 | 0 | 892.1703 | 1.6012 | 735.4633 | 0.058548 | 735.7126 | 0.074994
|  | 596.5822 | 0.0095486 | 735.9478 | 0.008523 | 735.6987 | 0.0066046 | 596.5822 | 0.0079509 | 735.9478 | -0.013732 | 735.6987 | -0.035727 | 735.6987 | #REF! | 599.1049 | 0.00012573 | 735.9477 | 0 | 730.48 | -0.012714 | 735.9477 | 0 | 596.5822 | 0.024689 | 735.9477 | 0 | 730.48 | -0.0047858 | 735.9478 | 0 | 730.48 | -0.00025504 | 735.9477 | 0 | 599.1049 | 0.79988 | 735.9477 | 0 | 599.1049 | 0.18985 | 735.9478 | 0 | 735.6987 | -0.0066389 | 892.3379 | 0.014296 | 735.6987 | 0.0011399 | 891.7786 | 0 | 892.3379 | 1.6097 | 735.6987 | 0.049099 | 735.9478 | 0.072345
|  | 596.7006 | 0 | 736.1829 | 0.019651 | 735.934 | 0.0055748 | 596.7006 | 0 | 736.1829 | -0.0076693 | 735.934 | -0.0035471 | 735.934 | #REF! | 599.2242 | 0.00011009 | 736.1829 | 0.014591 | 730.72 | 0.025668 | 736.1829 | 0.0078649 | 596.7006 | 0.035613 | 736.1829 | 0.0027341 | 730.72 | -0.00199 | 736.1829 | 0.00091253 | 730.72 | 0.011528 | 736.1829 | 0.0038374 | 599.2242 | 0.8185 | 736.1829 | 0.012882 | 599.2242 | 0.19265 | 736.1829 | 0.0098539 | 735.934 | 0.020363 | 892.5055 | 0.015703 | 735.934 | 0.0072872 | 891.9467 | 0 | 892.5055 | 1.6146 | 735.934 | 0.053632 | 736.1829 | 0.074111
|  | 596.8189 | 0.0054477 | 736.418 | -0.018561 | 736.1694 | -0.022901 | 596.8189 | 0.0084479 | 736.418 | -0.029211 | 736.1694 | -0.057739 | 736.1694 | #REF! | 599.3435 | 0.00013263 | 736.418 | 0 | 730.95 | -0.026148 | 736.418 | 0 | 596.8189 | 0.027842 | 736.418 | 0 | 730.95 | -0.0090959 | 736.418 | 0 | 730.95 | -0.0037746 | 736.418 | 0 | 599.3435 | 0.84473 | 736.418 | 0 | 599.3435 | 0.20981 | 736.418 | 0 | 736.1694 | 0.0012532 | 892.6732 | 0.022193 | 736.1694 | 0.0019279 | 892.1148 | 0.00010725 | 892.6732 | 1.6238 | 736.1694 | 0.045779 | 736.418 | 0.071152
|  | 596.9372 | 0 | 736.6531 | 0.013995 | 736.4048 | 0.0078706 | 596.9372 | 0 | 736.6531 | -0.013429 | 736.4048 | 0.010868 | 736.4048 | #REF! | 599.4628 | 0.00014958 | 736.6532 | 0.0012439 | 731.19 | 0.015593 | 736.6532 | 0.0066393 | 596.9372 | 0.029352 | 736.6532 | 0.0028647 | 731.19 | -0.0074648 | 736.6531 | 0.0012104 | 731.19 | 0.0034176 | 736.6532 | 0.0015741 | 599.4628 | 0.85827 | 736.6532 | 0.013152 | 599.4628 | 0.21028 | 736.6531 | 0.0072508 | 736.4048 | 0.014277 | 892.8408 | 0.023056 | 736.4048 | 0.0082439 | 892.2828 | 0 | 892.8408 | 1.6309 | 736.4048 | 0.054334 | 736.6531 | 0.073582
|  | 597.0556 | 0.0024896 | 736.8883 | 0.0090419 | 736.6402 | -0.030166 | 597.0556 | 0.0062945 | 736.8883 | -0.032468 | 736.6402 | -0.039726 | 736.6402 | #REF! | 599.5821 | 0.00016522 | 736.8883 | 0 | 731.42 | -0.0002399 | 736.8883 | 0 | 597.0556 | 0.027442 | 736.8883 | 0 | 731.42 | 0.0010387 | 736.8883 | 0 | 731.42 | 0.0044887 | 736.8883 | 0 | 599.5821 | 0.87956 | 736.8883 | 0 | 599.5821 | 0.23087 | 736.8883 | 0 | 736.6402 | -0.0068911 | 893.0084 | 0.016339 | 736.6402 | 0.0028833 | 892.4509 | 0.00010725 | 893.0084 | 1.6401 | 736.6402 | 0.046353 | 736.8883 | 0.070244
|  | 597.1739 | 0 | 737.1235 | 0.0044377 | 736.8756 | -0.025242 | 597.1739 | 0 | 737.1235 | -0.0030806 | 736.8756 | 0.00096643 | 736.8756 | #REF! | 599.7014 | 0.00014362 | 737.1235 | 0.0076165 | 731.66 | -0.0059973 | 737.1235 | 0.0069827 | 597.1739 | 0.035124 | 737.1235 | 0.00063226 | 731.66 | -0.0058343 | 737.1235 | 0.00092703 | 731.66 | 0.0028055 | 737.1235 | 0.0032212 | 599.7014 | 0.89423 | 737.1235 | 0.0082419 | 599.7014 | 0.22978 | 737.1235 | 0.0075283 | 736.8756 | 0.00923 | 893.1761 | 0.024735 | 736.8756 | 0.0058538 | 892.619 | 0 | 893.1761 | 1.6466 | 736.8756 | 0.052419 | 737.1235 | 0.072651
|  | 597.2923 | 0.013417 | 737.3586 | -0.019174 | 737.111 | -0.0058875 | 597.2923 | 0.0099348 | 737.3586 | -0.0077926 | 737.111 | -0.048782 | 737.111 | #REF! | 599.8207 | 0.0001397 | 737.3586 | 0 | 731.89 | 0.040542 | 737.3586 | 0 | 597.2923 | 0.026687 | 737.3586 | 0 | 731.89 | -0.007698 | 737.3586 | 0 | 731.89 | -0.0053048 | 737.3586 | 0 | 599.8207 | 0.91876 | 737.3586 | 0 | 599.8207 | 0.24975 | 737.3586 | 0 | 737.111 | -0.014262 | 893.3437 | 0.014115 | 737.111 | 0.0041886 | 892.7871 | 0 | 893.3437 | 1.6574 | 737.111 | 0.050057 | 737.3586 | 0.069689
|  | 597.4107 | 0 | 737.5938 | 0.030757 | 737.3464 | -0.020871 | 597.4107 | 0 | 737.5938 | -0.015032 | 737.3464 | 0.0043853 | 737.3464 | #REF! | 599.9401 | 0.00014343 | 737.5938 | 0 | 732.13 | 0.02135 | 737.5938 | 0.0085967 | 597.4107 | 0.027043 | 737.5938 | 0.0018117 | 732.13 | -0.0021065 | 737.5938 | 0.002155 | 732.13 | -0.0027035 | 737.5938 | 0.0028172 | 599.9401 | 0.93146 | 737.5938 | 0.01367 | 599.9401 | 0.24678 | 737.5938 | 0.0098649 | 737.3464 | 0.01513 | 893.5114 | 0.021921 | 737.3464 | 0.021388 | 892.9551 | 0 | 893.5114 | 1.6678 | 737.3464 | 0.053887 | 737.5938 | 0.071249
|  | 597.529 | 0.015228 | 737.829 | -0.024766 | 737.5818 | -0.028006 | 597.529 | 0.0072884 | 737.829 | -0.014843 | 737.5818 | -0.044249 | 737.5818 | #REF! | 600.0594 | 0.00014566 | 737.829 | 0 | 732.37 | -0.0083963 | 737.829 | 0 | 597.529 | 0.023801 | 737.829 | 0 | 732.37 | -0.0071154 | 737.829 | 0 | 732.37 | -0.0034686 | 737.829 | 0 | 600.0594 | 0.95219 | 737.829 | 0 | 600.0594 | 0.27377 | 737.829 | 0 | 737.5819 | -0.0028263 | 893.679 | 0.017246 | 737.5818 | 0.0034147 | 893.1232 | 0 | 893.679 | 1.682 | 737.5819 | 0.048907 | 737.829 | 0.068641
|  | 597.6474 | 0 | 738.0642 | 0.037233 | 737.8173 | -0.010655 | 597.6474 | 0 | 738.0642 | -0.0092253 | 737.8173 | -0.0064973 | 737.8173 | #REF! | 600.1787 | 0.00014362 | 738.0642 | 0.011547 | 732.6 | 0.0059973 | 738.0642 | 0.002512 | 597.6474 | 0.025178 | 738.0642 | 0.0036193 | 732.6 | -0.0014076 | 738.0642 | 0.00076666 | 732.6 | -0.0037746 | 738.0642 | 0.0010013 | 600.1787 | 0.96008 | 738.0642 | 0.0068883 | 600.1787 | 0.2811 | 738.0642 | 0.0091988 | 737.8173 | 0.013926 | 893.8467 | 0.027276 | 737.8173 | 0.016892 | 893.2913 | 0 | 893.8467 | 1.6924 | 737.8173 | 0.05376 | 738.0642 | 0.070258
|  | 597.7658 | 0.0087254 | 738.2994 | -0.0088218 | 738.0527 | -0.0069481 | 597.7658 | 0.010317 | 738.2994 | -0.016844 | 738.0527 | -0.048318 | 738.0527 | #REF! | 600.298 | 0.00014362 | 738.2994 | 0 | 732.84 | -0.050138 | 738.2994 | 0 | 597.7658 | 0.02127 | 738.2994 | 0 | 732.84 | -0.0089791 | 738.2994 | 0 | 732.84 | -0.0097429 | 738.2994 | 0 | 600.298 | 0.98011 | 738.2994 | 0 | 600.298 | 0.30637 | 738.2994 | 0 | 738.0527 | -0.0017697 | 894.0143 | 0.018018 | 738.0527 | 0.0099962 | 893.4594 | 0.00010725 | 894.0143 | 1.7029 | 738.0527 | 0.046609 | 738.2994 | 0.067776
|  | 597.8842 | 0 | 738.5347 | 0.023869 | 738.2882 | 0.0039457 | 597.8842 | 0 | 738.5347 | 0.0065368 | 738.2882 | 0.0033633 | 738.2882 | #REF! | 600.4173 | 0.00015535 | 738.5347 | 0.0058664 | 733.07 | -0.00071969 | 738.5347 | 0.0062237 | 597.8842 | 0.026954 | 738.5347 | 0.0017325 | 733.07 | -0.00199 | 738.5347 | 0.0011702 | 733.07 | 0.007243 | 738.5347 | 0.0012624 | 600.4173 | 0.98928 | 738.5347 | 0.0084921 | 600.4173 | 0.31839 | 738.5347 | 0.0092473 | 738.2882 | 0.015229 | 894.182 | 0.026232 | 738.2882 | 0.016767 | 893.6275 | 0 | 894.182 | 1.7093 | 738.2882 | 0.052547 | 738.5347 | 0.068892
|  | 598.0026 | 0.0070745 | 738.7699 | -0.0042701 | 738.5237 | -0.030955 | 598.0026 | 0.0086135 | 738.7699 | -0.016359 | 738.5237 | -0.029938 | 738.5237 | #REF! | 600.5367 | 0.00018702 | 738.7699 | 0 | 733.31 | 0.0002399 | 738.7699 | 0 | 598.0026 | 0.024956 | 738.7699 | 0 | 733.31 | -0.0061837 | 738.7699 | 0 | 733.31 | 0.0014282 | 738.7699 | 0 | 600.5367 | 1.0099 | 738.7699 | 0 | 600.5367 | 0.33555 | 738.7699 | 0 | 738.5237 | -0.0014179 | 894.3496 | 0.020015 | 738.5237 | 0.0075811 | 893.7956 | 0 | 894.3496 | 1.7207 | 738.5237 | 0.04763 | 738.7699 | 0.066323
|  | 598.121 | 0.00044442 | 739.0051 | 0.014856 | 738.7591 | 0.042773 | 598.121 | 0 | 739.0051 | 0.014809 | 738.7591 | 0.012657 | 738.7591 | #REF! | 600.656 | 0.00016727 | 739.0051 | 0.019681 | 733.54 | -0.012235 | 739.0051 | 0.0080475 | 598.121 | 0.021758 | 739.0051 | 0.0036327 | 733.54 | 0.0023201 | 739.0051 | 0.0032497 | 733.54 | 5.1009e-05 | 739.0051 | 0.0034645 | 600.656 | 1.0189 | 739.0051 | 0.0086146 | 600.656 | 0.34475 | 739.0051 | 0.0090448 | 738.7591 | 0.013606 | 894.5173 | 0.021921 | 738.7591 | 0.017886 | 893.9637 | 0 | 894.5173 | 1.7321 | 738.7591 | 0.05178 | 739.0051 | 0.0677
|  | 598.2394 | 0.0039686 | 739.2404 | -0.01759 | 738.9946 | -0.029107 | 598.2394 | 0.0077853 | 739.2404 | -0.018784 | 738.9946 | -0.046333 | 738.9946 | #REF! | 600.7753 | 0.00015908 | 739.2404 | 0 | 733.78 | -0.015593 | 739.2404 | 0 | 598.2394 | 0.025444 | 739.2404 | 0 | 733.78 | -0.010261 | 739.2404 | 0 | 733.78 | -0.0013262 | 739.2404 | 0 | 600.7753 | 1.0415 | 739.2404 | 0 | 600.7753 | 0.34553 | 739.2404 | 0 | 738.9946 | -0.011629 | 894.685 | 0.020605 | 738.9946 | -0.0044345 | 894.1318 | 0 | 894.685 | 1.7449 | 738.9946 | 0.046034 | 739.2404 | 0.065677
|  | 598.3579 | 0 | 739.4756 | 0.0045171 | 739.2301 | 0.0060474 | 598.3579 | 0 | 739.4756 | -0.0077147 | 739.2301 | 0.0018134 | 739.2301 | #REF! | 600.8946 | 0.00012536 | 739.4756 | 0.011611 | 734.01 | -0.0031186 | 739.4756 | 0.0041199 | 598.3579 | 0.024023 | 739.4756 | 0.0019542 | 734.01 | -0.011775 | 739.4756 | 0.0013877 | 734.01 | 0.0040296 | 739.4756 | 0.0030141 | 600.8946 | 1.0503 | 739.4756 | 0.0043788 | 600.8946 | 0.35193 | 739.4756 | 0.0056746 | 739.2301 | 0.023213 | 894.8526 | 0.025779 | 739.2301 | 0.026554 | 894.2999 | 0 | 894.8526 | 1.7485 | 739.2301 | 0.053057 | 739.4756 | 0.066896
|  | 598.4763 | 0.0030813 | 739.7109 | 0.016991 | 739.4656 | -0.0083102 | 598.4763 | 0.0071227 | 739.7109 | -0.011882 | 739.4656 | -0.029778 | 739.4656 | #REF! | 601.014 | 0.00013579 | 739.7109 | 0 | 734.25 | -0.018472 | 739.7109 | 0 | 598.4763 | 0.026821 | 739.7109 | 0 | 734.25 | -0.0016406 | 739.7109 | 0 | 734.25 | -0.0045398 | 739.7109 | 0 | 601.014 | 1.0685 | 739.7109 | 0 | 601.014 | 0.34662 | 739.7109 | 0 | 739.4656 | -0.007051 | 895.0203 | 0.022329 | 739.4656 | 0.011357 | 894.468 | 0.00032174 | 895.0203 | 1.7527 | 739.4656 | 0.043225 | 739.7109 | 0.063475
|  | 598.5947 | 0 | 739.9462 | 0.025327 | 739.7011 | -0.0021888 | 598.5947 | 0 | 739.9462 | 0.0061678 | 739.7011 | 0.0025148 | 739.7011 | #REF! | 601.1333 | 0.00012406 | 739.9462 | 0.010652 | 734.48 | -0.029507 | 739.9462 | 0.0054162 | 598.5947 | 0.029441 | 739.9462 | 0.0031501 | 734.48 | 0.0022036 | 739.9462 | 0.0018577 | 734.48 | -0.0080593 | 739.9462 | 0.0023828 | 601.1333 | 1.0764 | 739.9462 | 0.011914 | 601.1333 | 0.35473 | 739.9462 | 0.013602 | 739.7011 | 0.013731 | 895.188 | 0.023872 | 739.7011 | 0.018549 | 894.6361 | 0 | 895.188 | 1.7518 | 739.7011 | 0.048907 | 739.9462 | 0.065923
|  | 598.7132 | 0.0064829 | 740.1815 | 0.0040501 | 739.9367 | -0.022173 | 598.7132 | 0.0071227 | 740.1815 | -0.0153 | 739.9367 | -0.01257 | 739.9367 | #REF! | 601.2527 | 0.00012406 | 740.1815 | 0 | 734.72 | 0.013674 | 740.1815 | 0 | 598.7132 | 0.025311 | 740.1815 | 0 | 734.72 | -0.002223 | 740.1815 | 0 | 734.72 | -0.0056109 | 740.1815 | 0 | 601.2527 | 1.1014 | 740.1815 | 0 | 601.2527 | 0.34506 | 740.1815 | 0 | 739.9367 | -0.0073241 | 895.3556 | 0.013479 | 739.9367 | 0.019068 | 894.8042 | 0 | 895.3556 | 1.7566 | 739.9367 | 0.044949 | 740.1815 | 0.064494
|  | 598.8316 | 0 | 740.4168 | 0.02171 | 740.1722 | 0.003788 | 598.8316 | 0 | 740.4168 | 0.0063212 | 740.1722 | -0.017979 | 740.1722 | #REF! | 601.372 | 0.0001302 | 740.4168 | 0.00084942 | 734.95 | -0.045821 | 740.4168 | 0.0057419 | 598.8316 | 0.028464 | 740.4168 | 0.0018982 | 734.95 | 0.010474 | 740.4168 | 0.0007539 | 734.95 | -0.0040807 | 740.4168 | 0.00042527 | 601.372 | 1.1161 | 740.4168 | 0.0069819 | 601.372 | 0.3577 | 740.4168 | 0.0030945 | 740.1722 | 0.0075771 | 895.5233 | 0.020922 | 740.1722 | 0.023323 | 894.9723 | 0 | 895.5233 | 1.7607 | 740.1722 | 0.050759 | 740.4168 | 0.065422
|  | 598.9501 | 0.0045602 | 740.6521 | -0.0020903 | 740.4077 | -0.0056629 | 598.9501 | 0.014233 | 740.6521 | -0.008163 | 740.4077 | -0.017324 | 740.4077 | #REF! | 601.4913 | 0.00015312 | 740.6521 | 0 | 735.19 | -0.032385 | 740.6521 | 0 | 598.9501 | 0.020293 | 740.6521 | 0 | 735.19 | -0.00199 | 740.6521 | 0 | 735.19 | -0.005917 | 740.6521 | 0 | 601.4913 | 1.1392 | 740.6521 | 0 | 601.4913 | 0.34288 | 740.6521 | 0 | 740.4077 | -0.011288 | 895.691 | 0.015476 | 740.4077 | 0.0198 | 895.1404 | 0 | 895.691 | 1.7726 | 740.4077 | 0.032435 | 740.6521 | 0.062543
|  | 599.0686 | 0 | 740.8874 | 0.020463 | 740.6433 | 0.0048985 | 599.0686 | 0 | 740.8874 | -0.00055316 | 740.6433 | 0.011501 | 740.6433 | #REF! | 601.6107 | 0.00016392 | 740.8874 | 0.015286 | 735.43 | -0.0016793 | 740.8874 | 0.0066736 | 599.0686 | 0.033748 | 740.8874 | 0.0026229 | 735.43 | -0.0065332 | 740.8874 | 0.0025563 | 735.43 | -0.0046928 | 740.8874 | 0.0042097 | 601.6107 | 1.1529 | 740.8874 | 0.0084991 | 601.6107 | 0.36331 | 740.8874 | 0.011859 | 740.6433 | 0.01515 | 895.8587 | 0.021876 | 740.6433 | 0.018135 | 895.3085 | 0 | 895.8587 | 1.7838 | 740.6433 | 0.058101 | 740.8874 | 0.064149
|  | 599.187 | 0.0058913 | 741.1227 | 0.013921 | 740.8788 | -0.038892 | 599.187 | 0.013374 | 741.1227 | -0.015161 | 740.8788 | -0.034354 | 740.8788 | #REF! | 601.73 | 0.00016317 | 741.1227 | 0 | 735.66 | -0.0083963 | 741.1227 | 0 | 599.187 | 0.026554 | 741.1227 | 0 | 735.66 | 0.0048828 | 741.1227 | 0 | 735.66 | -0.00040807 | 741.1227 | 0 | 601.73 | 1.1784 | 741.1227 | 0 | 601.73 | 0.35302 | 741.1227 | 0 | 740.8788 | -0.0022288 | 896.0263 | 0.016112 | 740.8788 | 0.022852 | 895.4767 | 0 | 896.0263 | 1.7974 | 740.8788 | 0.041693 | 741.1227 | 0.061624
|  | 599.3055 | 0 | 741.3581 | -0.0028693 | 741.1144 | -0.0031855 | 599.3055 | 0 | 741.3581 | 0.00068067 | 741.1144 | 0.015212 | 741.1144 | #REF! | 601.8494 | 0.00017007 | 741.3581 | 0.0087108 | 735.9 | 0.019911 | 741.3581 | 0.0030888 | 599.3055 | 0.026687 | 741.3581 | 0.001534 | 735.9 | -0.0025725 | 741.3581 | 0.0013759 | 735.9 | 0.0089266 | 741.3581 | 0.0015728 | 601.8494 | 1.1931 | 741.3581 | 0.0048169 | 601.8494 | 0.37657 | 741.3581 | 0.011244 | 741.1144 | 0.0041661 | 896.194 | 0.034538 | 741.1144 | 0.019245 | 895.6448 | 0 | 896.194 | 1.8061 | 741.1144 | 0.047886 | 741.3581 | 0.063446
|  | 599.424 | 0.0097132 | 741.5934 | -0.0057297 | 741.35 | -0.034327 | 599.424 | 0.0092761 | 741.5934 | -0.03543 | 741.35 | -0.049671 | 741.35 | #REF! | 601.9688 | 0.00018087 | 741.5934 | 0 | 736.13 | -0.030466 | 741.5934 | 0 | 599.424 | 0.03024 | 741.5934 | 0 | 736.13 | -0.0037373 | 741.5934 | 0 | 736.13 | -0.00607 | 741.5934 | 0 | 601.9688 | 1.2125 | 741.5934 | 0 | 601.9688 | 0.3655 | 741.5934 | 0 | 741.35 | -0.0061285 | 896.3617 | 0.018517 | 741.35 | 0.026115 | 895.8129 | 0 | 896.3617 | 1.8185 | 741.35 | 0.043353 | 741.5934 | 0.061391
|  | 599.5425 | 0 | 741.8288 | 0.011806 | 741.5856 | 0.0081829 | 599.5425 | 0 | 741.8288 | -0.0017842 | 741.5856 | 0.022992 | 741.5856 | #REF! | 602.0881 | 0.00016224 | 741.8288 | 0.010182 | 736.37 | -0.0035984 | 741.8288 | 0.0058757 | 599.5425 | 0.020249 | 741.8288 | 0.0017381 | 736.37 | 0.0032519 | 741.8288 | 0.0016297 | 736.37 | 0.0075495 | 741.8288 | 0.0026515 | 602.0881 | 1.2266 | 741.8288 | 0.0062195 | 602.0881 | 0.37829 | 741.8288 | 0.0097601 | 741.5856 | 0.0097587 | 896.5294 | 0.0236 | 741.5856 | 0.031974 | 895.9811 | 0 | 896.5294 | 1.8301 | 741.5856 | 0.049865 | 741.8288 | 0.062056
|  | 599.661 | 0.009137 | 742.0641 | -0.013643 | 741.8212 | -0.022045 | 599.661 | 0.016048 | 742.0641 | -0.0029816 | 741.8212 | -0.031481 | 741.8212 | #REF! | 602.2075 | 0.00014566 | 742.0641 | 0 | 736.6 | -0.010795 | 742.0641 | 0 | 599.661 | 0.023668 | 742.0641 | 0 | 736.6 | -0.0060669 | 742.0641 | 0 | 736.6 | -0.0010202 | 742.0641 | 0 | 602.2075 | 1.2493 | 742.0641 | 0 | 602.2075 | 0.37954 | 742.0642 | 0 | 741.8212 | -0.0019393 | 896.6971 | 0.022965 | 741.8212 | 0.017511 | 896.1492 | 0 | 896.6971 | 1.8462 | 741.8212 | 0.046353 | 742.0641 | 0.061028
|  | 599.7795 | 0 | 742.2995 | 0.013503 | 742.0568 | -0.0096095 | 599.7795 | 0 | 742.2995 | 0.0061035 | 742.0568 | 0.009825 | 742.0568 | #REF! | 602.3268 | 0.00014082 | 742.2995 | 0.01348 | 736.84 | 0.013194 | 742.2995 | 0.0035426 | 599.7795 | 0.023401 | 742.2995 | 0.0016669 | 736.84 | -0.0040868 | 742.2995 | 0.00043536 | 736.84 | -0.00025504 | 742.2995 | 0.00013372 | 602.3268 | 1.2677 | 742.2995 | 0.0061787 | 602.3268 | 0.37642 | 742.2995 | 0.008324 | 742.0568 | 0.0089983 | 896.8648 | 0.022647 | 742.0568 | 0.028948 | 896.3174 | 7.1499e-05 | 896.8648 | 1.8601 | 742.0568 | 0.047375 | 742.2995 | 0.061566
|  | 599.898 | 0.0024896 | 742.5349 | -0.00012277 | 742.2924 | -0.015923 | 599.898 | 0.005135 | 742.5349 | -0.020349 | 742.2924 | -0.030502 | 742.2924 | #REF! | 602.4462 | 0.00016727 | 742.5349 | 0 | 737.07 | -0.002159 | 742.5349 | 0 | 599.898 | 0.023668 | 742.5349 | 0 | 737.07 | -0.0028054 | 742.5349 | 0 | 737.07 | -0.0065293 | 742.5349 | 0 | 602.4462 | 1.2939 | 742.5349 | 0 | 602.4462 | 0.37985 | 742.5349 | 0 | 742.2924 | -0.0065482 | 897.0325 | 0.021649 | 742.2924 | 0.022688 | 896.4855 | 0.00010725 | 897.0325 | 1.8738 | 742.2924 | 0.042714 | 742.5349 | 0.058923
|  | 600.0166 | 0 | 742.7703 | 0.012257 | 742.528 | 0.0084032 | 600.0166 | 0 | 742.7703 | -0.000664 | 742.528 | -0.0052927 | 742.528 | #REF! | 602.5656 | 0.00017118 | 742.7703 | 0.013128 | 737.31 | 0.032866 | 742.7703 | 0.0064809 | 600.0166 | 0.029219 | 742.7703 | 0.0012516 | 737.31 | -0.0046693 | 742.7703 | 0.0014897 | 737.31 | -0.00025504 | 742.7703 | 0.0043866 | 602.5656 | 1.3152 | 742.7703 | 0.0070859 | 602.5656 | 0.36035 | 742.7703 | 0.01177 | 742.528 | 0.017861 | 897.2002 | 0.025052 | 742.528 | 0.039087 | 896.6536 | 7.1499e-05 | 897.2002 | 1.882 | 742.528 | 0.04597 | 742.7703 | 0.061146
|  | 600.1351 | 0.0076661 | 743.0057 | -0.00395 | 742.7636 | -0.0099486 | 600.1351 | 0.015284 | 743.0057 | -0.018999 | 742.7636 | -0.060996 | 742.7636 | #REF! | 602.6849 | 0.00018683 | 743.0057 | 0 | 737.55 | 0.010315 | 743.0057 | 0 | 600.1351 | 0.025711 | 743.0057 | 0 | 737.55 | -0.0012911 | 743.0057 | 0 | 737.55 | -0.014027 | 743.0057 | 0 | 602.6849 | 1.3432 | 743.0057 | 0 | 602.6849 | 0.36799 | 743.0057 | 0 | 742.7636 | -0.010232 | 897.3679 | 0.013252 | 742.7636 | 0.022052 | 896.8218 | 0 | 897.3679 | 1.8908 | 742.7636 | 0.040543 | 743.0057 | 0.058809
|  | 600.2536 | 0 | 743.2411 | 0.01043 | 742.9993 | 0.00044308 | 600.2536 | 0 | 743.2411 | 0.012706 | 742.9993 | -0.0063905 | 742.9993 | #REF! | 602.8043 | 0.0001574 | 743.2411 | 0.0013281 | 737.78 | -0.0098357 | 743.2411 | 0.0047998 | 600.2536 | 0.025044 | 743.2411 | 0.0013199 | 737.78 | 0.00022327 | 743.2411 | 0.00054331 | 737.78 | 0.0018873 | 743.2411 | 0.0022574 | 602.8043 | 1.3612 | 743.2411 | 0.0064753 | 602.8043 | 0.34522 | 743.2411 | 0.010698 | 742.9993 | 0.0060647 | 897.5356 | 0.02065 | 742.9993 | 0.044275 | 896.99 | 7.1499e-05 | 897.5356 | 1.8959 | 742.9993 | 0.044821 | 743.2411 | 0.059779
|  | 600.3722 | 0 | 743.4765 | -0.0058446 | 743.2349 | -0.012309 | 600.3722 | 0.014042 | 743.4765 | -0.014098 | 743.2349 | -0.025589 | 743.2349 | #REF! | 602.9237 | 0.00015312 | 743.4765 | 0 | 738.02 | 0.028068 | 743.4765 | 0 | 600.3722 | 0.02127 | 743.4765 | 0 | 738.02 | -0.0025725 | 743.4765 | 0 | 738.02 | -0.0011732 | 743.4765 | 0 | 602.9237 | 1.387 | 743.4765 | 0 | 602.9237 | 0.35598 | 743.4765 | 0 | 743.2349 | -0.0018464 | 897.7033 | 0.017655 | 743.2349 | 0.026307 | 897.1581 | 0 | 897.7033 | 1.9075 | 743.2349 | 0.040543 | 743.4765 | 0.057464
|  | 600.4907 | 0 | 743.712 | 0.046358 | 743.4706 | 0.014855 | 600.4907 | 0 | 743.712 | -0.007888 | 743.4706 | 0.0052387 | 743.4706 | #REF! | 603.043 | 0.00011754 | 743.7119 | 0.0095299 | 738.25 | 0.0050378 | 743.7119 | 0.007455 | 600.4907 | 0.029085 | 743.7119 | 0.0060269 | 738.25 | -0.00047565 | 743.712 | 0.0014533 | 738.25 | -0.0039276 | 743.7119 | 0.0021469 | 603.043 | 1.4074 | 743.7119 | 0.0088438 | 603.043 | 0.34803 | 743.712 | 0.008402 | 743.4706 | 0.010696 | 897.871 | 0.024236 | 743.4706 | 0.03714 | 897.3263 | 7.1499e-05 | 897.871 | 1.9154 | 743.4706 | 0.044693 | 743.712 | 0.059231
|  | 600.6093 | 0.0121 | 743.9474 | -0.0092418 | 743.7062 | -0.027871 | 600.6093 | 0.011081 | 743.9474 | -0.030647 | 743.7062 | -0.045303 | 743.7062 | #REF! | 603.1624 | 0.00012536 | 743.9474 | 0 | 738.49 | -0.018952 | 743.9474 | 0 | 600.6093 | 0.025178 | 743.9474 | 0 | 738.49 | -0.0045528 | 743.9474 | 0 | 738.49 | -0.0062227 | 743.9474 | 0 | 603.1624 | 1.4352 | 743.9474 | 0 | 603.1624 | 0.36128 | 743.9474 | 0 | 743.7062 | -0.0038534 | 898.0387 | 0.018835 | 743.7062 | 0.039722 | 897.4944 | 0 | 898.0387 | 1.9279 | 743.7062 | 0.039394 | 743.9474 | 0.057123
|  | 600.7278 | 0 | 744.1829 | 0.011361 | 743.9419 | 0.013849 | 600.7278 | 0 | 744.1829 | 0.013669 | 743.9419 | 0.0036262 | 743.9419 | #REF! | 603.2818 | 0.00010506 | 744.1828 | 0.010952 | 738.72 | 0.019431 | 744.1828 | 0.0073906 | 600.7278 | 0.02087 | 744.1828 | 0.0021199 | 738.72 | 0.0031355 | 744.1829 | 0.0017434 | 738.72 | -0.0017853 | 744.1828 | 0 | 603.2818 | 1.4535 | 744.1828 | 0.0068762 | 603.2818 | 0.35505 | 744.1829 | 0.0094683 | 743.9419 | 0.0078565 | 898.2064 | 0.02537 | 743.9419 | 0.031758 | 897.6626 | 7.1499e-05 | 898.2064 | 1.9373 | 743.9419 | 0.043033 | 744.1829 | 0.058597
|  | 600.8464 | 0 | 744.4183 | -0.0062566 | 744.1776 | -0.028108 | 600.8464 | 0.013278 | 744.4183 | -0.014442 | 744.1776 | -0.041012 | 744.1776 | #REF! | 603.4012 | 0.00013412 | 744.4183 | 0 | 738.96 | -0.031426 | 744.4183 | 0 | 600.8464 | 0.025711 | 744.4183 | 0 | 738.96 | -0.0001262 | 744.4183 | 0 | 738.96 | -0.0066822 | 744.4183 | 0 | 603.4012 | 1.4831 | 744.4183 | 0 | 603.4012 | 0.39888 | 744.4183 | 0 | 744.1776 | -0.0079618 | 898.3741 | 0.014387 | 744.1776 | 0.035869 | 897.8308 | 0.00010725 | 898.3741 | 1.9552 | 744.1776 | 0.042842 | 744.4183 | 0.055648
|  | 600.965 | 0 | 744.6537 | 0.011318 | 744.4133 | -0.005748 | 600.965 | 0 | 744.6537 | -0.0040946 | 744.4133 | 0.0072111 | 744.4133 | #REF! | 603.5206 | 0.0001574 | 744.6538 | 0.010166 | 739.19 | 0.013674 | 744.6538 | 0.0055529 | 600.965 | 0.028819 | 744.6538 | 0.0004343 | 739.19 | 0.00092222 | 744.6537 | 0.0009116 | 739.19 | 0.0018873 | 744.6538 | 0.00015341 | 603.5206 | 1.5054 | 744.6538 | 0.0091216 | 603.5206 | 0.41261 | 744.6537 | 0.0074817 | 744.4133 | 0.013708 | 898.5418 | 0.025279 | 744.4133 | 0.051265 | 897.9989 | 0 | 898.5418 | 1.9704 | 744.4133 | 0.042076 | 744.6537 | 0.05774
|  | 601.0836 | 0.0030813 | 744.8892 | -0.0033683 | 744.649 | -0.014412 | 601.0836 | 0.0099348 | 744.8892 | -0.027281 | 744.649 | -0.046249 | 744.649 | #REF! | 603.64 | 0.0001656 | 744.8892 | 0 | 739.43 | -0.015113 | 744.8892 | 0 | 601.0836 | 0.019494 | 744.8892 | 0 | 739.43 | -0.007698 | 744.8892 | 0 | 739.43 | -0.0031625 | 744.8892 | 0 | 603.64 | 1.5332 | 744.8892 | 0 | 603.64 | 0.46549 | 744.8892 | 0 | 744.649 | -0.0057847 | 898.7096 | 0.016429 | 744.649 | 0.033862 | 898.1671 | 0 | 898.7096 | 1.9889 | 744.649 | 0.036585 | 744.8892 | 0.05567
|  | 601.2022 | 0 | 745.1248 | 0.013137 | 744.8847 | -0.0021663 | 601.2022 | 0 | 745.1248 | 0.0037423 | 744.8847 | 0.0010263 | 744.8847 | #REF! | 603.7594 | 0.00015516 | 745.1247 | 0.0028113 | 739.67 | -0.012235 | 745.1247 | 0.002932 | 601.2022 | 0.028952 | 745.1247 | 0.0010224 | 739.67 | 0.003485 | 745.1248 | 0.0004511 | 739.67 | -0.0013262 | 745.1247 | 0.0020136 | 603.7594 | 1.5474 | 745.1247 | 0.0054887 | 603.7594 | 0.45769 | 745.1248 | 0.0056338 | 744.8847 | 0.0074299 | 898.8773 | 0.028865 | 744.8847 | 0.042858 | 898.3353 | 0 | 898.8773 | 2.0013 | 744.8847 | 0.042778 | 745.1248 | 0.056703
|  | 601.3208 | 0 | 745.3602 | 0.011929 | 745.1204 | -0.028478 | 601.3208 | 0.0084479 | 745.3602 | -0.011961 | 745.1204 | -0.05545 | 745.1204 | #REF! | 603.8788 | 0.00013095 | 745.3602 | 0 | 739.9 | -0.029026 | 745.3602 | 0 | 601.3208 | 0.023934 | 745.3602 | 0 | 739.9 | 0.0039509 | 745.3602 | 0 | 739.9 | 0.015813 | 745.3602 | 0 | 603.8788 | 1.5733 | 745.3602 | 0 | 603.8788 | 0.51291 | 745.3602 | 0 | 745.1204 | -0.014046 | 899.045 | 0.019016 | 745.1204 | 0.046049 | 898.5035 | 0.00010725 | 899.045 | 2.0156 | 745.1204 | 0.036904 | 745.3602 | 0.054123
|  | 601.4394 | 0 | 745.5957 | 0.0068408 | 745.3561 | 0.019374 | 601.4394 | 0 | 745.5957 | 0.001572 | 745.3561 | -0.0024863 | 745.3561 | #REF! | 603.9982 | 0.00012108 | 745.5957 | 0.0088227 | 740.14 | -0.0059973 | 745.5957 | 0.0067992 | 601.4394 | 0.024023 | 745.5957 | 0.0021588 | 740.14 | 0.0022036 | 745.5957 | 0.0017778 | 740.14 | 0.0098449 | 745.5957 | 0.0046019 | 603.9982 | 1.6 | 745.5957 | 0.0096743 | 603.9982 | 0.52165 | 745.5957 | 0.0066842 | 745.3561 | 0.014705 | 899.2127 | 0.022556 | 745.3561 | 0.053446 | 898.6717 | 0 | 899.2127 | 2.0244 | 745.3561 | 0.043608 | 745.5957 | 0.056379
|  | 601.558 | 0.0060393 | 745.8312 | -0.0034999 | 745.5919 | 0.0061336 | 601.558 | 0.01538 | 745.8312 | -0.023382 | 745.5919 | -0.031541 | 745.5919 | #REF! | 604.1176 | 9.5744e-05 | 745.8312 | 0 | 740.37 | -0.017992 | 745.8312 | 0 | 601.558 | 0.024822 | 745.8312 | 0 | 740.37 | -0.0083969 | 745.8312 | 0 | 740.37 | -0.0083652 | 745.8312 | 0 | 604.1176 | 1.6316 | 745.8312 | 0 | 604.1176 | 0.56205 | 745.8312 | 0 | 745.5919 | 0.00080802 | 899.3804 | 0.015567 | 745.5919 | 0.048334 | 898.8398 | 0.00010725 | 899.3804 | 2.0355 | 745.5919 | 0.041118 | 745.8312 | 0.054172
|  | 601.6766 | 0 | 746.0668 | 0.01406 | 745.8276 | 0.001617 | 601.6766 | 0 | 746.0668 | 0.00025985 | 745.8276 | 0.020968 | 745.8276 | #REF! | 604.237 | 0.00010617 | 746.0668 | 0.013056 | 740.61 | 0.019911 | 746.0668 | 0.0051205 | 601.6766 | 0.019005 | 746.0668 | 0.0029849 | 740.61 | -0.0061837 | 746.0668 | 0.0010902 | 740.61 | -0.0013262 | 746.0668 | 0.0017566 | 604.237 | 1.6464 | 746.0668 | 0.010731 | 604.237 | 0.54926 | 746.0668 | 0.0083097 | 745.8276 | 0.0083353 | 899.5482 | 0.028184 | 745.8276 | 0.064855 | 899.008 | 0 | 899.5482 | 2.0443 | 745.8276 | 0.044693 | 746.0668 | 0.055927
|  | 601.7953 | 0.0052997 | 746.3023 | -0.0062904 | 746.0634 | -0.032047 | 601.7953 | 0.012801 | 746.3023 | -0.0091761 | 746.0634 | -0.037591 | 746.0634 | #REF! | 604.3564 | 0.00013877 | 746.3023 | 0 | 740.84 | -0.010795 | 746.3023 | 0 | 601.7953 | 0.022647 | 746.3023 | 0 | 740.84 | -0.00047565 | 746.3023 | 0 | 740.84 | -0.00040807 | 746.3023 | 0 | 604.3564 | 1.6693 | 746.3023 | 0 | 604.3564 | 0.55737 | 746.3023 | 0 | 746.0634 | -0.0038885 | 899.7159 | 0.016929 | 746.0634 | 0.061351 | 899.1762 | 0 | 899.7159 | 2.0559 | 746.0634 | 0.034222 | 746.3023 | 0.053359
|  | 601.9139 | 0 | 746.5378 | -0.0040424 | 746.2992 | 0.013187 | 601.9139 | 0 | 746.5378 | 0.005178 | 746.2992 | 0.018835 | 746.2992 | #REF! | 604.4758 | 0.00017733 | 746.5378 | 0.011771 | 741.08 | 0.012235 | 746.5378 | 0.0019586 | 601.9139 | 0.017096 | 746.5378 | 0.0022639 | 741.08 | 0.0048828 | 746.5378 | 0.00091919 | 741.08 | 0.0035706 | 746.5378 | 0.0027204 | 604.4758 | 1.6876 | 746.5378 | 0.0081666 | 604.4758 | 0.57141 | 746.5378 | 0.0066126 | 746.2992 | 0.011274 | 899.8836 | 0.013888 | 746.2992 | 0.066069 | 899.3444 | 0 | 899.8836 | 2.0624 | 746.2992 | 0.043672 | 746.5378 | 0.054949
|  | 602.0326 | 0.010783 | 746.7734 | 0.01686 | 746.5349 | -0.023455 | 602.0326 | 0.0026503 | 746.7734 | -0.0029436 | 746.5349 | -0.036926 | 746.5349 | #REF! | 604.5952 | 0.00017565 | 746.7734 | 0 | 741.31 | -0.030946 | 746.7734 | 0 | 602.0326 | 0.02873 | 746.7734 | 0 | 741.31 | -0.0023395 | 746.7734 | 0 | 741.31 | -0.0091305 | 746.7734 | 0 | 604.5952 | 1.721 | 746.7734 | 0 | 604.5952 | 0.58186 | 746.7734 | 0 | 746.5349 | -0.0090704 | 900.0514 | 0.021558 | 746.5349 | 0.070524 | 899.5126 | 0 | 900.0514 | 2.0729 | 746.5349 | 0.037032 | 746.7734 | 0.052364
|  | 602.1512 | 0 | 747.009 | 0.0040828 | 746.7707 | 0.010916 | 602.1512 | 0 | 747.009 | -0.018336 | 746.7707 | 0.0011783 | 746.7707 | #REF! | 604.7146 | 0.00015777 | 747.009 | 0.012372 | 741.55 | 0.012714 | 747.009 | 0.0062516 | 602.1512 | 0.020737 | 747.009 | 0.00081805 | 741.55 | -0.0073485 | 747.009 | 0.002064 | 741.55 | 0.0043357 | 747.009 | 0.0020266 | 604.7146 | 1.7382 | 747.009 | 0.0087269 | 604.7146 | 0.61166 | 747.009 | 0.010848 | 746.7707 | 0.010403 | 900.2191 | 0.01829 | 746.7707 | 0.067049 | 899.6808 | 0.00028599 | 900.2191 | 2.0823 | 746.7707 | 0.043991 | 747.009 | 0.053926
|  | 602.2699 | 0 | 747.2445 | -0.032576 | 747.0065 | -0.00072244 | 602.2699 | 0.014902 | 747.2445 | -0.027083 | 747.0065 | -0.034783 | 747.0065 | #REF! | 604.834 | 0.0001248 | 747.2445 | 0 | 741.79 | -0.0079165 | 747.2445 | 0 | 602.2699 | 0.016874 | 747.2445 | 0 | 741.79 | -0.0044363 | 747.2445 | 0 | 741.79 | -0.00607 | 747.2445 | 0 | 604.834 | 1.7715 | 747.2445 | 0 | 604.834 | 0.63084 | 747.2445 | 0 | 747.0065 | -0.0011131 | 900.3868 | 0.024644 | 747.0065 | 0.061947 | 899.8491 | 0.00032174 | 900.3868 | 2.0965 | 747.0065 | 0.022538 | 747.2445 | 0.051444
|  | 602.3885 | 0 | 747.4801 | 0.0085481 | 747.2423 | -0.0095647 | 602.3885 | 0 | 747.4801 | 0.0075832 | 747.2423 | 0.015754 | 747.2423 | #REF! | 604.9534 | 0.00010971 | 747.4801 | 0.0071942 | 742.02 | 0.022311 | 747.4801 | 0.0036624 | 602.3885 | 0.021137 | 747.4801 | 0.0026839 | 742.02 | 0.0046498 | 747.4801 | 0.0022186 | 742.02 | 0.0081613 | 747.4801 | 0.0046489 | 604.9534 | 1.791 | 747.4801 | 0.0088438 | 604.9534 | 0.68342 | 747.4801 | 0.010709 | 747.2423 | 0.012329 | 900.5546 | 0.026822 | 747.2423 | 0.074553 | 900.0173 | 0 | 900.5546 | 2.11 | 747.2423 | 0.05178 | 747.4801 | 0.053349
|  | 602.5072 | 0.0021939 | 747.7157 | 0.0090822 | 747.4781 | -0.0063813 | 602.5072 | 0.0077853 | 747.7157 | -0.01917 | 747.4781 | -0.025572 | 747.4781 | #REF! | 605.0728 | 0.00012108 | 747.7157 | 0 | 742.26 | -0.02375 | 747.7157 | 0 | 602.5072 | 0.02984 | 747.7157 | 0 | 742.26 | 0.00092222 | 747.7157 | 0 | 742.26 | -0.00040807 | 747.7157 | 0 | 605.0728 | 1.8298 | 747.7157 | 0 | 605.0728 | 0.70198 | 747.7157 | 0 | 747.4781 | -0.0021811 | 900.7223 | 0.016339 | 747.4781 | 0.064149 | 900.1855 | 0.00010725 | 900.7223 | 2.1285 | 747.4781 | 0.032818 | 747.7157 | 0.050789
|  | 602.6259 | 0 | 747.9513 | 0.012212 | 747.7139 | -0.010874 | 602.6259 | 0 | 747.9513 | 0.014249 | 747.7139 | -0.0083826 | 747.7139 | #REF! | 605.1923 | 0.00012499 | 747.9513 | 0.014566 | 742.49 | 0.0026388 | 747.9513 | 0.0057863 | 602.6259 | 0.015453 | 747.9513 | 0.0027875 | 742.49 | -0.0029219 | 747.9513 | 0.0013014 | 742.49 | 0.0051009 | 747.9513 | 0.001769 | 605.1923 | 1.8523 | 747.9513 | 0.0070889 | 605.1923 | 0.71337 | 747.9513 | 0.0068793 | 747.7139 | 0.0089679 | 900.8901 | 0.029591 | 747.7139 | 0.076616 | 900.3537 | 0 | 900.8901 | 2.1437 | 747.7139 | 0.039841 | 747.9513 | 0.053027
|  | 602.7446 | 0.0038207 | 748.1869 | -0.0051878 | 747.9498 | -2.3484e-05 | 602.7446 | 0.010126 | 748.1869 | -0.021505 | 747.9498 | -0.045526 | 747.9498 | #REF! | 605.3117 | 0.00014045 | 748.1869 | 0 | 742.73 | -0.027109 | 748.1869 | 0 | 602.7446 | 0.030995 | 748.1869 | 0 | 742.73 | -0.00059213 | 748.1869 | 0 | 742.73 | 0.0080083 | 748.1869 | 0 | 605.3117 | 1.8938 | 748.1869 | 0 | 605.3117 | 0.70229 | 748.1869 | 0 | 747.9497 | -0.00073094 | 901.0578 | 0.014296 | 747.9498 | 0.072251 | 900.5219 | 0.00032174 | 901.0578 | 2.1569 | 747.9497 | 0.034542 | 748.1869 | 0.050319
|  | 602.8633 | 0 | 748.4225 | -0.00060388 | 748.1856 | 0.028079 | 602.8633 | 0 | 748.4225 | 0.01839 | 748.1856 | 0.030386 | 748.1856 | #REF! | 605.4311 | 0.00013747 | 748.4225 | 0.016552 | 742.96 | -0.004558 | 748.4225 | 0.0082444 | 602.8633 | 0.01683 | 748.4225 | 0.0023556 | 742.96 | 0.0059312 | 748.4225 | 0.0021406 | 742.96 | -0.0036216 | 748.4225 | 0.0033532 | 605.4311 | 1.9202 | 748.4225 | 0.0084177 | 605.4311 | 0.69277 | 748.4226 | 0.0090622 | 748.1856 | 0.01499 | 901.2256 | 0.019062 | 748.1856 | 0.077006 | 900.6901 | 0 | 901.2256 | 2.1615 | 748.1856 | 0.039905 | 748.4225 | 0.052012
|  | 602.982 | 0.0017502 | 748.6581 | -0.027775 | 748.4214 | -0.038464 | 602.982 | 0.016048 | 748.6581 | -0.018024 | 748.4214 | -0.039829 | 748.4214 | #REF! | 605.5505 | 0.00014566 | 748.6582 | 0 | 743.2 | -0.0064771 | 748.6582 | 0 | 602.982 | 0.025178 | 748.6582 | 0 | 743.2 | 0.00022327 | 748.6581 | 0 | 743.2 | 0.0034176 | 748.6582 | 0 | 605.5505 | 1.9595 | 748.6582 | 0 | 605.5505 | 0.69215 | 748.6581 | 0 | 748.4214 | -0.011115 | 901.3933 | 0.014523 | 748.4214 | 0.087525 | 900.8583 | 0 | 901.3933 | 2.1709 | 748.4214 | 0.035116 | 748.6581 | 0.049566
|  | 603.1007 | 0 | 748.8938 | 0.010623 | 748.6573 | 0.00755 | 603.1007 | 0 | 748.8938 | 0.013678 | 748.6573 | 0.014798 | 748.6573 | #REF! | 605.67 | 0.00013318 | 748.8938 | 0.018455 | 743.44 | 0.02327 | 748.8938 | 0.0079219 | 603.1007 | 0.024778 | 748.8938 | 0.0020184 | 743.44 | -0.00035917 | 748.8938 | 0.0012235 | 743.44 | 0.0075495 | 748.8938 | 0.0027437 | 605.67 | 1.9846 | 748.8938 | 0.0053881 | 605.67 | 0.68997 | 748.8938 | 0.011575 | 748.6573 | 0.011763 | 901.5611 | 0.024553 | 748.6573 | 0.088018 | 901.0266 | 7.1499e-05 | 901.5611 | 2.1762 | 748.6573 | 0.038628 | 748.8938 | 0.050689
|  | 603.2194 | 0.010783 | 749.1295 | -0.0099681 | 748.8931 | 0.0076138 | 603.2194 | 0.012418 | 749.1295 | -0.018484 | 748.8931 | -0.029347 | 748.8931 | #REF! | 605.7894 | 0.00012964 | 749.1294 | 0 | 743.67 | -0.026628 | 749.1294 | 0 | 603.2194 | 0.017762 | 749.1294 | 0 | 743.67 | -0.010494 | 749.1295 | 0 | 743.67 | -0.0023974 | 749.1294 | 0 | 605.7894 | 2.0235 | 749.1294 | 0 | 605.7894 | 0.71165 | 749.1295 | 0 | 748.8931 | -0.00043575 | 901.7288 | 0.016293 | 748.8931 | 0.086371 | 901.1948 | 0 | 901.7288 | 2.1868 | 748.8931 | 0.033265 | 749.1295 | 0.0484
|  | 603.3381 | 0 | 749.3651 | 0.016872 | 749.129 | -0.0067768 | 603.3381 | 0 | 749.3651 | 0.012612 | 749.129 | 0.017861 | 749.129 | #REF! | 605.9088 | 0.00012219 | 749.3651 | 0.014677 | 743.91 | 0.026148 | 749.3651 | 0.0064989 | 603.3381 | 0.024689 | 749.3651 | 0.00097996 | 743.91 | -0.0028054 | 749.3651 | 0.0012332 | 743.91 | -0.0046928 | 749.3651 | 0.0032478 | 605.9088 | 2.0481 | 749.3651 | 0.0068797 | 605.9088 | 0.70713 | 749.3651 | 0.0081877 | 749.129 | 0.01045 | 901.8966 | 0.015658 | 749.129 | 0.092264 | 901.3631 | 0 | 901.8966 | 2.1907 | 749.129 | 0.038947 | 749.3651 | 0.050506
|  | 603.4569 | 0.00086279 | 749.6008 | -0.019159 | 749.3649 | -0.016771 | 603.4569 | 0.014233 | 749.6008 | -0.021674 | 749.3649 | -0.020525 | 749.3649 | #REF! | 606.0283 | 0.00012015 | 749.6008 | 0 | 744.14 | -0.012714 | 749.6008 | 0 | 603.4569 | 0.03175 | 749.6008 | 0 | 744.14 | -0.011775 | 749.6008 | 0 | 744.14 | 0.0021933 | 749.6008 | 0 | 606.0283 | 2.0822 | 749.6008 | 0 | 606.0283 | 0.73146 | 749.6008 | 0 | 749.3649 | -0.0041262 | 902.0644 | 0.019379 | 749.3649 | 0.10343 | 901.5313 | 0.00010725 | 902.0644 | 2.1982 | 749.3649 | 0.034605 | 749.6008 | 0.048065
|  | 603.5756 | 0 | 749.8364 | 0.0082878 | 749.6008 | -0.0027251 | 603.5756 | 0 | 749.8364 | -0.0028947 | 749.6008 | -0.019551 | 749.6008 | #REF! | 606.1477 | 0.0001289 | 749.8364 | 0.0080571 | 744.38 | -0.017032 | 749.8364 | 0.005058 | 603.5756 | 0.023535 | 749.8364 | 0.0039388 | 744.38 | -0.00047565 | 749.8364 | 0.00088351 | 744.38 | -0.0069881 | 749.8364 | 0.001416 | 606.1477 | 2.1007 | 749.8364 | 0.00649 | 606.1477 | 0.72319 | 749.8364 | 0.010477 | 749.6008 | 0.010176 | 902.2321 | 0.025189 | 749.6008 | 0.11112 | 901.6995 | 0 | 902.2321 | 2.2028 | 749.6008 | 0.038628 | 749.8364 | 0.049911
|  | 603.6944 | 0.0045602 | 750.0721 | -0.023533 | 749.8367 | -0.050181 | 603.6944 | 0.011941 | 750.0721 | -0.016153 | 749.8367 | -0.033092 | 749.8367 | #REF! | 606.2672 | 0.00013281 | 750.0721 | 0 | 744.61 | -0.0002399 | 750.0721 | 0 | 603.6944 | 0.025933 | 750.0721 | 0 | 744.61 | -0.00082513 | 750.0721 | 0 | 744.61 | 0.0015813 | 750.0721 | 0 | 606.2672 | 2.1324 | 750.0721 | 0 | 606.2672 | 0.7494 | 750.0721 | 0 | 749.8367 | -0.0076355 | 902.3999 | 0.019243 | 749.8367 | 0.095956 | 901.8678 | 0.00010725 | 902.3999 | 2.2131 | 749.8367 | 0.033201 | 750.0721 | 0.046962
|  | 603.8131 | 0 | 750.3078 | 0.0037834 | 750.0726 | 0.020278 | 603.8131 | 0 | 750.3078 | -0.0034919 | 750.0726 | 0.017341 | 750.0726 | #REF! | 606.3866 | 0.00014343 | 750.3078 | 0.011944 | 744.85 | 0.02135 | 750.3078 | 0.0089063 | 603.8131 | 0.020116 | 750.3078 | 0.004731 | 744.85 | -0.0093286 | 750.3078 | 0.0023759 | 744.85 | 0.0017343 | 750.3078 | 0.0038287 | 606.3866 | 2.1565 | 750.3078 | 0.0086819 | 606.3866 | 0.76656 | 750.3078 | 0.0076099 | 750.0726 | 0.010605 | 902.5676 | 0.0177 | 750.0726 | 0.10454 | 902.036 | 0 | 902.5676 | 2.2231 | 750.0726 | 0.038245 | 750.3078 | 0.04898
|  | 603.9319 | 0.013994 | 750.5435 | 0.0018761 | 750.3085 | -0.04089 | 603.9319 | 0.012227 | 750.5435 | -0.028428 | 750.3085 | -0.046644 | 750.3085 | #REF! | 606.506 | 0.0001656 | 750.5435 | 0 | 745.09 | -0.038623 | 750.5435 | 0 | 603.9319 | 0.024423 | 750.5435 | 0 | 745.09 | 0.00080569 | 750.5435 | 0 | 745.09 | 0.0034176 | 750.5435 | 0 | 606.506 | 2.1985 | 750.5435 | 0 | 606.506 | 0.8104 | 750.5435 | 0 | 750.3085 | -0.015884 | 902.7354 | 0.015975 | 750.3085 | 0.097396 | 902.2043 | 0.00032174 | 902.7354 | 2.2359 | 750.3085 | 0.031349 | 750.5435 | 0.046748
|  | 604.0507 | 0 | 750.7792 | 0.03518 | 750.5444 | -0.026314 | 604.0507 | 0 | 750.7792 | 0.0014055 | 750.5444 | 0.0016405 | 750.5444 | #REF! | 606.6255 | 0.00017137 | 750.7792 | 0.011649 | 745.32 | 0.020391 | 750.7792 | 0.0041772 | 604.0507 | 0.019627 | 750.7792 | 0.0014159 | 745.32 | -0.0045528 | 750.7792 | 0.00068976 | 745.32 | -0.0011732 | 750.7792 | 0.0029038 | 606.6255 | 2.2268 | 750.7792 | 0.01245 | 606.6255 | 0.83083 | 750.7792 | 0.0089732 | 750.5444 | 0.006826 | 902.9032 | 0.022738 | 750.5444 | 0.1156 | 902.3725 | 0 | 902.9032 | 2.2458 | 750.5444 | 0.038245 | 750.7792 | 0.048813
|  | 604.1694 | 0.0067788 | 751.015 | -0.0081487 | 750.7804 | -0.023775 | 604.1694 | 0.0057976 | 751.015 | -0.023345 | 750.7804 | -0.024726 | 750.7804 | #REF! | 606.745 | 0.00017733 | 751.015 | 0 | 745.56 | 0.012714 | 751.015 | 0 | 604.1694 | 0.024156 | 751.015 | 0 | 745.56 | -0.005368 | 751.015 | 0 | 745.56 | -0.0043867 | 751.015 | 0 | 606.745 | 2.2672 | 751.015 | 0 | 606.745 | 0.85953 | 751.0149 | 0 | 750.7804 | -0.011887 | 903.071 | 0.024644 | 750.7804 | 0.11381 | 902.5408 | 0 | 903.071 | 2.2577 | 750.7804 | 0.030775 | 751.015 | 0.046278
|  | 604.2882 | 0 | 751.2507 | 0.039228 | 751.0163 | 0.0037963 | 604.2882 | 0 | 751.2507 | -0.0063564 | 751.0163 | -0.001483 | 751.0163 | #REF! | 606.8644 | 0.00013356 | 751.2507 | 0.0086116 | 745.79 | -0.025668 | 751.2507 | 0.0076255 | 604.2882 | 0.025044 | 751.2507 | 0.0013614 | 745.79 | 0.00033976 | 751.2507 | 0.0014394 | 745.79 | -0.0037746 | 751.2507 | 0.0022375 | 606.8644 | 2.2936 | 751.2507 | 0.0077885 | 606.8644 | 0.88169 | 751.2507 | 0.010387 | 751.0163 | 0.015463 | 903.2387 | 0.023782 | 751.0163 | 0.12905 | 902.709 | 0 | 903.2387 | 2.2662 | 751.0163 | 0.035755 | 751.2507 | 0.047958
|  | 604.407 | 0.0030813 | 751.4865 | -0.017927 | 751.2523 | -0.0033797 | 604.407 | 0.01624 | 751.4865 | -0.015414 | 751.2523 | -0.039036 | 751.2523 | #REF! | 606.9839 | 0.00014343 | 751.4864 | 0 | 746.03 | 0.010795 | 751.4864 | 0 | 604.407 | 0.018117 | 751.4864 | 0 | 746.03 | -0.0057175 | 751.4865 | 0 | 746.03 | 0.0038766 | 751.4864 | 0 | 606.9839 | 2.3465 | 751.4864 | 0 | 606.9839 | 0.92193 | 751.4864 | 0 | 751.2523 | -0.0084498 | 903.4065 | 0.019016 | 751.2523 | 0.12021 | 902.8773 | 0.00010725 | 903.4065 | 2.2754 | 751.2523 | 0.030455 | 751.4865 | 0.045775
|  | 604.5258 | 0 | 751.7222 | 0.008423 | 751.4882 | 0.018899 | 604.5258 | 0 | 751.7222 | 0.0043114 | 751.4882 | -0.0074661 | 751.4882 | #REF! | 607.1033 | 0.00014082 | 751.7222 | 0.011348 | 746.27 | 0.016073 | 751.7222 | 0.006061 | 604.5258 | 0.027442 | 751.7222 | 0.0016524 | 746.27 | 0.0020871 | 751.7222 | 0.0018251 | 746.27 | -0.012038 | 751.7222 | 0.0030842 | 607.1033 | 2.3729 | 751.7222 | 0.013974 | 607.1033 | 0.93644 | 751.7222 | 0.0031404 | 751.4882 | 0.01982 | 903.5743 | 0.01829 | 751.4882 | 0.14198 | 903.0456 | 0 | 903.5743 | 2.2825 | 751.4882 | 0.036202 | 751.7222 | 0.047928
|  | 604.6446 | 0.005004 | 751.9579 | -0.0094491 | 751.7242 | 0.0010438 | 604.6446 | 0.0041411 | 751.9579 | -0.022326 | 751.7242 | -0.042214 | 751.7242 | #REF! | 607.2228 | 0.00015125 | 751.9579 | 0 | 746.5 | 0.012235 | 751.9579 | 0 | 604.6446 | 0.021536 | 751.9579 | 0 | 746.5 | -0.002456 | 751.9579 | 0 | 746.5 | -0.0037746 | 751.9579 | 0 | 607.2228 | 2.4092 | 751.9579 | 0 | 607.2228 | 0.95001 | 751.9579 | 0 | 751.7242 | -0.00312 | 903.7421 | 0.020332 | 751.7242 | 0.13344 | 903.2138 | 0.00032174 | 903.7421 | 2.2954 | 751.7242 | 0.030775 | 751.9579 | 0.044891
|  | 604.7634 | 0 | 752.1937 | 0.0013706 | 751.9602 | -0.0082625 | 604.7634 | 0 | 752.1937 | 0.013076 | 751.9602 | 0.0058469 | 751.9602 | #REF! | 607.3422 | 0.00015144 | 752.1937 | 0.0095542 | 746.74 | 0.0016793 | 752.1937 | 0.0066837 | 604.7634 | 0.017362 | 752.1937 | 0.00098975 | 746.74 | 0.0019706 | 752.1937 | 0.00035818 | 746.74 | 0.0020403 | 752.1937 | 0.0021775 | 607.3422 | 2.4231 | 752.1937 | 0.0046175 | 607.3422 | 0.9536 | 752.1937 | 0.010228 | 751.9602 | 0.0069784 | 903.9099 | 0.025189 | 751.9602 | 0.1325 | 903.3821 | 7.1499e-05 | 903.9099 | 2.308 | 751.9602 | 0.037095 | 752.1937 | 0.046383
|  | 604.8822 | 0.0041166 | 752.4295 | 0.01122 | 752.1961 | -0.0045254 | 604.8822 | 0.0092761 | 752.4295 | -0.021698 | 752.1961 | -0.052727 | 752.1961 | #REF! | 607.4617 | 0.00016131 | 752.4295 | 0 | 746.97 | -0.018472 | 752.4295 | 0 | 604.8822 | 0.01119 | 752.4295 | 0 | 746.97 | 0.0066302 | 752.4295 | 0 | 746.97 | -0.0056109 | 752.4295 | 0 | 607.4617 | 2.4658 | 752.4295 | 0 | 607.4617 | 0.97232 | 752.4295 | 0 | 752.1961 | -0.0082417 | 904.0777 | 0.025279 | 752.1961 | 0.13865 | 903.5504 | 0.00010725 | 904.0777 | 2.3285 | 752.1961 | 0.030008 | 752.4295 | 0.044665
|  | 605.0011 | 0 | 752.6653 | 0.038122 | 752.4321 | -0.021264 | 605.0011 | 0 | 752.6653 | -0.0032523 | 752.4321 | 0.025951 | 752.4321 | #REF! | 607.5812 | 0.0001751 | 752.6653 | 0.0086506 | 747.21 | 0.0055175 | 752.6653 | 0.0085109 | 605.0011 | 0.026554 | 752.6653 | 0.0027709 | 747.21 | -0.0036209 | 752.6653 | 0.0012537 | 747.21 | 0.0087736 | 752.6653 | 0.0023187 | 607.5812 | 2.4958 | 752.6653 | 0.011254 | 607.5812 | 0.98012 | 752.6653 | 0.0066944 | 752.4321 | 0.011386 | 904.2455 | 0.018925 | 752.4321 | 0.15024 | 903.7187 | 0 | 904.2455 | 2.3449 | 752.4321 | 0.036202 | 752.6653 | 0.045997
|  | 605.1199 | 0 | 752.9011 | -0.015478 | 752.6681 | -0.026706 | 605.1199 | 0.011941 | 752.9011 | -0.015878 | 752.6681 | -0.057523 | 752.6681 | #REF! | 607.7006 | 0.00017305 | 752.9011 | 0 | 747.44 | -0.0064771 | 752.9011 | 0 | 605.1199 | 0.022025 | 752.9011 | 0 | 747.44 | -0.00059213 | 752.9011 | 0 | 747.44 | -0.0068351 | 752.9011 | 0 | 607.7006 | 2.5442 | 752.9011 | 0 | 607.7006 | 1.001 | 752.9011 | 0 | 752.6681 | -0.008123 | 904.4132 | 0.016838 | 752.6681 | 0.14745 | 903.8869 | 0 | 904.4132 | 2.3667 | 752.6681 | 0.032754 | 752.9011 | 0.043333
|  | 605.2387 | 0 | 753.1368 | 0.020573 | 752.9042 | 0.028722 | 605.2387 | 0 | 753.1368 | 0.0043898 | 752.9042 | 0.014439 | 752.9042 | #REF! | 607.8201 | 0.00015479 | 753.1369 | 0.0087848 | 747.68 | -0.031905 | 753.1369 | 0.0098647 | 605.2387 | 0.013322 | 753.1369 | 0.00285 | 747.68 | 0.00045625 | 753.1368 | 0.0023297 | 747.68 | 0.0086207 | 753.1369 | 0.0051913 | 607.8201 | 2.5742 | 753.1369 | 0.010236 | 607.8201 | 1.0146 | 753.1368 | 0.010503 | 752.9042 | 0.016573 | 904.581 | 0.021467 | 752.9042 | 0.1599 | 904.0552 | 0 | 904.581 | 2.3809 | 752.9042 | 0.034925 | 753.1368 | 0.045084
|  | 605.3576 | 0.0075183 | 753.3727 | 0.014171 | 753.1402 | -0.029948 | 605.3576 | 0.0079509 | 753.3727 | -0.016448 | 753.1402 | -0.050588 | 753.1402 | #REF! | 607.9396 | 0.00013393 | 753.3727 | 0 | 747.92 | -0.0083963 | 753.3727 | 0 | 605.3576 | 0.021137 | 753.3727 | 0 | 747.92 | -0.0040868 | 753.3727 | 0 | 747.92 | -0.0019383 | 753.3727 | 0 | 607.9396 | 2.6213 | 753.3727 | 0 | 607.9396 | 1.0461 | 753.3727 | 0 | 753.1402 | -0.015313 | 904.7488 | 0.013661 | 753.1402 | 0.14266 | 904.2235 | 0.00010725 | 904.7488 | 2.3972 | 753.1402 | 0.030775 | 753.3727 | 0.043395
|  | 605.4764 | 0 | 753.6085 | 0.010039 | 753.3762 | 0.01962 | 605.4764 | 0 | 753.6085 | 0.018342 | 753.3762 | 0.0012026 | 753.3762 | #REF! | 608.0591 | 0.00011139 | 753.6085 | 0.016369 | 748.15 | 0.0098357 | 753.6085 | 0.0076588 | 605.4764 | 0.016963 | 753.6085 | 0.0022735 | 748.15 | 0.0023201 | 753.6085 | 0.0018099 | 748.15 | -0.0010202 | 753.6085 | 0.0035933 | 608.0591 | 2.6529 | 753.6085 | 0.008918 | 608.0591 | 1.0625 | 753.6085 | 0.007437 | 753.3762 | 0.013666 | 904.9166 | 0.024826 | 753.3762 | 0.174 | 904.3918 | 7.1499e-05 | 904.9166 | 2.4031 | 753.3762 | 0.038436 | 753.6085 | 0.044538
|  | 605.5953 | 0 | 753.8444 | 0.0010222 | 753.6122 | -0.021466 | 605.5953 | 0.014233 | 753.8444 | -0.018333 | 753.6122 | -0.065526 | 753.6122 | #REF! | 608.1786 | 0.00010282 | 753.8443 | 0 | 748.39 | -0.016073 | 753.8443 | 0 | 605.5953 | 0.02016 | 753.8443 | 0 | 748.39 | -0.0025725 | 753.8444 | 0 | 748.39 | 0.007243 | 753.8443 | 0 | 608.1786 | 2.7079 | 753.8443 | 0 | 608.1786 | 1.0862 | 753.8444 | 0 | 753.6123 | -0.0073977 | 905.0844 | 0.020741 | 753.6122 | 0.16146 | 904.5601 | 0 | 905.0844 | 2.4081 | 753.6123 | 0.015132 | 753.8444 | 0.041867
|  | 605.7142 | 0 | 754.0802 | 0.035186 | 753.8483 | 0.024046 | 605.7142 | 0 | 754.0802 | 0.015607 | 753.8483 | 0.01582 | 753.8483 | #REF! | 608.298 | 0.00012834 | 754.0802 | 0.009706 | 748.62 | 0.024709 | 754.0802 | 0.010987 | 605.7142 | 0.015098 | 754.0802 | 0.0022925 | 748.62 | -0.0038538 | 754.0802 | 0.0015681 | 748.62 | 0.0038766 | 754.0802 | 0.0039952 | 608.298 | 2.7514 | 754.0802 | 0.0096793 | 608.298 | 1.1005 | 754.0802 | 0.011101 | 753.8483 | 0.012682 | 905.2522 | 0.023555 | 753.8483 | 0.16995 | 904.7284 | 7.1499e-05 | 905.2522 | 2.4104 | 753.8483 | 0.047886 | 754.0802 | 0.043898
|  | 605.8331 | 0.0094662 | 754.316 | 0.00021894 | 754.0844 | -0.039608 | 605.8331 | 0.016048 | 754.316 | -0.027146 | 754.0844 | -0.028593 | 754.0844 | #REF! | 608.4175 | 0.00016355 | 754.316 | 0 | 748.86 | 0.0055175 | 754.316 | 0 | 605.8331 | 0.02167 | 754.316 | 0 | 748.86 | -0.0096781 | 754.316 | 0 | 748.86 | -0.007294 | 754.316 | 0 | 608.4175 | 2.8093 | 754.316 | 0 | 608.4175 | 1.1213 | 754.316 | 0 | 754.0843 | -0.014304 | 905.42 | 0.015658 | 754.0844 | 0.17786 | 904.8967 | 0.00010725 | 905.42 | 2.4201 | 754.0843 | 0.030072 | 754.316 | 0.041638
|  | 605.952 | 0 | 754.5519 | 0.0093637 | 754.3204 | -0.0076765 | 605.952 | 0 | 754.5519 | 0.010395 | 754.3204 | 0.017044 | 754.3204 | #REF! | 608.537 | 0.00017174 | 754.5519 | 0.0086362 | 749.1 | 0.035744 | 754.5519 | 0.0053487 | 605.952 | 0.022913 | 754.5519 | 0.0013673 | 749.1 | 0.0011552 | 754.5519 | 0 | 749.1 | -0.0013262 | 754.5519 | 0.0027588 | 608.537 | 2.845 | 754.5519 | 0.010433 | 608.537 | 1.1399 | 754.5519 | 0.0096295 | 754.3204 | 0.0029563 | 905.5878 | 0.023373 | 754.3204 | 0.18945 | 905.065 | 0 | 905.5878 | 2.4297 | 754.3204 | 0.03435 | 754.5519 | 0.043386
|  | 606.0708 | 0.011936 | 754.7878 | -0.020025 | 754.5565 | 0.0014624 | 606.0708 | 0.0053006 | 754.7878 | -0.017007 | 754.5565 | -0.027077 | 754.5565 | #REF! | 608.6565 | 0.00017919 | 754.7878 | 0 | 749.33 | -0.0011995 | 754.7878 | 0 | 606.0708 | 0.015364 | 754.7878 | 0 | 749.33 | -0.00047565 | 754.7878 | 0 | 749.33 | -0.0033155 | 754.7878 | 0 | 608.6565 | 2.888 | 754.7878 | 0 | 608.6565 | 1.1623 | 754.7878 | 0 | 754.5565 | -0.00357 | 905.7556 | 0.018744 | 754.5565 | 0.17724 | 905.2333 | 0 | 905.7556 | 2.4427 | 754.5565 | 0.028157 | 754.7878 | 0.041111
|  | 606.1898 | 0 | 755.0236 | 0.020967 | 754.7926 | -0.029217 | 606.1898 | 0 | 755.0236 | -0.0061217 | 754.7926 | -0.008691 | 754.7926 | #REF! | 608.776 | 0.00015274 | 755.0236 | 0.00028372 | 749.57 | 0.0011995 | 755.0236 | 0.0062056 | 606.1898 | 0.014565 | 755.0236 | 8.0947e-05 | 749.57 | -0.006999 | 755.0236 | 0.00019565 | 749.57 | 0.00096913 | 755.0236 | 0.00050773 | 608.776 | 2.9202 | 755.0236 | 0.0096307 | 608.776 | 1.179 | 755.0236 | 0.0048658 | 754.7926 | 0.005563 | 905.9235 | 0.028956 | 754.7926 | 0.19656 | 905.4016 | 0.00028599 | 905.9235 | 2.4545 | 754.7926 | 0.032882 | 755.0236 | 0.042298
|  | 606.3087 | 0.010454 | 755.2595 | -0.0022356 | 755.0287 | -0.0081961 | 606.3087 | 0.0086135 | 755.2595 | -0.025742 | 755.0287 | -0.044742 | 755.0287 | #REF! | 608.8955 | 0.00015479 | 755.2595 | 0 | 749.8 | -0.0069569 | 755.2595 | 0 | 606.3087 | 0.017984 | 755.2595 | 0 | 749.8 | -0.012008 | 755.2595 | 0 | 749.8 | -0.0046928 | 755.2595 | 0 | 608.8955 | 2.9795 | 755.2595 | 0 | 608.8955 | 1.2046 | 755.2595 | 0 | 755.0287 | -0.013431 | 906.0913 | 0.022738 | 755.0287 | 0.20051 | 905.5699 | 0.00010725 | 906.0913 | 2.473 | 755.0287 | 0.029115 | 755.2595 | 0.040278
|  | 606.4276 | 0 | 755.4954 | 0.017158 | 755.2648 | -0.014092 | 606.4276 | 0 | 755.4954 | -0.00376 | 755.2648 | 0.0089382 | 755.2648 | #REF! | 609.015 | 0.00012573 | 755.4954 | 0.014954 | 750.04 | -0.012235 | 755.4954 | 0.009846 | 606.4276 | 0.021536 | 755.4954 | 0.0013088 | 750.04 | -0.0045528 | 755.4954 | 0.0011751 | 750.04 | -0.0077534 | 755.4954 | 0.0025166 | 609.015 | 3.0278 | 755.4954 | 0.0080503 | 609.015 | 1.2236 | 755.4954 | 0.0044883 | 755.2648 | 0.0095203 | 906.2591 | 0.02419 | 755.2648 | 0.2179 | 905.7382 | 0 | 906.2591 | 2.4878 | 755.2648 | 0.037606 | 755.4954 | 0.043
|  | 606.5465 | 0.0075183 | 755.7313 | -0.0029954 | 755.5009 | -0.015218 | 606.5465 | 0 | 755.7313 | -0.016726 | 755.5009 | -0.032925 | 755.5009 | #REF! | 609.1345 | 0.00012052 | 755.7313 | 0 | 750.28 | -0.014154 | 755.7313 | 0 | 606.5465 | 0.020915 | 755.7313 | 0 | 750.28 | 0.006397 | 755.7313 | 0 | 750.28 | -0.0014792 | 755.7313 | 0 | 609.1345 | 3.0867 | 755.7313 | 0 | 609.1345 | 1.2519 | 755.7313 | 0 | 755.5009 | -0.0045916 | 906.4269 | 0.024599 | 755.5009 | 0.19121 | 905.9066 | 0 | 906.4269 | 2.5045 | 755.5009 | 0.026497 | 755.7313 | 0.039796
|  | 606.6654 | 0 | 755.9673 | 0.015176 | 755.737 | -0.0072372 | 606.6654 | 0 | 755.9673 | 0.0077106 | 755.737 | 0.0093248 | 755.737 | #REF! | 609.254 | 0.00012443 | 755.9673 | 0.0089862 | 750.51 | 0.011275 | 755.9673 | 0.00089763 | 606.6654 | 0.02127 | 755.9673 | 0.0017912 | 750.51 | 0.0013882 | 755.9673 | 0.00077944 | 750.51 | -0.0051518 | 755.9673 | 0.0029421 | 609.254 | 3.1275 | 755.9673 | 0.0019972 | 609.254 | 1.2714 | 755.9673 | 0.0093312 | 755.737 | 0.010553 | 906.5947 | 0.020968 | 755.737 | 0.21785 | 906.0749 | 0 | 906.5947 | 2.51 | 755.737 | 0.033584 | 755.9673 | 0.041969
|  | 606.7844 | 0.0066309 | 756.2032 | -0.012036 | 755.9731 | 0.011627 | 606.7844 | 0.0072884 | 756.2032 | -0.0072615 | 755.9731 | -0.050079 | 755.9731 | #REF! | 609.3735 | 0.00014753 | 756.2032 | 0 | 750.75 | -0.02183 | 756.2032 | 0 | 606.7844 | 0.02833 | 756.2032 | 0 | 750.75 | -0.0052516 | 756.2032 | 0 | 750.75 | 0.0032646 | 756.2032 | 0 | 609.3735 | 3.1897 | 756.2032 | 0 | 609.3735 | 1.3057 | 756.2032 | 0 | 755.9731 | -0.0017837 | 906.7625 | 0.014387 | 755.9731 | 0.2173 | 906.2432 | 0.00032174 | 906.7625 | 2.5153 | 755.9731 | 0.028859 | 756.2032 | 0.039849
|  | 606.9033 | 0 | 756.4391 | 0.021842 | 756.2093 | -0.018116 | 606.9033 | 0 | 756.4391 | -5.7842e-05 | 756.2093 | 0.020881 | 756.2093 | #REF! | 609.493 | 0.00016653 | 756.4391 | 0.0098931 | 750.98 | 0.014634 | 756.4391 | 0.0051119 | 606.9033 | 0.017851 | 756.4391 | 0.0023234 | 750.98 | 0.0011552 | 756.4391 | 0.0012661 | 750.98 | -0.00086717 | 756.4391 | 0.0041809 | 609.493 | 3.2322 | 756.4391 | 0.0056522 | 609.493 | 1.3247 | 756.4392 | 0.0063155 | 756.2092 | 0.0087574 | 906.9304 | 0.019289 | 756.2093 | 0.21954 | 906.4115 | 7.1499e-05 | 906.9304 | 2.5137 | 756.2092 | 0.032498 | 756.4391 | 0.040965
|  | 607.0223 | 0.0027855 | 756.675 | -0.0006955 | 756.4454 | -0.035262 | 607.0223 | 0.0069571 | 756.675 | -0.021301 | 756.4454 | -0.05167 | 756.4454 | #REF! | 609.6125 | 0.00017212 | 756.6751 | 0 | 751.22 | 0.00071969 | 756.6751 | 0 | 607.0223 | 0.022647 | 756.6751 | 0 | 751.22 | -0.0078143 | 756.675 | 0 | 751.22 | -0.0046928 | 756.6751 | 0 | 609.6125 | 3.2868 | 756.6751 | 0 | 609.6125 | 1.3547 | 756.6751 | 0 | 756.4454 | -0.011526 | 907.0982 | 0.020106 | 756.4454 | 0.23372 | 906.5799 | 0.00010725 | 907.0982 | 2.5208 | 756.4454 | 0.026752 | 756.675 | 0.038735
|  | 607.1412 | 0 | 756.911 | 0.024308 | 756.6816 | 0.0072045 | 607.1412 | 0 | 756.911 | 0.017904 | 756.6816 | 0.0087192 | 756.6816 | #REF! | 609.732 | 0.00016224 | 756.911 | 0.016895 | 751.46 | 0.0059973 | 756.911 | 0.0041259 | 607.1412 | 0.02389 | 756.911 | 0.00092573 | 751.46 | -0.0016406 | 756.911 | 0.0012829 | 751.46 | -0.0016323 | 756.911 | 0.0018733 | 609.732 | 3.3191 | 756.911 | 0.0026375 | 609.732 | 1.3695 | 756.911 | 0.010432 | 756.6816 | 0.011194 | 907.266 | 0.026232 | 756.6816 | 0.23703 | 906.7482 | 0 | 907.266 | 2.5282 | 756.6816 | 0.033967 | 756.911 | 0.040295
|  | 607.2602 | 0.00056695 | 757.147 | 0.007016 | 756.9177 | -0.022281 | 607.2602 | 0.0076196 | 757.147 | -0.04278 | 756.9177 | -0.028305 | 756.9177 | #REF! | 609.8515 | 0.00015516 | 757.147 | 0 | 751.69 | -0.0088761 | 757.147 | 0 | 607.2602 | 0.021137 | 757.147 | 0 | 751.69 | -0.006999 | 757.147 | 0 | 751.69 | -0.010355 | 757.147 | 0 | 609.8515 | 3.3712 | 757.147 | 0 | 609.8515 | 1.4049 | 757.147 | 0 | 756.9177 | -0.01513 | 907.4338 | 0.022919 | 756.9177 | 0.24037 | 906.9165 | 0.00032174 | 907.4338 | 2.5411 | 756.9177 | 0.028604 | 757.147 | 0.038232
|  | 607.3792 | 0 | 757.3829 | 0.0056752 | 757.1539 | -0.031315 | 607.3792 | 0 | 757.3829 | 0.0080985 | 757.1539 | 0.0020874 | 757.1539 | #REF! | 609.971 | 0.00015535 | 757.383 | 0.012086 | 751.93 | 0.0093559 | 757.383 | 0.006414 | 607.3792 | 0.014076 | 757.383 | 1.4525e-05 | 751.93 | -0.010028 | 757.3829 | 0.00015985 | 751.93 | -0.0031625 | 757.383 | 0.0019651 | 609.971 | 3.4001 | 757.383 | 0.0074986 | 609.971 | 1.4191 | 757.3829 | 0.0074414 | 757.1539 | 0.0077512 | 907.6017 | 0.025915 | 757.1539 | 0.24427 | 907.0849 | 0 | 907.6017 | 2.5503 | 757.1539 | 0.030775 | 757.3829 | 0.040979
|  | 607.4982 | 0.012677 | 757.619 | -0.0049278 | 757.3901 | -0.016811 | 607.4982 | 0 | 757.619 | -0.01536 | 757.3901 | -0.043939 | 757.3901 | #REF! | 610.0906 | 0.00014697 | 757.6189 | 0 | 752.16 | -0.029026 | 757.6189 | 0 | 607.4982 | 0.019405 | 757.6189 | 0 | 752.16 | 0.0015046 | 757.619 | 0 | 752.16 | -0.012038 | 757.6189 | 0 | 610.0906 | 3.4507 | 757.6189 | 0 | 610.0906 | 1.4478 | 757.619 | 0 | 757.3901 | -0.01204 | 907.7695 | 0.011346 | 757.3901 | 0.2549 | 907.2532 | 0.00032174 | 907.7695 | 2.5679 | 757.3901 | 0.025986 | 757.619 | 0.037564
|  | 607.6171 | 0 | 757.8549 | 0.030069 | 757.6263 | -0.015103 | 607.6171 | 0 | 757.8549 | -0.0043429 | 757.6263 | 0.011595 | 757.6263 | #REF! | 610.2101 | 0.00014753 | 757.8549 | 0.008779 | 752.4 | -0.0011995 | 757.8549 | 0.0051703 | 607.6171 | 0.019139 | 757.8549 | 0.004331 | 752.4 | -0.0060669 | 757.8549 | 0.0011458 | 752.4 | -0.0037746 | 757.8549 | 0.003404 | 610.2101 | 3.4883 | 757.8549 | 0.006094 | 610.2101 | 1.4668 | 757.8549 | 0.0084537 | 757.6263 | 0.003884 | 907.9373 | 0.022329 | 757.6263 | 0.26414 | 907.4216 | 0 | 907.9373 | 2.5904 | 757.6263 | 0.031477 | 757.8549 | 0.039461
|  | 607.7361 | 0.0052997 | 758.0909 | -0.015922 | 757.8624 | -0.014888 | 607.7361 | 0.012609 | 758.0909 | -0.02053 | 757.8624 | -0.032992 | 757.8624 | #REF! | 610.3296 | 0.00015181 | 758.0909 | 0 | 752.64 | -0.029507 | 758.0909 | 0 | 607.7361 | 0.022425 | 758.0909 | 0 | 752.64 | 0.002786 | 758.0909 | 0 | 752.64 | -0.0037746 | 758.0909 | 0 | 610.3296 | 3.559 | 758.0909 | 0 | 610.3296 | 1.5052 | 758.0909 | 0 | 757.8624 | -0.010399 | 908.1052 | 0.018426 | 757.8624 | 0.26563 | 907.5899 | 0.00032174 | 908.1052 | 2.6175 | 757.8624 | 0.025603 | 758.0909 | 0.037335
|  | 607.8551 | 0 | 758.327 | 0.027845 | 758.0987 | 0.0084787 | 607.8551 | 0 | 758.327 | -0.0024603 | 758.0987 | 0.011776 | 758.0987 | #REF! | 610.4491 | 0.00015218 | 758.3269 | 0.006404 | 752.87 | 0.020872 | 758.3269 | 0.0056039 | 607.8551 | 0.01421 | 758.3269 | 0.0019473 | 752.87 | -0.00070865 | 758.327 | 0.0013655 | 752.87 | 0.0077024 | 758.3269 | 0.0025501 | 610.4491 | 3.6165 | 758.3269 | 0.010435 | 610.4491 | 1.532 | 758.327 | 0.011345 | 758.0987 | 0.0094052 | 908.273 | 0.026187 | 758.0987 | 0.27164 | 907.7583 | 0 | 908.273 | 2.6361 | 758.0987 | 0.035819 | 758.327 | 0.039363
|  | 607.9742 | 0.0013064 | 758.563 | -0.025531 | 758.3349 | -0.035675 | 607.9742 | 0 | 758.563 | -0.012915 | 758.3349 | -0.042394 | 758.3349 | #REF! | 610.5687 | 0.00010226 | 758.563 | 0 | 753.11 | -0.0074367 | 758.563 | 0 | 607.9742 | 0.012211 | 758.563 | 0 | 753.11 | -0.0012911 | 758.563 | 0 | 753.11 | -0.00010202 | 758.563 | 0 | 610.5687 | 3.6896 | 758.563 | 0 | 610.5687 | 1.5756 | 758.563 | 0 | 758.3349 | -0.017008 | 908.4409 | 0.024281 | 758.3349 | 0.28445 | 907.9266 | 0.00010725 | 908.4409 | 2.6559 | 758.3349 | 0.026688 | 758.563 | 0.03652
|  | 608.0932 | 0 | 758.799 | -0.0018875 | 758.5711 | -0.035661 | 608.0932 | 0 | 758.799 | -0.014073 | 758.5711 | -0.034387 | 758.5711 | #REF! | 610.6882 | 0.00027848 | 758.799 | 0 | 753.34 | -0.012235 | 758.799 | 0 | 608.0932 | 0.014076 | 758.799 | 0 | 753.34 | -0.0073485 | 758.799 | 0 | 753.34 | 0.0054069 | 758.799 | 0 | 610.6882 | 3.754 | 758.799 | 0 | 610.6882 | 1.6086 | 758.799 | 0 | 758.5711 | -0.0019256 | 908.6087 | 0.024735 | 758.5711 | 0.28477 | 908.095 | 0 | 908.6087 | 2.6781 | 758.5711 | 0.026944 | 758.799 | 0.035626
|  | 608.2122 | 0.0095486 | 759.035 | 0.030607 | 758.8073 | 0.0071378 | 608.2122 | 0.0072884 | 759.035 | 0.002935 | 758.8073 | 0.030003 | 758.8073 | #REF! | 610.8077 | 0.0002334 | 759.035 | 0.0090102 | 753.58 | -0.035264 | 759.035 | 0.0060301 | 608.2122 | 0.022647 | 759.035 | 0.0031077 | 753.58 | -0.0011746 | 759.035 | 0.0015367 | 753.58 | 0.0055599 | 759.035 | 0.0045621 | 610.8077 | 3.8123 | 759.035 | 0.012895 | 610.8077 | 1.6358 | 759.035 | 0.010004 | 758.8073 | 0.0037903 | 908.7766 | 0.021966 | 758.8073 | 0.29965 | 908.2633 | 0.00032174 | 908.7766 | 2.7008 | 758.8073 | 0.033456 | 759.035 | 0.038546
|  | 608.3312 | 0 | 759.2711 | -0.012627 | 759.0436 | -0.018157 | 608.3312 | 0 | 759.2711 | -0.00082317 | 759.0436 | -0.05085 | 759.0436 | #REF! | 610.9273 | 0.00047797 | 759.2711 | 0 | 753.82 | -0.017992 | 759.2711 | 0 | 608.3312 | 0.015853 | 759.2711 | 0 | 753.82 | -0.0021065 | 759.2711 | 0 | 753.82 | -0.0062227 | 759.2711 | 0 | 610.9273 | 3.8657 | 759.2711 | 0 | 610.9273 | 1.6495 | 759.2711 | 0 | 759.0436 | -0.011227 | 908.9444 | 0.019152 | 759.0436 | 0.29185 | 908.4317 | 0 | 908.9444 | 2.7198 | 759.0436 | 0.024709 | 759.2711 | 0.035607
|  | 608.4503 | 0.011936 | 759.5071 | 0.027061 | 759.2798 | 0.021304 | 608.4503 | 0.011272 | 759.5071 | 0.015917 | 759.2798 | 0.0058194 | 759.2798 | #REF! | 611.0468 | 0.00024513 | 759.5071 | 0.018903 | 754.05 | -0.0035984 | 759.5071 | 0.0099593 | 608.4503 | 0.017984 | 759.5071 | 0.003256 | 754.05 | 0.0062807 | 759.5071 | 0.0022385 | 754.05 | 0.0099978 | 759.5071 | 0.0016005 | 611.0468 | 3.9037 | 759.5071 | 0.0089278 | 611.0468 | 1.6696 | 759.5071 | 0.011172 | 759.2798 | 0.018264 | 909.1122 | 0.022965 | 759.2798 | 0.31325 | 908.6001 | 0.00032174 | 909.1122 | 2.7348 | 759.2798 | 0.031541 | 759.5071 | 0.037771
|  | 608.5693 | 0 | 759.7432 | -0.0059216 | 759.5161 | -0.0092249 | 608.5693 | 0 | 759.7432 | -0.033942 | 759.5161 | -0.014679 | 759.5161 | #REF! | 611.1663 | 0.0004763 | 759.7432 | 0 | 754.29 | -0.019911 | 759.7432 | 0 | 608.5693 | 0.010169 | 759.7432 | 0 | 754.29 | -0.0035044 | 759.7432 | 0 | 754.29 | -0.010508 | 759.7432 | 0 | 611.1663 | 3.963 | 759.7432 | 0 | 611.1663 | 1.7092 | 759.7432 | 0 | 759.5161 | -0.0056732 | 909.2801 | 0.022829 | 759.5161 | 0.31863 | 908.7684 | 0 | 909.2801 | 2.7541 | 759.5161 | 0.024134 | 759.7432 | 0.035137
|  | 608.6884 | 0.003377 | 759.9792 | 0.0061265 | 759.7523 | 0.011073 | 608.6884 | 0 | 759.9792 | 0.0051989 | 759.7523 | -0.013132 | 759.7523 | #REF! | 611.2859 | 0.00023247 | 759.9793 | 0.0088156 | 754.53 | 0.0079165 | 759.9793 | 0.007506 | 608.6884 | 0.016608 | 759.9793 | 0.001038 | 754.53 | -0.0036209 | 759.9792 | 0.0010187 | 754.53 | 0.0032646 | 759.9793 | 0 | 611.2859 | 4.0179 | 759.9793 | 0.009929 | 611.2859 | 1.747 | 759.9792 | 0.0095707 | 759.7523 | 0.0096121 | 909.4479 | 0.024599 | 759.7523 | 0.3301 | 908.9368 | 0.00053624 | 909.4479 | 2.76 | 759.7523 | 0.031094 | 759.9792 | 0.037463
|  | 608.8075 | 0 | 760.2153 | -0.0099467 | 759.9886 | -0.02789 | 608.8075 | 0 | 760.2153 | -0.0051019 | 759.9886 | -0.057037 | 759.9886 | #REF! | 611.4054 | 0.00048431 | 760.2154 | 0 | 754.76 | -0.012714 | 760.2154 | 0 | 608.8075 | 0.0094139 | 760.2154 | 0 | 754.76 | -0.0082806 | 760.2153 | 0 | 754.76 | -0.0025504 | 760.2154 | 0 | 611.4054 | 4.0911 | 760.2154 | 0 | 611.4054 | 1.7904 | 760.2153 | 0 | 759.9886 | -0.009982 | 909.6158 | 0.019062 | 759.9886 | 0.33065 | 909.1052 | 0 | 909.6158 | 2.7641 | 759.9886 | 0.0099602 | 760.2153 | 0.034265
|  | 608.9265 | 0.0089723 | 760.4515 | 0.013729 | 760.2249 | 0.011017 | 608.9265 | 0.013565 | 760.4515 | -0.0022263 | 760.2249 | -0.01863 | 760.2249 | #REF! | 611.525 | 0.00025706 | 760.4514 | 0.010914 | 755 | 0.036225 | 760.4514 | 0.009385 | 608.9265 | 0.013322 | 760.4514 | 0.0034076 | 755 | -0.0033879 | 760.4515 | 0.00083425 | 755 | 0.006019 | 760.4514 | 0.0027034 | 611.525 | 4.149 | 760.4514 | 0.0081842 | 611.525 | 1.8248 | 760.4515 | 0.0081143 | 760.2249 | 0.013223 | 909.7837 | 0.023782 | 760.2249 | 0.34887 | 909.2736 | 0.00032174 | 909.7837 | 2.7583 | 760.2249 | 0.043097 | 760.4515 | 0.036482
|  | 609.0456 | 0 | 760.6876 | -0.004067 | 760.4612 | -0.0064815 | 609.0456 | 0 | 760.6876 | -0.0069969 | 760.4612 | -0.041301 | 760.4612 | #REF! | 611.6445 | 0.00048319 | 760.6876 | 0 | 755.23 | -0.014634 | 760.6876 | 0 | 609.0456 | 0.018384 | 760.6876 | 0 | 755.23 | -0.013988 | 760.6876 | 0 | 755.23 | -0.0016323 | 760.6876 | 0 | 611.6445 | 4.2228 | 760.6876 | 0 | 611.6445 | 1.8665 | 760.6876 | 0 | 760.4612 | -0.0064078 | 909.9515 | 0.02714 | 760.4612 | 0.34052 | 909.442 | 0 | 909.9515 | 2.7638 | 760.4612 | 0.027135 | 760.6876 | 0.034732
|  | 609.1647 | 0.010042 | 760.9236 | 0.013849 | 760.6975 | 0.0078176 | 609.1647 | 0.0235 | 760.9236 | -0.012102 | 760.6975 | 0.026698 | 760.6975 | #REF! | 611.7641 | 0.00023154 | 760.9237 | 0.024172 | 755.47 | 0.002159 | 760.9237 | 0.0082461 | 609.1647 | 0.015497 | 760.9237 | 0.0039511 | 755.47 | 0.0031355 | 760.9236 | 0.0020555 | 755.47 | 0.0054069 | 760.9237 | 0.0036521 | 611.7641 | 4.2743 | 760.9237 | 0.018439 | 611.7641 | 1.8889 | 760.9236 | 0.010238 | 760.6975 | 0.0094997 | 910.1194 | 0.019697 | 760.6975 | 0.34681 | 909.6103 | 0.0007506 | 910.1194 | 2.7695 | 760.6975 | 0.031349 | 760.9236 | 0.036978
|  | 609.2838 | 0 | 761.1598 | -0.01615 | 760.9338 | -0.028203 | 609.2838 | 0 | 761.1598 | -0.0063194 | 760.9338 | -0.021906 | 760.9338 | #REF! | 611.8836 | 0.00045655 | 761.1598 | 0 | 755.71 | -0.026628 | 761.1598 | 0 | 609.2838 | 0.017496 | 761.1598 | 0 | 755.71 | 0.00057274 | 761.1598 | 0 | 755.71 | 0.0084671 | 761.1598 | 0 | 611.8836 | 4.3444 | 761.1598 | 0 | 611.8836 | 1.9137 | 761.1598 | 0 | 760.9338 | -0.0039105 | 910.2872 | 0.0177 | 760.9338 | 0.34965 | 909.7787 | 0 | 910.2872 | 2.7876 | 760.9338 | 0.020687 | 761.1598 | 0.033464
|  | 609.4029 | 0.0032291 | 761.3959 | 0.0077262 | 761.1701 | 0.014959 | 609.4029 | 0.014425 | 761.3959 | 0.0083459 | 761.1701 | 0.0053169 | 761.1701 | #REF! | 612.0032 | 0.00023191 | 761.3959 | 0.0063685 | 755.94 | -0.0031186 | 761.3959 | 0.0091611 | 609.4029 | 0.022291 | 761.3959 | 0.00044872 | 755.94 | -0.0060669 | 761.3959 | 0.0022415 | 755.94 | 0.0020403 | 761.3959 | 0.0027106 | 612.0032 | 4.4008 | 761.3959 | 0.013667 | 612.0032 | 1.9356 | 761.3959 | 0.0087992 | 761.1701 | 0.010234 | 910.4551 | 0.025688 | 761.1701 | 0.38933 | 909.9471 | 0.00053624 | 910.4551 | 2.807 | 761.1701 | 0.028923 | 761.3959 | 0.035473
|  | 609.522 | 0 | 761.6321 | -0.0059237 | 761.4064 | -0.011477 | 609.522 | 0 | 761.6321 | -0.020911 | 761.4064 | -0.023229 | 761.4064 | #REF! | 612.1227 | 0.00045022 | 761.6321 | 0 | 756.18 | -0.019911 | 761.6321 | 0 | 609.522 | 0.019494 | 761.6321 | 0 | 756.18 | 0.0013882 | 761.6321 | 0 | 756.18 | -0.0063763 | 761.6321 | 0 | 612.1227 | 4.4817 | 761.6321 | 0 | 612.1227 | 1.9737 | 761.6321 | 0 | 761.4064 | -0.0094321 | 910.623 | 0.022965 | 761.4064 | 0.37221 | 910.1155 | 0 | 910.623 | 2.8316 | 761.4064 | 0.023624 | 761.6321 | 0.033369
|  | 609.6411 | 0.003377 | 761.8682 | -0.0029563 | 761.6428 | -0.01243 | 609.6411 | 0.017768 | 761.8682 | 0.010392 | 761.6428 | 0.023024 | 761.6428 | #REF! | 612.2423 | 0.00022297 | 761.8682 | 0.01115 | 756.41 | -0.027587 | 761.8682 | 0.0066879 | 609.6411 | 0.02167 | 761.8682 | 0.0021582 | 756.41 | -0.001524 | 761.8682 | 0.0015265 | 756.41 | -0.0011732 | 761.8682 | 0.0015413 | 612.2423 | 4.5395 | 761.8682 | 0.011867 | 612.2423 | 1.9967 | 761.8682 | 0.01042 | 761.6428 | 0.013913 | 910.7908 | 0.012118 | 761.6428 | 0.38666 | 910.2839 | 0.0007506 | 910.7908 | 2.8458 | 761.6428 | 0.029115 | 761.8682 | 0.03517
|  | 609.7602 | 0 | 762.1044 | 0.0053476 | 761.8791 | -0.020427 | 609.7602 | 0 | 762.1044 | -0.023015 | 761.8791 | -0.033846 | 761.8791 | #REF! | 612.3619 | 0.00047108 | 762.1044 | 0 | 756.65 | -0.010315 | 762.1044 | 0 | 609.7602 | 0.013188 | 762.1044 | 0 | 756.65 | -0.0030384 | 762.1044 | 0 | 756.65 | 0.0038766 | 762.1044 | 0 | 612.3619 | 4.604 | 762.1044 | 0 | 612.3619 | 2.0325 | 762.1044 | 0 | 761.8791 | -0.0085401 | 910.9587 | 0.020106 | 761.8791 | 0.38513 | 910.4523 | 0 | 910.9587 | 2.8569 | 761.8791 | 0.024262 | 762.1044 | 0.033101
|  | 609.8794 | 0.011936 | 762.3405 | 0.020251 | 762.1155 | 0.003487 | 609.8794 | 0.005135 | 762.3405 | -0.014049 | 762.1155 | 0.017743 | 762.1155 | #REF! | 612.4814 | 0.00025277 | 762.3405 | 0.014878 | 756.89 | 0.004558 | 762.3405 | 0.0072749 | 609.8794 | 0.012345 | 762.3405 | 0.00084905 | 756.89 | 0.0017376 | 762.3405 | 0.0017139 | 756.89 | 0.0014282 | 762.3405 | 0.0018793 | 612.4814 | 4.6595 | 762.3405 | 0.0099955 | 612.4814 | 2.0543 | 762.3405 | 0.0065912 | 762.1155 | 0.010235 | 911.1266 | 0.026278 | 762.1155 | 0.3989 | 910.6207 | 0.00032174 | 911.1266 | 2.8624 | 762.1155 | 0.028604 | 762.3405 | 0.033989
|  | 609.9985 | 0 | 762.5767 | 0.006164 | 762.3518 | -0.010559 | 609.9985 | 0 | 762.5767 | -0.022305 | 762.3518 | -0.026617 | 762.3518 | #REF! | 612.601 | 0.00050144 | 762.5767 | 0 | 757.12 | 0.0035984 | 762.5767 | 0 | 609.9985 | 0.011812 | 762.5767 | 0 | 757.12 | -0.0046693 | 762.5767 | 0 | 757.12 | -0.0086717 | 762.5767 | 0 | 612.601 | 4.7446 | 762.5767 | 0 | 612.601 | 2.0914 | 762.5767 | 0 | 762.3518 | -0.01069 | 911.2945 | 0.015385 | 762.3518 | 0.40246 | 910.7891 | 0 | 911.2945 | 2.8771 | 762.3518 | 0.021708 | 762.5767 | 0.032351
|  | 610.1177 | 0.00056695 | 762.8129 | -0.0028983 | 762.5882 | -0.012347 | 610.1177 | 0.017099 | 762.8129 | 0.014023 | 762.5882 | 0.026806 | 762.5882 | #REF! | 612.7206 | 0.00025277 | 762.8129 | 0.0095861 | 757.36 | -0.017992 | 762.8129 | 0.0087626 | 610.1177 | 0.020648 | 762.8129 | 0.0029626 | 757.36 | 0.002553 | 762.8129 | 0.00054179 | 757.36 | -0.0010202 | 762.8129 | 0.0016256 | 612.7206 | 4.8298 | 762.8129 | 0.0066498 | 612.7206 | 2.1112 | 762.8129 | 0.0061466 | 762.5882 | 0.005189 | 911.4624 | 0.017155 | 762.5882 | 0.41589 | 910.9575 | 0.00053624 | 911.4624 | 2.8934 | 762.5882 | 0.026624 | 762.8129 | 0.034617
|  | 610.2368 | 0 | 763.0491 | -0.020521 | 762.8246 | -0.0028855 | 610.2368 | 0 | 763.0491 | -0.00016125 | 762.8246 | -0.05531 | 762.8246 | #REF! | 612.8401 | 0.00048263 | 763.0491 | 0 | 757.6 | -0.0055175 | 763.0491 | 0 | 610.2368 | 0.010036 | 763.0491 | 0 | 757.6 | -0.0011746 | 763.0491 | 0 | 757.6 | -0.0019383 | 763.0491 | 0 | 612.8401 | 4.9209 | 763.0491 | 0 | 612.8401 | 2.1548 | 763.0491 | 0 | 762.8246 | -0.0066036 | 911.6302 | 0.014432 | 762.8246 | 0.40851 | 911.1259 | 0 | 911.6302 | 2.9134 | 762.8246 | 0.024837 | 763.0491 | 0.031844
|  | 610.356 | 0.0042645 | 763.2853 | 0.0084836 | 763.061 | 0.006638 | 610.356 | 0.0049694 | 763.2853 | 0.014244 | 763.061 | 0.015396 | 763.061 | #REF! | 612.9597 | 0.00023209 | 763.2853 | 0.017693 | 757.83 | 0.022311 | 763.2853 | 0.010247 | 610.356 | 0.023668 | 763.2853 | 0.0025873 | 757.83 | -0.0001262 | 763.2853 | 0.0006946 | 757.83 | -0.0045398 | 763.2853 | 0.0030296 | 612.9597 | 4.9998 | 763.2853 | 0.011751 | 612.9597 | 2.1928 | 763.2853 | 0.0094674 | 763.061 | 0.013736 | 911.7981 | 0.020832 | 763.061 | 0.42008 | 911.2944 | 0.0007506 | 911.7981 | 2.927 | 763.061 | 0.027582 | 763.2853 | 0.034303
|  | 610.4751 | 0 | 763.5215 | 0.003434 | 763.2974 | -0.017324 | 610.4751 | 0 | 763.5215 | -0.04588 | 763.2974 | -0.068934 | 763.2974 | #REF! | 613.0793 | 0.00046326 | 763.5215 | 0 | 758.07 | 0.0026388 | 763.5215 | 0 | 610.4751 | 0.014565 | 763.5215 | 0 | 758.07 | 0.0026695 | 763.5215 | 0 | 758.07 | -0.00025504 | 763.5215 | 0 | 613.0793 | 5.0964 | 763.5215 | 0 | 613.0793 | 2.2413 | 763.5215 | 0 | 763.2974 | -0.016697 | 911.966 | 0.019561 | 763.2974 | 0.42977 | 911.4628 | 0 | 911.966 | 2.9425 | 763.2974 | 0.023304 | 763.5215 | 0.032246
|  | 610.5943 | 0.0041166 | 763.7577 | 0.0053119 | 763.5338 | -0.00017716 | 610.5943 | 0.0096482 | 763.7577 | -0.0060313 | 763.5338 | 0.0116 | 763.5338 | #REF! | 613.1989 | 0.00023452 | 763.7577 | 0.019986 | 758.3 | 0.022311 | 763.7577 | 0.0075495 | 610.5943 | 0.013322 | 763.7577 | 0.00081881 | 758.3 | 0.0019706 | 763.7577 | 0.00054816 | 758.3 | 0.0084671 | 763.7577 | 0.0034774 | 613.1989 | 5.1799 | 763.7577 | 0.0089415 | 613.1989 | 2.2657 | 763.7577 | 0.011161 | 763.5338 | 0.0086867 | 912.1339 | 0.030499 | 763.5338 | 0.4622 | 911.6312 | 0.0007506 | 912.1339 | 2.9514 | 763.5338 | 0.028923 | 763.7577 | 0.033979
|  | 610.7135 | 0 | 763.994 | -0.020508 | 763.7702 | 0.0040845 | 610.7135 | 0 | 763.994 | -0.022559 | 763.7702 | -0.065994 | 763.7702 | #REF! | 613.3184 | 0.00044761 | 763.9939 | 0 | 758.54 | -0.018952 | 763.9939 | 0 | 610.7135 | 0.0051066 | 763.9939 | 0.00071047 | 758.54 | -0.0033879 | 763.994 | 0 | 758.54 | -0.0033155 | 763.9939 | 0 | 613.3184 | 5.276 | 763.9939 | 0 | 613.3184 | 2.2972 | 763.994 | 0 | 763.7702 | -0.014257 | 912.3018 | 0.022102 | 763.7702 | 0.46244 | 911.7996 | 0 | 912.3018 | 2.9654 | 763.7702 | 0.020495 | 763.994 | 0.031444
|  | 610.8327 | 0.0063351 | 764.2302 | 0.025281 | 764.0066 | 0.0056976 | 610.8327 | 0.013947 | 764.2302 | -0.019933 | 764.0066 | 0.0016268 | 764.0066 | #REF! | 613.438 | 0.00021905 | 764.2302 | 0.0094207 | 758.78 | 0.015593 | 764.2302 | 0.0082416 | 610.8327 | 0.016385 | 764.2302 | 0.0024558 | 758.78 | -0.0018735 | 764.2302 | 0.0024227 | 758.78 | 0.0032646 | 764.2302 | 0.0014515 | 613.438 | 5.3514 | 764.2302 | 0.0096315 | 613.438 | 2.3147 | 764.2302 | 0.0085465 | 764.0066 | 0.016212 | 912.4697 | 0.029772 | 764.0066 | 0.4734 | 911.968 | 0.0007506 | 912.4697 | 2.9748 | 764.0066 | 0.027582 | 764.2302 | 0.033515
|  | 610.9519 | 0 | 764.4664 | -0.0060087 | 764.243 | -0.03459 | 610.9519 | 0 | 764.4664 | -0.011729 | 764.243 | -0.056263 | 764.243 | #REF! | 613.5576 | 0.00044631 | 764.4664 | 0 | 759.01 | -0.0074367 | 764.4664 | 0 | 610.9519 | 0.008659 | 764.4664 | 0 | 759.01 | -0.0043198 | 764.4664 | 0 | 759.01 | 0.0017343 | 764.4664 | 0 | 613.5576 | 5.4431 | 764.4664 | 0 | 613.5576 | 2.3664 | 764.4664 | 0 | 764.243 | -0.011128 | 912.6376 | 0.021785 | 764.243 | 0.47299 | 912.1365 | 0 | 912.6376 | 2.9928 | 764.243 | 0.024198 | 764.4664 | 0.031005
|  | 611.0711 | 0.0030813 | 764.7027 | 0.016858 | 764.4795 | 0.00024193 | 611.0711 | 0.016717 | 764.7027 | 0.013584 | 764.4795 | 0.0010329 | 764.4795 | #REF! | 613.6772 | 0.00023452 | 764.7027 | 0.0096318 | 759.25 | -0.031426 | 764.7027 | 0.0055558 | 611.0711 | 0.01421 | 764.7027 | 0.0034637 | 759.25 | -0.0078143 | 764.7027 | 0.0015243 | 759.25 | -0.0053048 | 764.7027 | 0.0047741 | 613.6772 | 5.5057 | 764.7027 | 0.011179 | 613.6772 | 2.4023 | 764.7027 | 0.010219 | 764.4795 | 0.013101 | 912.8054 | 0.026959 | 764.4795 | 0.49474 | 912.3049 | 0.0007506 | 912.8054 | 3.0039 | 764.4795 | 0.027518 | 764.7027 | 0.03279
|  | 611.1903 | 0 | 764.939 | 0.0054466 | 764.7159 | -0.011669 | 611.1903 | 0 | 764.939 | -0.015984 | 764.7159 | -0.045902 | 764.7159 | #REF! | 613.7968 | 0.00045916 | 764.939 | 0 | 759.49 | 0.0031186 | 764.939 | 0 | 611.1903 | 0.007016 | 764.939 | 0 | 759.49 | -0.0046693 | 764.939 | 0 | 759.49 | 0.0015813 | 764.939 | 0 | 613.7968 | 5.5786 | 764.939 | 0 | 613.7968 | 2.4527 | 764.939 | 0 | 764.7159 | -0.0065382 | 912.9733 | 0.021286 | 764.7159 | 0.48611 | 912.4733 | 0 | 912.9733 | 3.0186 | 764.7159 | 0.021836 | 764.939 | 0.029917
|  | 611.3095 | 0.0097132 | 765.1752 | 0.031001 | 764.9524 | 0.0062058 | 611.3095 | 0.014042 | 765.1752 | -0.0062226 | 764.9524 | 0.025113 | 764.9524 | #REF! | 613.9164 | 0.0002306 | 765.1752 | 0.015229 | 759.72 | 0.014154 | 765.1752 | 0.0089743 | 611.3095 | 0.016385 | 765.1752 | 0.0051272 | 759.72 | 0.008727 | 765.1752 | 0.0024716 | 759.72 | 0.013976 | 765.1752 | 0.0026988 | 613.9164 | 5.6533 | 765.1752 | 0.012435 | 613.9164 | 2.4738 | 765.1752 | 0.01133 | 764.9524 | 0.0087397 | 913.1412 | 0.023282 | 764.9524 | 0.50384 | 912.6418 | 0.00053624 | 913.1412 | 3.0274 | 764.9524 | 0.026561 | 765.1752 | 0.032686
|  | 611.4288 | 0 | 765.4115 | -0.0065719 | 765.1888 | -0.036728 | 611.4288 | 0 | 765.4115 | -0.04329 | 765.1888 | -0.0559 | 765.1888 | #REF! | 614.036 | 0.00043457 | 765.4115 | 0 | 759.96 | -0.025668 | 765.4115 | 0 | 611.4288 | 0.010036 | 765.4115 | 0 | 759.96 | 0.00057274 | 765.4115 | 0 | 759.96 | -0.0056109 | 765.4115 | 0 | 614.036 | 5.7599 | 765.4115 | 0 | 614.036 | 2.5242 | 765.4115 | 0 | 765.1889 | -0.010729 | 913.3091 | 0.027049 | 765.1888 | 0.5118 | 912.8102 | 0 | 913.3091 | 3.0436 | 765.1889 | 0.019984 | 765.4115 | 0.029736
|  | 611.548 | 0.0032291 | 765.6478 | 0.022455 | 765.4253 | -0.0094982 | 611.548 | 0.012227 | 765.6478 | 0.0093856 | 765.4253 | 0.0026972 | 765.4253 | #REF! | 614.1556 | 0.00020639 | 765.6478 | 0.0077761 | 760.2 | 0.0098357 | 765.6478 | 0.0065825 | 611.548 | 0.01159 | 765.6478 | 0.0032159 | 760.2 | -0.0014076 | 765.6478 | 0.00068324 | 760.2 | 0.010457 | 765.6478 | 0.0026366 | 614.1556 | 5.8556 | 765.6478 | 0.012502 | 614.1556 | 2.5554 | 765.6478 | 0.0060941 | 765.4253 | 0.0083062 | 913.477 | 0.019243 | 765.4253 | 0.51802 | 912.9787 | 0.0007506 | 913.477 | 3.0566 | 765.4253 | 0.030519 | 765.6478 | 0.031733
|  | 611.6672 | 0 | 765.8842 | -0.012459 | 765.6618 | -0.05741 | 611.6672 | 0 | 765.8842 | -0.0078096 | 765.6618 | -0.027149 | 765.6618 | #REF! | 614.2752 | 0.00043681 | 765.8841 | 0 | 760.43 | 0.0026388 | 765.8841 | 0 | 611.6672 | 0.018606 | 765.8841 | 0 | 760.43 | 0.0054654 | 765.8842 | 0 | 760.43 | -0.0037746 | 765.8841 | 0 | 614.2752 | 5.9537 | 765.8841 | 0 | 614.2752 | 2.599 | 765.8842 | 0 | 765.6618 | -0.01146 | 913.6449 | 0.019379 | 765.6618 | 0.5334 | 913.1471 | 0 | 913.6449 | 3.0728 | 765.6618 | 0.016983 | 765.8842 | 0.029371
|  | 611.7865 | 0.0045602 | 766.1204 | 0.0012849 | 765.8983 | -0.0059431 | 611.7865 | 0.020061 | 766.1204 | 0.0085927 | 765.8983 | 0.010867 | 765.8983 | #REF! | 614.3948 | 0.00023209 | 766.1204 | 0.0055672 | 760.67 | 0.029507 | 766.1204 | 0.0068349 | 611.7865 | 0.018117 | 766.1204 | 0.0030213 | 760.67 | 0.0011552 | 766.1204 | 0.00093959 | 760.67 | 0.0018873 | 766.1204 | 0.0034121 | 614.3948 | 6.0258 | 766.1204 | 0.0049015 | 614.3948 | 2.6248 | 766.1204 | 0.0065771 | 765.8983 | 0.009402 | 913.8129 | 0.018018 | 765.8983 | 0.53653 | 913.3156 | 0.0007506 | 913.8129 | 3.0819 | 765.8983 | 0.024454 | 766.1204 | 0.032399
|  | 611.9058 | 0 | 766.3568 | -0.0010242 | 766.1348 | -0.010213 | 611.9058 | 0 | 766.3568 | -0.019662 | 766.1348 | -0.051276 | 766.1348 | #REF! | 614.5144 | 0.00048971 | 766.3568 | 0 | 760.9 | 0.015113 | 766.3568 | 0 | 611.9058 | 0.017629 | 766.3568 | 0 | 760.9 | -0.0023395 | 766.3568 | 0 | 760.9 | -0.0014792 | 766.3568 | 0 | 614.5144 | 6.1091 | 766.3568 | 0 | 614.5144 | 2.6756 | 766.3568 | 0 | 766.1348 | -0.012306 | 913.9808 | 0.014614 | 766.1348 | 0.56079 | 913.484 | 0 | 913.9808 | 3.0942 | 766.1348 | 0.017941 | 766.3568 | 0.029198
|  | 612.025 | 0.0060393 | 766.5931 | 0.021475 | 766.3713 | -0.011937 | 612.025 | 0.013278 | 766.5931 | -0.0011291 | 766.3713 | 0.011871 | 766.3713 | #REF! | 614.634 | 0.00025929 | 766.5931 | 0.0054706 | 761.14 | 0.0074367 | 766.5931 | 0.0091919 | 612.025 | 0.0131 | 766.5931 | 0.00020913 | 761.14 | -0.0021065 | 766.5931 | 0.0012286 | 761.14 | 0.0017343 | 766.5931 | 0.0039944 | 614.634 | 6.1782 | 766.5931 | 0.012804 | 614.634 | 2.7229 | 766.5931 | 0.0044292 | 766.3713 | 0.0082674 | 914.1487 | 0.018835 | 766.3713 | 0.56426 | 913.6525 | 0.00053624 | 914.1487 | 3.1035 | 766.3713 | 0.027774 | 766.5931 | 0.031285
|  | 612.1443 | 0 | 766.8294 | -0.028629 | 766.6078 | -0.012869 | 612.1443 | 0 | 766.8294 | -0.045568 | 766.6078 | -0.034198 | 766.6078 | #REF! | 614.7536 | 0.0005305 | 766.8294 | 0 | 761.38 | 0.0026388 | 766.8294 | 0 | 612.1443 | 0.012567 | 766.8294 | 0 | 761.38 | -0.0050185 | 766.8294 | 0 | 761.38 | -0.0037746 | 766.8294 | 0 | 614.7536 | 6.2624 | 766.8294 | 0 | 614.7536 | 2.7683 | 766.8294 | 0 | 766.6078 | -0.0040825 | 914.3166 | 0.020514 | 766.6078 | 0.56504 | 913.8209 | 0 | 914.3166 | 3.1195 | 766.6078 | 0.0031342 | 766.8294 | 0.028898
|  | 612.2636 | 0.0095486 | 767.0658 | 0.030441 | 766.8443 | -0.0060211 | 612.2636 | 0.0072884 | 767.0658 | 0.010939 | 766.8443 | -0.0072649 | 766.8443 | #REF! | 614.8732 | 0.0002727 | 767.0658 | 0.017365 | 761.61 | 0.018952 | 767.0658 | 0.0060104 | 612.2636 | 0.016119 | 767.0658 | 0.0012432 | 761.61 | -0.002223 | 767.0658 | 0.000435 | 761.61 | 0.012752 | 767.0658 | 0.0041497 | 614.8732 | 6.3362 | 767.0658 | 0.014077 | 614.8732 | 2.7986 | 767.0658 | 0.0098333 | 766.8443 | 0.0093445 | 914.4845 | 0.020015 | 766.8443 | 0.58342 | 913.9894 | 0.00053624 | 914.4845 | 3.1283 | 766.8443 | 0.039777 | 767.0658 | 0.031184
|  | 612.3829 | 0 | 767.3021 | -0.0049042 | 767.0809 | -0.016362 | 612.3829 | 0 | 767.3021 | -0.01383 | 767.0809 | -0.053095 | 767.0809 | #REF! | 614.9928 | 0.00051094 | 767.3021 | 0 | 761.85 | -0.042462 | 767.3021 | 0 | 612.3829 | 0.016208 | 767.3021 | 0 | 761.85 | -0.0029219 | 767.3021 | 0 | 761.85 | -0.00086717 | 767.3021 | 0 | 614.9928 | 6.4397 | 767.3021 | 0 | 614.9928 | 2.8491 | 767.3021 | 0 | 767.0809 | -0.010328 | 914.6524 | 0.02065 | 767.0809 | 0.5878 | 914.1579 | 0 | 914.6524 | 3.1425 | 767.0809 | 0.020623 | 767.3021 | 0.028457
|  | 612.5022 | 0.0094662 | 767.5385 | 0.013949 | 767.3174 | 0.0034431 | 612.5022 | 0.010603 | 767.5385 | -0.0030678 | 767.3174 | 0.0055896 | 767.3174 | #REF! | 615.1124 | 0.00024253 | 767.5385 | 0.010267 | 762.09 | 0.015113 | 767.5385 | 0.0079346 | 612.5022 | 0.015586 | 767.5385 | 0.0038737 | 762.09 | 0.0065138 | 767.5385 | 0.0020562 | 762.09 | 0.0092325 | 767.5385 | 0.0054964 | 615.1124 | 6.5319 | 767.5385 | 0.0078802 | 615.1124 | 2.9001 | 767.5385 | 0.010851 | 767.3174 | 0.010077 | 914.8203 | 0.015885 | 767.3174 | 0.6191 | 914.3263 | 0.00053624 | 914.8203 | 3.1486 | 767.3174 | 0.030775 | 767.5385 | 0.031271
|  | 612.6215 | 0 | 767.7749 | -0.0246 | 767.554 | -0.0060742 | 612.6215 | 0 | 767.7749 | -0.028806 | 767.554 | -0.022456 | 767.554 | #REF! | 615.2321 | 0.00048095 | 767.7749 | 0 | 762.32 | -0.02375 | 767.7749 | 0 | 612.6215 | 0.012833 | 767.7749 | 0 | 762.32 | 0.0039509 | 767.7749 | 0 | 762.32 | -0.00025504 | 767.7749 | 0 | 615.2321 | 6.6357 | 767.7749 | 0 | 615.2321 | 2.9639 | 767.7749 | 0 | 767.554 | -0.0085263 | 914.9882 | 0.019788 | 767.554 | 0.60944 | 914.4948 | 0 | 914.9882 | 3.1632 | 767.554 | 0.020559 | 767.7749 | 0.028852
|  | 612.7408 | 0 | 768.0113 | 0.0053447 | 767.7905 | -0.0051432 | 612.7408 | 0.0096482 | 768.0113 | -0.0038946 | 767.7905 | 0.022798 | 767.7905 | #REF! | 615.3517 | 0.00024234 | 768.0113 | 0.0077966 | 762.56 | -0.0079165 | 768.0113 | 0.0056548 | 612.7408 | 0.022158 | 768.0113 | 0.0030963 | 762.56 | -0.0068827 | 768.0113 | 0 | 762.56 | -0.0066822 | 768.0113 | 0.0015009 | 615.3517 | 6.7092 | 768.0113 | 0.0099027 | 615.3517 | 3.0013 | 768.0113 | 0.0044914 | 767.7905 | 0.00892 | 915.1562 | 0.024009 | 767.7905 | 0.63518 | 914.6633 | 0.00053624 | 915.1562 | 3.1713 | 767.7905 | 0.025922 | 768.0113 | 0.030352
|  | 612.8601 | 0 | 768.2477 | 0.001416 | 768.0271 | -0.036372 | 612.8601 | 0 | 768.2477 | -0.024897 | 768.0271 | -0.074989 | 768.0271 | #REF! | 615.4713 | 0.00049697 | 768.2477 | 0 | 762.8 | -0.026628 | 768.2477 | 0 | 612.8601 | 0.013055 | 768.2477 | 0 | 762.8 | -0.0045528 | 768.2477 | 0 | 762.8 | 5.1009e-05 | 768.2477 | 0 | 615.4713 | 6.7939 | 768.2477 | 0 | 615.4713 | 3.0488 | 768.2477 | 0 | 768.0271 | -0.0046984 | 915.3241 | 0.019606 | 768.0271 | 0.63953 | 914.8318 | 0 | 915.3241 | 3.1877 | 768.0271 | 0.016983 | 768.2477 | 0.027709
|  | 612.9794 | 0.0063351 | 768.4841 | 0.027248 | 768.2637 | 0.019999 | 612.9794 | 0.014425 | 768.4841 | -0.011986 | 768.2637 | 0.019477 | 768.2637 | #REF! | 615.5909 | 0.00025966 | 768.4841 | 0.0094788 | 763.03 | -0.013194 | 768.4841 | 0.0068084 | 612.9794 | 0.020382 | 768.4841 | 0.0049275 | 763.03 | -0.0016406 | 768.4841 | 0.002395 | 763.03 | 0.012752 | 768.4841 | 0.0043631 | 615.5909 | 6.8575 | 768.4841 | 0.017425 | 615.5909 | 3.0859 | 768.4841 | 0.0052204 | 768.2637 | 0.012451 | 915.492 | 0.043433 | 768.2637 | 0.66806 | 915.0002 | 0.00010725 | 915.492 | 3.1979 | 768.2637 | 0.027774 | 768.4841 | 0.030692
|  | 613.0988 | 0 | 768.7205 | 0.013541 | 768.5003 | -0.028576 | 613.0988 | 0 | 768.7205 | -0.039236 | 768.5003 | -0.053499 | 768.5003 | #REF! | 615.7106 | 0.00048654 | 768.7205 | 0 | 763.27 | 0.015113 | 768.7205 | 0 | 613.0988 | 0.0090142 | 768.7205 | 0 | 763.27 | -0.0044363 | 768.7205 | 0 | 763.27 | -0.0016323 | 768.7205 | 0 | 615.7106 | 6.9261 | 768.7205 | 0 | 615.7106 | 3.1427 | 768.7205 | 0 | 768.5003 | -0.012871 | 915.6599 | 0.017791 | 768.5003 | 0.64843 | 915.1687 | 0 | 915.6599 | 3.2147 | 768.5003 | 0.019793 | 768.7205 | 0.027079
|  | 613.2181 | 0.0038207 | 768.9569 | 0.016986 | 768.7369 | 0.012892 | 613.2181 | 0.013947 | 768.9569 | -0.0074211 | 768.7369 | -0.019748 | 768.7369 | #REF! | 615.8302 | 0.00023209 | 768.9569 | 0.0082384 | 763.5 | 0.018472 | 768.9569 | 0.0064717 | 613.2181 | 0.01976 | 768.9569 | 0.002073 | 763.5 | 0.003019 | 768.9569 | 0.0021864 | 763.5 | 0.0041827 | 768.9569 | 0.0045383 | 615.8302 | 6.9984 | 768.9569 | 0.013407 | 615.8302 | 3.1879 | 768.9569 | 0.014476 | 768.7369 | 0.017497 | 915.8279 | 0.021376 | 768.7369 | 0.6832 | 915.3372 | 0.0007506 | 915.8279 | 3.2244 | 768.7369 | 0.026624 | 768.9569 | 0.029631
|  | 613.3375 | 0 | 769.1934 | -0.0067589 | 768.9735 | -0.028661 | 613.3375 | 0 | 769.1934 | -0.039032 | 768.9735 | -0.019755 | 768.9735 | #REF! | 615.9498 | 0.00047145 | 769.1933 | 0 | 763.74 | -0.018952 | 769.1933 | 0 | 613.3375 | 0.0050178 | 769.1933 | 0 | 763.74 | -0.0063001 | 769.1934 | 0 | 763.74 | -0.0053048 | 769.1933 | 0 | 615.9498 | 7.096 | 769.1933 | 0 | 615.9498 | 3.2527 | 769.1934 | 0 | 768.9735 | -0.011726 | 915.9958 | 0.020196 | 768.9735 | 0.66538 | 915.5057 | 0 | 915.9958 | 3.2358 | 768.9735 | 0.018963 | 769.1934 | 0.026837
|  | 613.4568 | 0.010454 | 769.4298 | 0.023921 | 769.2101 | 0.026373 | 613.4568 | 0.011081 | 769.4298 | 0.0066812 | 769.2101 | 0.03605 | 769.2101 | #REF! | 616.0694 | 0.00024457 | 769.4298 | 0.011205 | 763.98 | -0.032385 | 769.4298 | 0.0026322 | 613.4568 | 0.01976 | 769.4298 | 0.0046372 | 763.98 | -0.0035044 | 769.4298 | 0.0020424 | 763.98 | -0.0083652 | 769.4298 | 0.004935 | 616.0694 | 7.1889 | 769.4298 | 0.0060868 | 616.0694 | 3.3119 | 769.4298 | 0.0094377 | 769.2101 | 0.024435 | 916.1637 | 0.026187 | 769.2101 | 0.69877 | 915.6742 | 0.00053624 | 916.1637 | 3.2433 | 769.2101 | 0.02439 | 769.4298 | 0.029553
|  | 613.5762 | 0 | 769.6663 | -0.014798 | 769.4467 | -0.0047054 | 613.5762 | 0 | 769.6663 | -0.027388 | 769.4467 | -0.022021 | 769.4467 | #REF! | 616.1891 | 0.00047537 | 769.6662 | 0 | 764.21 | -0.024709 | 769.6662 | 0 | 613.5762 | 0.0094139 | 769.6662 | 0 | 764.21 | -0.0042033 | 769.6663 | 0 | 764.21 | -0.012497 | 769.6662 | 0 | 616.1891 | 7.2837 | 769.6662 | 0 | 616.1891 | 3.3809 | 769.6663 | 0 | 769.4467 | -0.010864 | 916.3317 | 0.019879 | 769.4467 | 0.69755 | 915.8427 | 0 | 916.3317 | 3.2585 | 769.4467 | 0.018197 | 769.6663 | 0.02703
|  | 613.6956 | 0.0054477 | 769.9027 | 0.035718 | 769.6833 | -0.0015333 | 613.6956 | 0.017577 | 769.9027 | -0.018983 | 769.6833 | 0.01226 | 769.6833 | #REF! | 616.3087 | 0.00023545 | 769.9027 | 0.010567 | 764.45 | 0.022311 | 769.9027 | 0.014004 | 613.6956 | 0.019139 | 769.9027 | 0.0039294 | 764.45 | -0.0001262 | 769.9027 | 0.00098174 | 764.45 | 0.0018873 | 769.9027 | 0.0011253 | 616.3087 | 7.372 | 769.9027 | 0.0079351 | 616.3087 | 3.4325 | 769.9027 | 0.0033925 | 769.6833 | 0.0078791 | 916.4996 | 0.022738 | 769.6833 | 0.72125 | 916.0112 | 0.00010725 | 916.4996 | 3.2697 | 769.6833 | 0.024837 | 769.9027 | 0.028561
|  | 613.8149 | 0 | 770.1392 | -0.012298 | 769.9199 | -0.020346 | 613.8149 | 0 | 770.1392 | -0.0086555 | 769.9199 | -0.020733 | 769.9199 | #REF! | 616.4284 | 0.00047015 | 770.1392 | 0 | 764.69 | -0.014634 | 770.1392 | 0 | 613.8149 | 0.0087922 | 770.1392 | 0 | 764.69 | -0.0045528 | 770.1392 | 0 | 764.69 | -0.010813 | 770.1392 | 0 | 616.4284 | 7.48 | 770.1392 | 0 | 616.4284 | 3.4863 | 770.1392 | 0 | 769.9199 | -0.0084576 | 916.6676 | 0.020196 | 769.9199 | 0.72377 | 916.1797 | 0 | 916.6676 | 3.2835 | 769.9199 | 0.016409 | 770.1392 | 0.026776
|  | 613.9343 | 0.010207 | 770.3757 | -0.00043868 | 770.1566 | 0.0024307 | 613.9343 | 0.022544 | 770.3757 | 0.016511 | 770.1566 | -0.0025173 | 770.1566 | #REF! | 616.548 | 0.00023582 | 770.3756 | 0.0038704 | 764.92 | 0.0059973 | 770.3756 | 0.0058609 | 613.9343 | 0.019005 | 770.3756 | 0.0051595 | 764.92 | -0.0012911 | 770.3757 | 0.0014284 | 764.92 | -0.010661 | 770.3756 | 0.0052036 | 616.548 | 7.5736 | 770.3756 | 0.010424 | 616.548 | 3.5381 | 770.3757 | 0.010443 | 770.1566 | 0.016283 | 916.8355 | 0.023691 | 770.1566 | 0.74562 | 916.3482 | 0.00053624 | 916.8355 | 3.2884 | 770.1566 | 0.0219 | 770.3757 | 0.028489
|  | 614.0537 | 0 | 770.6121 | -0.026282 | 770.3932 | -0.015987 | 614.0537 | 0 | 770.6121 | -0.0064215 | 770.3932 | -0.092387 | 770.3932 | #REF! | 616.6677 | 0.00047574 | 770.6121 | 0 | 765.16 | -0.0088761 | 770.6121 | 0 | 614.0537 | 0.0034878 | 770.6121 | 0 | 765.16 | -0.0068827 | 770.6121 | 0 | 765.16 | -0.015558 | 770.6121 | 0 | 616.6677 | 7.6693 | 770.6121 | 0 | 616.6677 | 3.596 | 770.6121 | 0 | 770.3932 | -0.0087136 | 917.0034 | 0.019152 | 770.3932 | 0.7486 | 916.5167 | 0 | 917.0034 | 3.2995 | 770.3932 | 0.02024 | 770.6121 | 0.026049
|  | 614.1731 | 0.0095486 | 770.8486 | 0.012046 | 770.6299 | -0.0039201 | 614.1731 | 0.012896 | 770.8486 | 0.0032167 | 770.6299 | -0.0028706 | 770.6299 | #REF! | 616.7873 | 0.00024104 | 770.8486 | 0.012979 | 765.4 | -0.0098357 | 770.8486 | 0.0064203 | 614.1731 | 0.018117 | 770.8486 | 0.0030785 | 765.4 | -0.00070865 | 770.8486 | 0.00091344 | 765.4 | 0.0073959 | 770.8486 | 0.0042194 | 616.7873 | 7.7523 | 770.8486 | 0.0087615 | 616.7873 | 3.6445 | 770.8486 | 0.0050535 | 770.6299 | 0.0090496 | 917.1714 | 0.027049 | 770.6299 | 0.75923 | 916.6852 | 0.0007506 | 917.1714 | 3.3031 | 770.6299 | 0.025092 | 770.8486 | 0.028356
|  | 614.2926 | 0 | 771.0851 | 0.0020062 | 770.8666 | -0.050632 | 614.2926 | 0 | 771.0851 | -0.0019749 | 770.8666 | -0.052532 | 770.8666 | #REF! | 616.907 | 0.00045972 | 771.0851 | 0 | 765.63 | -0.039103 | 771.0851 | 0 | 614.2926 | 0.0087922 | 771.0851 | 0 | 765.63 | -0.0045528 | 771.0851 | 0 | 765.63 | -0.00086717 | 771.0851 | 0 | 616.907 | 7.8661 | 771.0851 | 0 | 616.907 | 3.7111 | 771.0851 | 0 | 770.8666 | -0.017425 | 917.3393 | 0.019697 | 770.8666 | 0.78272 | 916.8537 | 0 | 917.3393 | 3.3139 | 770.8666 | 0.020367 | 771.0851 | 0.025822
|  | 614.412 | 0 | 771.3217 | 0.018111 | 771.1033 | -0.013878 | 614.412 | 0.005135 | 771.3217 | -0.013619 | 771.1033 | 0.0037561 | 771.1033 | #REF! | 617.0266 | 0.0002198 | 771.3216 | 0.0086032 | 765.87 | -0.0002399 | 771.3216 | 0.0069796 | 614.412 | 0.017629 | 771.3216 | 0.0016596 | 765.87 | -0.0057175 | 771.3217 | 0.0012788 | 765.87 | 0.0018873 | 771.3216 | 0.000368 | 617.0266 | 7.9712 | 771.3216 | 0.012715 | 617.0266 | 3.7651 | 771.3217 | 0.0079698 | 771.1033 | 0.0077624 | 917.5073 | 0.015658 | 771.1033 | 0.79254 | 917.0222 | 0.00053624 | 917.5073 | 3.3227 | 771.1033 | 0.024454 | 771.3217 | 0.02781
|  | 614.5314 | 0 | 771.5582 | 0.0031401 | 771.3399 | 0.019707 | 614.5314 | 0 | 771.5582 | -0.019078 | 771.3399 | -0.036127 | 771.3399 | #REF! | 617.1463 | 0.00045618 | 771.5582 | 0 | 766.11 | -0.0016793 | 771.5582 | 0 | 614.5314 | 0.010302 | 771.5582 | 0 | 766.11 | -0.00047565 | 771.5582 | 0 | 766.11 | -0.012344 | 771.5582 | 0 | 617.1463 | 8.0919 | 771.5582 | 0 | 617.1463 | 3.8269 | 771.5582 | 0 | 771.34 | -0.010937 | 917.6752 | 0.02537 | 771.3399 | 0.82522 | 917.1907 | 0 | 917.6752 | 3.3434 | 771.34 | 0.01526 | 771.5582 | 0.02569
|  | 614.6508 | 0.0061872 | 771.7947 | -0.016839 | 771.5766 | -0.0086988 | 614.6508 | 0.0061289 | 771.7947 | -0.00070439 | 771.5766 | 0.0056624 | 771.5766 | #REF! | 617.2659 | 0.00023731 | 771.7947 | 0.016371 | 766.34 | 0.02327 | 771.7947 | 0.011929 | 614.6508 | 0.013988 | 771.7947 | 0.0018797 | 766.34 | 0.0024366 | 771.7947 | 0.0019102 | 766.34 | 0.0034176 | 771.7947 | 0.0038133 | 617.2659 | 8.1871 | 771.7947 | 0.010815 | 617.2659 | 3.8575 | 771.7947 | 0.0051725 | 771.5766 | 0.0096478 | 917.8432 | 0.021059 | 771.5766 | 0.82521 | 917.3593 | 0.0007506 | 917.8432 | 3.3635 | 771.5766 | 0.022666 | 771.7947 | 0.028465
|  | 614.7703 | 0 | 772.0312 | -0.0014564 | 771.8133 | -0.0028443 | 614.7703 | 0 | 772.0312 | -0.014314 | 771.8133 | -0.038616 | 771.8133 | #REF! | 617.3856 | 0.0004735 | 772.0312 | 0 | 766.58 | 0.0055175 | 772.0312 | 0 | 614.7703 | 0.013455 | 772.0312 | 0 | 766.58 | -0.001524 | 772.0312 | 0 | 766.58 | -0.0077534 | 772.0312 | 0 | 617.3856 | 8.3064 | 772.0312 | 0 | 617.3856 | 3.9214 | 772.0312 | 0 | 771.8134 | -0.007763 | 918.0111 | 0.019062 | 771.8133 | 0.80872 | 917.5278 | 0 | 918.0111 | 3.3866 | 771.8134 | 0.017367 | 772.0312 | 0.024563
|  | 614.8897 | 0.00056695 | 772.2678 | 0.011957 | 772.0501 | -0.04124 | 614.8897 | 0.014042 | 772.2678 | -0.0006068 | 772.0501 | 0.01031 | 772.0501 | #REF! | 617.5052 | 0.00023712 | 772.2678 | 0.0042895 | 766.82 | -0.0040782 | 772.2678 | 0.0087082 | 614.8897 | 0.014965 | 772.2678 | 0.0035461 | 766.82 | 0.0040674 | 772.2678 | 0.0026548 | 766.82 | 0.0015813 | 772.2678 | 0.0037614 | 617.5052 | 8.4016 | 772.2678 | 0.011209 | 617.5052 | 3.969 | 772.2678 | 0.010358 | 772.0501 | 0.011453 | 918.1791 | 0.030952 | 772.0501 | 0.86213 | 917.6963 | 0.00053624 | 918.1791 | 3.3985 | 772.0501 | 0.023113 | 772.2678 | 0.027365
|  | 615.0092 | 0 | 772.5043 | -0.018694 | 772.2868 | -0.003256 | 615.0092 | 0 | 772.5043 | -0.0055253 | 772.2868 | -0.045292 | 772.2868 | #REF! | 617.6249 | 0.00048133 | 772.5044 | 0 | 767.05 | -0.0035984 | 772.5044 | 0 | 615.0092 | 0.017984 | 772.5044 | 0 | 767.05 | 0.0026695 | 772.5043 | 0 | 767.05 | 0.0055599 | 772.5044 | 0 | 617.6249 | 8.5103 | 772.5044 | 0 | 617.6249 | 4.0467 | 772.5043 | 0 | 772.2868 | -0.017436 | 918.347 | 0.020741 | 772.2868 | 0.86541 | 917.8648 | 0 | 918.347 | 3.4077 | 772.2868 | 0.017877 | 772.5043 | 0.024867
|  | 615.1287 | 0.015475 | 772.7409 | 0.016035 | 772.5235 | -0.0052011 | 615.1287 | 0.0059632 | 772.7409 | -0.0033648 | 772.5235 | -0.0028081 | 772.5235 | #REF! | 617.7446 | 0.00024681 | 772.7409 | 0.0034874 | 767.29 | 0.0083963 | 772.7409 | 0.0076606 | 615.1287 | 0.0127 | 772.7409 | 0.0020736 | 767.29 | 0.0090765 | 772.7409 | 0.00037486 | 767.29 | 0.0043357 | 772.7409 | 0.001003 | 617.7446 | 8.5953 | 772.7409 | 0.0093313 | 617.7446 | 4.0932 | 772.7409 | 0.0041062 | 772.5235 | 0.0075334 | 918.515 | 0.018426 | 772.5235 | 0.9048 | 918.0334 | 0.0007506 | 918.515 | 3.4087 | 772.5235 | 0.020878 | 772.7409 | 0.027613
|  | 615.2481 | 0 | 772.9775 | -0.0036711 | 772.7602 | -0.024596 | 615.2481 | 0 | 772.9775 | -0.024206 | 772.7602 | -0.070438 | 772.7602 | #REF! | 617.8642 | 0.00046437 | 772.9775 | 0 | 767.53 | -0.0035984 | 772.9775 | 0 | 615.2481 | 0.014965 | 772.9775 | 0 | 767.53 | -0.0038538 | 772.9775 | 0 | 767.53 | -0.0030095 | 772.9775 | 0 | 617.8642 | 8.7097 | 772.9775 | 0 | 617.8642 | 4.1766 | 772.9775 | 0 | 772.7603 | -0.011415 | 918.683 | 0.019788 | 772.7602 | 0.90159 | 918.2019 | 0 | 918.683 | 3.4154 | 772.7603 | 0.015898 | 772.9775 | 0.025692
|  | 615.3676 | 0.003377 | 773.2141 | 0.015482 | 772.997 | 0.022404 | 615.3676 | 0.014233 | 773.2141 | 0.025135 | 772.997 | -0.0094597 | 772.997 | #REF! | 617.9839 | 0.0002198 | 773.2141 | 0.016089 | 767.76 | -0.0011995 | 773.2141 | 0.015744 | 615.3676 | 0.010702 | 773.2141 | 0.007608 | 767.76 | 0.0015046 | 773.2141 | 0.0022843 | 767.76 | -0.007141 | 773.2141 | 0.0033663 | 617.9839 | 8.8142 | 773.2141 | 0.015933 | 617.9839 | 4.2454 | 773.2141 | 0.01584 | 772.997 | 0.014562 | 918.8509 | 0.024735 | 772.997 | 0.90863 | 918.3705 | 0.00053624 | 918.8509 | 3.4153 | 772.997 | 0.02771 | 773.2141 | 0.027317
|  | 615.4871 | 0 | 773.4507 | -0.022382 | 773.2338 | -0.0081168 | 615.4871 | 0 | 773.4507 | -0.032636 | 773.2338 | -0.045368 | 773.2338 | #REF! | 618.1036 | 0.00043289 | 773.4507 | 0 | 768 | -0.02135 | 773.4507 | 0 | 615.4871 | 0.01079 | 773.4507 | 0 | 768 | -0.0033879 | 773.4507 | 0 | 768 | 0.0038766 | 773.4507 | 0 | 618.1036 | 8.9468 | 773.4507 | 0 | 618.1036 | 4.3379 | 773.4507 | 0 | 773.2337 | -0.014395 | 919.0189 | 0.024826 | 773.2338 | 0.94914 | 918.539 | 0 | 919.0189 | 3.4223 | 773.2337 | -0.0016188 | 773.4507 | 0.024664
|  | 615.6066 | 0.0072224 | 773.6873 | 0.018347 | 773.4705 | 0.021863 | 615.6066 | 0.015762 | 773.6873 | 0.0047553 | 773.4705 | -0.0054313 | 773.4705 | #REF! | 618.2233 | 0.0002185 | 773.6873 | 0.024629 | 768.24 | -0.013674 | 773.6873 | 0.013174 | 615.6066 | 0.011323 | 773.6873 | 0.0037311 | 768.24 | 0.00045625 | 773.6873 | 0.0016966 | 768.24 | -0.0042337 | 773.6873 | 0.0029748 | 618.2233 | 9.0582 | 773.6873 | 0.0073033 | 618.2233 | 4.388 | 773.6873 | 0.0089055 | 773.4705 | 0.015209 | 919.1869 | 0.022511 | 773.4705 | 0.94171 | 918.7075 | 0.0007506 | 919.1869 | 3.4195 | 773.4705 | 0.039011 | 773.6873 | 0.02655
|  | 615.7261 | 0 | 773.9239 | -0.0057557 | 773.7073 | -0.051255 | 615.7261 | 0 | 773.9239 | -0.016071 | 773.7073 | -0.037849 | 773.7073 | #REF! | 618.3429 | 0.00044929 | 773.9239 | 0 | 768.47 | -0.0093559 | 773.9239 | 0 | 615.7261 | 0.0038661 | 773.9239 | 0 | 768.47 | -0.0090959 | 773.9239 | 0 | 768.47 | -0.0053048 | 773.9239 | 0 | 618.3429 | 9.1965 | 773.9239 | 0 | 618.3429 | 4.4473 | 773.9239 | 0 | 773.7073 | -0.015173 | 919.3548 | 0.019879 | 773.7073 | 0.95868 | 918.8761 | 0 | 919.3548 | 3.4219 | 773.7073 | 0.012961 | 773.9239 | 0.023713
|  | 615.8456 | 0.0060393 | 774.1605 | 0.0018947 | 773.9441 | 0.015449 | 615.8456 | 0.0076196 | 774.1605 | 0.011971 | 773.9441 | -0.015034 | 773.9441 | #REF! | 618.4626 | 0.00023452 | 774.1605 | 0.015157 | 768.71 | 0.0050378 | 774.1605 | 0.0098947 | 615.8456 | 0.017629 | 774.1605 | 0.0034694 | 768.71 | 0.0033685 | 774.1605 | 0.0019808 | 768.71 | 0.0034176 | 774.1605 | 0.002391 | 618.4626 | 9.3177 | 774.1605 | 0.013995 | 618.4626 | 4.4838 | 774.1605 | 0.0097017 | 773.9441 | 0.015762 | 919.5228 | 0.027231 | 773.9441 | 0.96857 | 919.0446 | 0.0007506 | 919.5228 | 3.4157 | 773.9441 | 0.025603 | 774.1605 | 0.02559
|  | 615.9651 | 0 | 774.3972 | 0.0060625 | 774.1809 | -0.026055 | 615.9651 | 0 | 774.3972 | -0.03114 | 774.1809 | -0.092417 | 774.1809 | #REF! | 618.5823 | 0.00046102 | 774.3972 | 0 | 768.95 | -0.012714 | 774.3972 | 0 | 615.9651 | 0.014343 | 774.3972 | 0 | 768.95 | -0.0016406 | 774.3972 | 0 | 768.95 | 0.007243 | 774.3972 | 0 | 618.5823 | 9.4686 | 774.3972 | 0 | 618.5823 | 4.5485 | 774.3972 | 0 | 774.1809 | -0.010926 | 919.6908 | 0.017564 | 774.1809 | 0.96592 | 919.2132 | 0 | 919.6908 | 3.4217 | 774.1809 | 0.015068 | 774.3972 | 0.023492
|  | 616.0847 | 0.014323 | 774.6338 | -0.009559 | 774.4177 | -0.022511 | 616.0847 | 0.017195 | 774.6338 | -0.0064164 | 774.4177 | 0.031979 | 774.4177 | #REF! | 618.702 | 0.0002306 | 774.6338 | 0.0068274 | 769.18 | 0.0098357 | 774.6338 | 0.0038551 | 616.0847 | 0.013988 | 774.6338 | 0.0019298 | 769.18 | -0.0038538 | 774.6338 | 0.00034845 | 769.18 | -0.0042337 | 774.6338 | 2.5172e-05 | 618.702 | 9.5838 | 774.6338 | 0.0067444 | 618.702 | 4.6006 | 774.6338 | 0.010611 | 774.4176 | 0.015125 | 919.8587 | 0.024417 | 774.4177 | 1.0097 | 919.3818 | 0.00053624 | 919.8587 | 3.4273 | 774.4176 | 0.023049 | 774.6338 | 0.026011
|  | 616.2042 | 0 | 774.8704 | 0.0012583 | 774.6545 | -0.0067909 | 616.2042 | 0 | 774.8704 | -0.00087017 | 774.6545 | -0.035923 | 774.6545 | #REF! | 618.8217 | 0.000445 | 774.8704 | 0 | 769.42 | -0.019911 | 774.8704 | 0 | 616.2042 | 0.0091474 | 774.8704 | 0 | 769.42 | 0.0075623 | 774.8704 | 0 | 769.42 | -0.011579 | 774.8704 | 0 | 618.8217 | 9.7115 | 774.8704 | 0 | 618.8217 | 4.6844 | 774.8704 | 0 | 774.6545 | -0.023824 | 920.0267 | 0.026959 | 774.6545 | 1.0287 | 919.5503 | 0 | 920.0267 | 3.4409 | 774.6545 | 0.012067 | 774.8704 | 0.022971
|  | 616.3238 | 0.0048561 | 775.1071 | 0.0009458 | 774.8913 | 0.01601 | 616.3238 | 0.0096482 | 775.1071 | -0.00071205 | 774.8913 | 0.023116 | 774.8913 | #REF! | 618.9414 | 0.00021607 | 775.1071 | 0.0065692 | 769.66 | 0.027587 | 775.1071 | 0.0060616 | 616.3238 | 0.0098135 | 775.1071 | 0.0035361 | 769.66 | -0.001757 | 775.1071 | 0.0028045 | 769.66 | 0.0064783 | 775.1071 | 0.00068945 | 618.9414 | 9.7892 | 775.1071 | 0.011303 | 618.9414 | 4.7452 | 775.1071 | 0.0066088 | 774.8913 | 0.016017 | 920.1947 | 0.021785 | 774.8913 | 1.0361 | 919.7189 | 0.00053624 | 920.1947 | 3.4433 | 774.8913 | 0.023304 | 775.1071 | 0.02588
|  | 616.4433 | 0 | 775.3438 | -0.02132 | 775.1281 | -0.029637 | 616.4433 | 0 | 775.3438 | -0.021981 | 775.1281 | -0.054725 | 775.1281 | #REF! | 619.061 | 0.00044463 | 775.3438 | 0 | 769.89 | 0.011755 | 775.3438 | 0 | 616.4433 | 0.011812 | 775.3438 | 0 | 769.89 | -0.00094161 | 775.3438 | 0 | 769.89 | -0.0037746 | 775.3438 | 0 | 619.061 | 9.8725 | 775.3438 | 0 | 619.061 | 4.8321 | 775.3438 | 0 | 775.1281 | -0.0074148 | 920.3627 | 0.020196 | 775.1281 | 1.0475 | 919.8874 | 0 | 920.3627 | 3.4454 | 775.1281 | 0.013216 | 775.3438 | 0.02276
|  | 616.5629 | 0.013747 | 775.5804 | -0.00010548 | 775.3649 | 0.015524 | 616.5629 | 0.012418 | 775.5804 | -0.0074302 | 775.3649 | 0.0076925 | 775.3649 | #REF! | 619.1807 | 0.00023284 | 775.5804 | 0.01722 | 770.13 | 0.0074367 | 775.5804 | 0.014328 | 616.5629 | 0.011057 | 775.5804 | 0.0044492 | 770.13 | -0.0016406 | 775.5804 | 0.0020116 | 770.13 | 0.0035706 | 775.5804 | 0.0050734 | 619.1807 | 9.9172 | 775.5804 | 0.019542 | 619.1807 | 4.8915 | 775.5804 | 0.012179 | 775.3649 | 0.012476 | 920.5307 | 0.023872 | 775.3649 | 1.0642 | 920.056 | 0.00053624 | 920.5307 | 3.4431 | 775.3649 | 0.01858 | 775.5804 | 0.026332
|  | 616.6824 | 0 | 775.8171 | 0.0034501 | 775.6018 | -0.02711 | 616.6824 | 0 | 775.8171 | -0.022144 | 775.6018 | -0.060756 | 775.6018 | #REF! | 619.3004 | 0.00046493 | 775.8171 | 0 | 770.37 | -0.031426 | 775.8171 | 0 | 616.6824 | 0.013188 | 775.8171 | 0 | 770.37 | -0.0088628 | 775.8171 | 0 | 770.37 | -0.0054579 | 775.8171 | 0 | 619.3004 | 9.9988 | 775.8171 | 0 | 619.3004 | 4.9844 | 775.8171 | 0 | 775.6018 | -0.0034228 | 920.6987 | 0.027594 | 775.6018 | 1.0749 | 920.2246 | 0 | 920.6987 | 3.4443 | 775.6018 | 0.015579 | 775.8171 | 0.022321
|  | 616.802 | 0.0064829 | 776.0538 | 0.026831 | 775.8386 | -0.030651 | 616.802 | 0.0084479 | 776.0538 | -0.0059751 | 775.8386 | -0.011715 | 775.8386 | #REF! | 619.4201 | 0.00023843 | 776.0538 | 0.012761 | 770.6 | 0.016073 | 776.0538 | 0.0077205 | 616.802 | 0.015719 | 776.0538 | 0.0043587 | 770.6 | -0.00024269 | 776.0538 | 0.00065707 | 770.6 | -0.0034686 | 776.0538 | 0.00021434 | 619.4201 | 10.0738 | 776.0538 | 0.013894 | 619.4201 | 5.0304 | 776.0538 | 0.0078247 | 775.8386 | 0.0071782 | 920.8666 | 0.018199 | 775.8386 | 1.1027 | 920.3931 | 0.0009651 | 920.8666 | 3.4412 | 775.8386 | 0.019857 | 776.0538 | 0.025232
|  | 616.9216 | 0 | 776.2905 | -0.003351 | 776.0755 | -0.028856 | 616.9216 | 0 | 776.2905 | 0.017216 | 776.0755 | -0.039785 | 776.0755 | #REF! | 619.5398 | 0.00048747 | 776.2905 | 0 | 770.84 | -0.018952 | 776.2905 | 0 | 616.9216 | 0.013588 | 776.2905 | 0 | 770.84 | 0.0062807 | 776.2905 | 0 | 770.84 | 0.0012752 | 776.2905 | 0 | 619.5398 | 10.1783 | 776.2905 | 0 | 619.5398 | 5.0822 | 776.2905 | 0 | 776.0755 | -0.0092003 | 921.0346 | 0.021876 | 776.0755 | 1.1528 | 920.5617 | 0 | 921.0346 | 3.444 | 776.0755 | 0.013344 | 776.2905 | 0.022955
|  | 617.0412 | 0.0098778 | 776.5272 | -0.015705 | 776.3123 | 0.00083067 | 617.0412 | 0.018055 | 776.5272 | 0.0035461 | 776.3123 | 0.0053959 | 776.3123 | #REF! | 619.6595 | 0.00025594 | 776.5272 | 0.017611 | 771.08 | -0.010315 | 776.5272 | 0.0037024 | 617.0412 | 0.020027 | 776.5272 | 0.00094567 | 771.08 | -0.00059213 | 776.5272 | 0.0012673 | 771.08 | -0.0063763 | 776.5272 | 0.0012525 | 619.6595 | 10.2844 | 776.5272 | 0.015381 | 619.6595 | 5.1012 | 776.5272 | 0.010536 | 776.3123 | 0.019347 | 921.2026 | 0.020922 | 776.3123 | 1.141 | 920.7303 | 0.0007506 | 921.2026 | 3.4507 | 776.3123 | 0.021261 | 776.5272 | 0.025297
|  | 617.1608 | 0 | 776.764 | -0.0089644 | 776.5492 | -0.04532 | 617.1608 | 0 | 776.764 | -0.018655 | 776.5492 | -0.058489 | 776.5492 | #REF! | 619.7792 | 0.00047015 | 776.764 | 0 | 771.31 | -0.0031186 | 776.764 | 0 | 617.1608 | 0.008659 | 776.764 | 0 | 771.31 | -0.00047565 | 776.764 | 0 | 771.31 | -0.0020913 | 776.764 | 0 | 619.7792 | 10.4262 | 776.764 | 0 | 619.7792 | 5.1631 | 776.764 | 0 | 776.5492 | -0.0095252 | 921.3706 | 0.021059 | 776.5492 | 1.164 | 920.8989 | 0 | 921.3706 | 3.4695 | 776.5492 | 0.016537 | 776.764 | 0.022481
|  | 617.2804 | 0.003525 | 777.0007 | 0.015726 | 776.7861 | -0.0030124 | 617.2804 | 0.014233 | 777.0007 | 0.0019202 | 776.7861 | 0.016197 | 776.7861 | #REF! | 619.8989 | 0.0002185 | 777.0007 | 0.023207 | 771.55 | 0.0074367 | 777.0007 | 0.01187 | 617.2804 | 0.016385 | 777.0007 | 0.0031195 | 771.55 | 0.0044169 | 777.0007 | 0.0031084 | 771.55 | -0.0040807 | 777.0007 | 0.0014274 | 619.8989 | 10.5571 | 777.0007 | 0.023783 | 619.8989 | 5.2368 | 777.0007 | 0.0082897 | 776.7861 | 0.021584 | 921.5386 | 0.015249 | 776.7861 | 1.1801 | 921.0675 | 0.00032174 | 921.5386 | 3.4843 | 776.7861 | 0.023049 | 777.0007 | 0.024394
|  | 617.4 | 0 | 777.2374 | -0.0067127 | 777.023 | -0.0026809 | 617.4 | 0 | 777.2374 | -0.027009 | 777.023 | -0.043403 | 777.023 | #REF! | 620.0186 | 0.00043755 | 777.2374 | 0 | 771.79 | -0.029026 | 777.2374 | 0 | 617.4 | 0.0034878 | 777.2374 | 0 | 771.79 | -0.0042033 | 777.2374 | 0 | 771.79 | -0.013109 | 777.2374 | 0 | 620.0186 | 10.6814 | 777.2374 | 0 | 620.0186 | 5.333 | 777.2374 | 0 | 777.023 | -0.0092712 | 921.7066 | 0.018018 | 777.023 | 1.199 | 921.2361 | 0 | 921.7066 | 3.4989 | 777.023 | 0.013153 | 777.2374 | 0.022224
|  | 617.5196 | 0.0081099 | 777.4742 | 0.022962 | 777.2599 | 0.0040361 | 617.5196 | 0.010794 | 777.4742 | 0.0033487 | 777.2599 | 0.033425 | 777.2599 | #REF! | 620.1383 | 0.00022166 | 777.4742 | 0.008343 | 772.02 | 0.0074367 | 777.4742 | 0.0073081 | 617.5196 | 0.01008 | 777.4742 | 0.003172 | 772.02 | -0.0037373 | 777.4742 | 0.0020554 | 772.02 | -0.00086717 | 777.4742 | 0.00083594 | 620.1383 | 10.7764 | 777.4742 | 0.0049427 | 620.1383 | 5.4177 | 777.4742 | 0.0077132 | 777.2599 | 0.0063077 | 921.8746 | 0.024735 | 777.2599 | 1.2438 | 921.4046 | 0.0011796 | 921.8746 | 3.504 | 777.2599 | 0.017303 | 777.4742 | 0.025043
|  | 617.6392 | 0 | 777.7109 | 0.011911 | 777.4968 | -0.026649 | 617.6392 | 0 | 777.7109 | -0.019132 | 777.4968 | -0.046053 | 777.4968 | #REF! | 620.2581 | 0.00044407 | 777.7109 | 0 | 772.26 | -0.0055175 | 777.7109 | 0 | 617.6392 | 0.01532 | 777.7109 | 0 | 772.26 | -0.0036209 | 777.7109 | 0 | 772.26 | -0.0086717 | 777.7109 | 0 | 620.2581 | 10.8775 | 777.7109 | 0 | 620.2581 | 5.5149 | 777.7109 | 0 | 777.4968 | -0.0021754 | 922.0426 | 0.024644 | 777.4968 | 1.2183 | 921.5733 | 0 | 922.0426 | 3.5141 | 777.4968 | 0.01194 | 777.7109 | 0.022283
|  | 617.7589 | 0 | 777.9477 | 0.004911 | 777.7337 | 0.008383 | 617.7589 | 0.0081166 | 777.9477 | -0.0044216 | 777.7337 | -0.01167 | 777.7337 | #REF! | 620.3778 | 0.00022688 | 777.9477 | 0.0076641 | 772.5 | 0.0026388 | 777.9477 | 0.0090753 | 617.7589 | 0.013721 | 777.9477 | 0.0051833 | 772.5 | 0.0079117 | 777.9477 | 0.0028719 | 772.5 | 0.01367 | 777.9477 | 0.0068047 | 620.3778 | 10.9517 | 777.9477 | 0.019457 | 620.3778 | 5.6004 | 777.9477 | 0.012319 | 777.7337 | 0.021992 | 922.2106 | 0.030181 | 777.7337 | 1.2689 | 921.7418 | 0.00032174 | 922.2106 | 3.523 | 777.7337 | 0.023177 | 777.9477 | 0.024422
|  | 617.8785 | 0 | 778.1845 | -0.0060476 | 777.9706 | -0.01763 | 617.8785 | 0 | 778.1845 | -0.014195 | 777.9706 | -0.024786 | 777.9706 | #REF! | 620.4975 | 0.0004884 | 778.1845 | 0 | 772.73 | -0.011755 | 778.1845 | 0 | 617.8785 | 0.0066608 | 778.1845 | 0 | 772.73 | -0.002456 | 778.1845 | 0 | 772.73 | -0.0080593 | 778.1845 | 0 | 620.4975 | 11.0387 | 778.1845 | 0 | 620.4975 | 5.6963 | 778.1845 | 0 | 777.9706 | -0.0049197 | 922.3786 | 0.020332 | 777.9706 | 1.2664 | 921.9104 | 0 | 922.3786 | 3.5406 | 777.9706 | 0.011365 | 778.1845 | 0.021728
|  | 617.9982 | 0.003377 | 778.4213 | 0.0085952 | 778.2076 | 0.025746 | 617.9982 | 0.0081166 | 778.4213 | 0.012497 | 778.2076 | 0.015862 | 778.2076 | #REF! | 620.6172 | 0.00026767 | 778.4213 | 0.0054774 | 772.97 | 0.0026388 | 778.4213 | 0.014285 | 617.9982 | 0.017629 | 778.4213 | 0.0058864 | 772.97 | -0.0016406 | 778.4213 | 0.0030988 | 772.97 | -0.0014792 | 778.4213 | 0.0051455 | 620.6172 | 11.1136 | 778.4213 | 0.012341 | 620.6172 | 5.7782 | 778.4213 | 0.0094834 | 778.2076 | 0.01054 | 922.5466 | 0.024099 | 778.2076 | 1.3356 | 922.0791 | 0.00010725 | 922.5466 | 3.5573 | 778.2076 | 0.020112 | 778.4213 | 0.02466
|  | 618.1178 | 0 | 778.6581 | -0.011114 | 778.4445 | -0.025586 | 618.1178 | 0 | 778.6581 | -0.031891 | 778.4445 | -0.027054 | 778.4445 | #REF! | 620.7369 | 0.00048356 | 778.6581 | 0 | 773.21 | -0.0093559 | 778.6581 | 0 | 618.1178 | 0.013943 | 778.6581 | 0 | 773.21 | 0.00068922 | 778.6581 | 0 | 773.21 | -0.0045398 | 778.6581 | 0 | 620.7369 | 11.2345 | 778.6581 | 0 | 620.7369 | 5.8771 | 778.6581 | 0 | 778.4445 | -0.013183 | 922.7146 | 0.021059 | 778.4445 | 1.3239 | 922.2477 | 0 | 922.7146 | 3.5801 | 778.4445 | 0.01277 | 778.6581 | 0.021957
|  | 618.2375 | 0.0041166 | 778.8948 | 0.0041448 | 778.6815 | -0.0080932 | 618.2375 | 0.0087791 | 778.8948 | -0.011407 | 778.6815 | 0.0075206 | 778.6815 | #REF! | 620.8567 | 0.00022204 | 778.8949 | 0.0097251 | 773.44 | 0.0002399 | 778.8949 | 0.0084084 | 618.2375 | 0.016119 | 778.8949 | 0 | 773.44 | 0.010125 | 778.8948 | 0.00043334 | 773.44 | -0.0010202 | 778.8949 | 0.0041847 | 620.8567 | 11.3435 | 778.8949 | 0.0053692 | 620.8567 | 5.9508 | 778.8948 | 0.010611 | 778.6815 | 0.0096401 | 922.8826 | 0.026323 | 778.6815 | 1.3599 | 922.4163 | 0.0009651 | 922.8826 | 3.5964 | 778.6815 | 0.019218 | 778.8948 | 0.023496
|  | 618.3572 | 0 | 779.1317 | 0.0057827 | 778.9184 | -0.043114 | 618.3572 | 0 | 779.1317 | -0.018096 | 778.9184 | -0.035871 | 778.9184 | #REF! | 620.9764 | 0.00046437 | 779.1317 | 0 | 773.68 | -0.00071969 | 779.1317 | 0 | 618.3572 | 0.0087922 | 779.1317 | 0 | 773.68 | -0.00070865 | 779.1317 | 0 | 773.68 | -0.0065293 | 779.1317 | 0 | 620.9764 | 11.4633 | 779.1317 | 0 | 620.9764 | 6.0312 | 779.1317 | 0 | 778.9184 | -0.012327 | 923.0506 | 0.021059 | 778.9184 | 1.3477 | 922.5849 | 0 | 923.0506 | 3.611 | 778.9184 | 0.01328 | 779.1317 | 0.019794
|  | 618.4769 | 0.0121 | 779.3685 | 0.007194 | 779.1554 | 0.0067494 | 618.4769 | 0.011463 | 779.3685 | 0.0033051 | 779.1554 | 0.009668 | 779.1554 | #REF! | 621.0961 | 0.00024588 | 779.3685 | 0.0065268 | 773.92 | 0.0064771 | 779.3685 | 0.010904 | 618.4769 | 0.010835 | 779.3685 | 0.005584 | 773.92 | 0.0072128 | 779.3685 | 0.0023731 | 773.92 | -0.0017853 | 779.3685 | 0.0039451 | 621.0961 | 11.5475 | 779.3685 | 0.015872 | 621.0961 | 6.1039 | 779.3685 | 0.0072192 | 779.1554 | 0.015974 | 923.2186 | 0.020106 | 779.1554 | 1.3602 | 922.7535 | 0.00053624 | 923.2186 | 3.6192 | 779.1554 | 0.01909 | 779.3685 | 0.023441
|  | 618.5965 | 0 | 779.6053 | -0.015126 | 779.3923 | -0.015596 | 618.5965 | 0 | 779.6053 | -0.015107 | 779.3923 | -0.055543 | 779.3923 | #REF! | 621.2158 | 0.00048785 | 779.6053 | 0 | 774.15 | -0.0035984 | 779.6053 | 0 | 618.5965 | 0.0048846 | 779.6053 | 0 | 774.15 | -0.00047565 | 779.6053 | 0 | 774.15 | 0.00096913 | 779.6053 | 0 | 621.2158 | 11.6671 | 779.6053 | 0 | 621.2158 | 6.2069 | 779.6054 | 0 | 779.3923 | -0.01591 | 923.3867 | 0.015975 | 779.3923 | 1.3916 | 922.9221 | 0 | 923.3867 | 3.6294 | 779.3923 | 0.01577 | 779.6053 | 0.020135
|  | 618.7162 | 0.005004 | 779.8422 | 0.0051662 | 779.6293 | -0.012811 | 618.7162 | 0.0072884 | 779.8422 | -0.0045368 | 779.6293 | 0.022301 | 779.6293 | #REF! | 621.3356 | 0.00024364 | 779.8422 | 0.024784 | 774.39 | -0.015113 | 779.8422 | 0.0061186 | 618.7162 | 0.019005 | 779.8422 | 0 | 774.39 | -0.00059213 | 779.8422 | 0.00068014 | 774.39 | -0.0031625 | 779.8422 | 0.0024394 | 621.3356 | 11.7868 | 779.8422 | 0.010809 | 621.3356 | 6.295 | 779.8422 | 0.0048185 | 779.6293 | 0.015912 | 923.5547 | 0.030907 | 779.6293 | 1.438 | 923.0907 | 0.00053624 | 923.5547 | 3.6337 | 779.6293 | 0.025028 | 779.8422 | 0.023192
|  | 618.836 | 0 | 780.079 | -0.010261 | 779.8663 | -0.030273 | 618.836 | 0 | 780.079 | -0.014548 | 779.8663 | -0.046675 | 779.8663 | #REF! | 621.4553 | 0.00046009 | 780.079 | 0 | 774.63 | 0.0093559 | 780.079 | 0 | 618.836 | 0.010568 | 780.079 | 0 | 774.63 | -0.0032714 | 780.079 | 0 | 774.63 | -0.0048458 | 780.079 | 0 | 621.4553 | 11.921 | 780.079 | 0 | 621.4553 | 6.3914 | 780.079 | 0 | 779.8663 | -0.020973 | 923.7227 | 0.01829 | 779.8663 | 1.4775 | 923.2593 | 0 | 923.7227 | 3.6403 | 779.8663 | -0.0070871 | 780.079 | 0.020365
|  | 618.9557 | 0.0098778 | 780.3159 | 0.0028852 | 780.1033 | 0.04322 | 618.9557 | 0.0091104 | 780.3159 | 0.007166 | 780.1033 | 0.016856 | 780.1033 | #REF! | 621.5751 | 0.00021905 | 780.3159 | 0.024095 | 774.86 | 0.0064771 | 780.3159 | 0.017685 | 618.9557 | 0.015364 | 780.3159 | 0.0091925 | 774.86 | 0.00033976 | 780.3159 | 0.0044084 | 774.86 | 0.0093854 | 780.3159 | 0.0044427 | 621.5751 | 12.0101 | 780.3159 | 0.016038 | 621.5751 | 6.4768 | 780.3159 | 0.012043 | 780.1033 | 0.013867 | 923.8907 | 0.022329 | 780.1033 | 1.4699 | 923.428 | 0.00053624 | 923.8907 | 3.6412 | 780.1033 | 0.036776 | 780.3159 | 0.023397
|  | 619.0754 | 0 | 780.5527 | -0.014714 | 780.3403 | -0.014597 | 619.0754 | 0 | 780.5527 | -0.034612 | 780.3403 | -0.024544 | 780.3403 | #REF! | 621.6948 | 0.00046326 | 780.5527 | 0 | 775.1 | -0.02375 | 780.5527 | 0 | 619.0754 | 0.0039922 | 780.5527 | 0 | 775.1 | -0.0016406 | 780.5527 | 0 | 775.1 | 0.00081613 | 780.5527 | 0 | 621.6948 | 12.1043 | 780.5527 | 0 | 621.6948 | 6.5875 | 780.5527 | 0 | 780.3403 | -0.0045057 | 924.0587 | 0.01534 | 780.3403 | 1.4908 | 923.5966 | 0 | 924.0587 | 3.649 | 780.3403 | 0.0099602 | 780.5527 | 0.02033
|  | 619.1951 | 0.017286 | 780.7896 | 0.0017585 | 780.5773 | -0.035719 | 619.1951 | 0.013087 | 780.7896 | 0.0046077 | 780.5773 | -0.0056775 | 780.5773 | #REF! | 621.8145 | 0.00025072 | 780.7896 | 0.0045144 | 775.34 | 0.002159 | 780.7896 | 0.011733 | 619.1951 | 0.024156 | 780.7896 | 0 | 775.34 | -0.0047858 | 780.7896 | 0.0013942 | 775.34 | -0.0051518 | 780.7896 | 0.0017893 | 621.8145 | 12.1717 | 780.7896 | 0.010729 | 621.8145 | 6.6952 | 780.7896 | 0.0085016 | 780.5773 | 0.0084914 | 924.2267 | 0.020106 | 780.5773 | 1.5123 | 923.7652 | 0.0007506 | 924.2267 | 3.6523 | 780.5773 | 0.022474 | 780.7896 | 0.02312
|  | 619.3149 | 0 | 781.0265 | -0.0034468 | 780.8144 | -0.0253 | 619.3149 | 0 | 781.0265 | -0.0087114 | 780.8144 | -0.039377 | 780.8144 | #REF! | 621.9343 | 0.00049213 | 781.0265 | 0 | 775.57 | 0.016073 | 781.0265 | 0 | 619.3149 | 0.017096 | 781.0265 | 0 | 775.57 | 0.0024366 | 781.0265 | 0 | 775.57 | -0.0051518 | 781.0265 | 0 | 621.9343 | 12.257 | 781.0265 | 0 | 621.9343 | 6.8095 | 781.0265 | 0 | 780.8144 | -0.014601 | 924.3948 | 0.016339 | 780.8144 | 1.5198 | 923.9339 | 0 | 924.3948 | 3.6632 | 780.8144 | 0.012897 | 781.0265 | 0.018812
|  | 619.4346 | 0.0045602 | 781.2634 | -0.0074953 | 781.0514 | -0.029843 | 619.4346 | 0.01175 | 781.2634 | -0.0039849 | 781.0514 | 0.0083006 | 781.0514 | #REF! | 622.054 | 0.00024755 | 781.2634 | 0.014407 | 775.81 | 0.017512 | 781.2634 | 0.0080294 | 619.4346 | 0.014343 | 781.2634 | 0.006103 | 775.81 | 0.0048828 | 781.2634 | 0.0034553 | 775.81 | 0.017955 | 781.2634 | 0.0051295 | 622.054 | 12.3349 | 781.2634 | 0.011464 | 622.054 | 6.9081 | 781.2634 | 0.0072711 | 781.0514 | 0.0074583 | 924.5628 | 0.026959 | 781.0514 | 1.5773 | 924.1025 | 0.00053624 | 924.5628 | 3.6729 | 781.0514 | 0.020431 | 781.2634 | 0.023265
|  | 619.5544 | 0 | 781.5003 | -0.019325 | 781.2884 | 0.0084042 | 619.5544 | 0 | 781.5003 | -0.032569 | 781.2884 | -0.043313 | 781.2884 | #REF! | 622.1738 | 0.00046978 | 781.5003 | 0 | 776.05 | 0.0093559 | 781.5003 | 0.0018217 | 619.5544 | 0.0092807 | 781.5003 | 0 | 776.05 | -0.0018735 | 781.5003 | 0 | 776.05 | -0.0091305 | 781.5003 | 0 | 622.1738 | 12.4464 | 781.5003 | 0 | 622.1738 | 7.0167 | 781.5003 | 0 | 781.2884 | -0.004048 | 924.7308 | 0.018971 | 781.2884 | 1.588 | 924.2711 | 0 | 924.7308 | 3.6904 | 781.2884 | 0.010726 | 781.5003 | 0.019439
|  | 619.6741 | 0.0089723 | 781.7372 | 0.0047515 | 781.5255 | 0.019784 | 619.6741 | 0.011081 | 781.7372 | 0.0092438 | 781.5255 | 0.023861 | 781.5255 | #REF! | 622.2935 | 0.00022688 | 781.7372 | 0.023839 | 776.29 | 0.037664 | 781.7372 | 0.0028959 | 619.6741 | 0.015719 | 781.7372 | 0.0069247 | 776.29 | 0.0018541 | 781.7372 | 0.003146 | 776.29 | 0.0057129 | 781.7372 | 0.0054665 | 622.2935 | 12.5361 | 781.7372 | 0.011159 | 622.2935 | 7.1101 | 781.7372 | 0.013694 | 781.5255 | 0.010649 | 924.8989 | 0.024735 | 781.5255 | 1.6228 | 924.4398 | 0.00053624 | 924.8989 | 3.7096 | 781.5255 | 0.01775 | 781.7372 | 0.02289
|  | 619.7939 | 0 | 781.9741 | -0.02589 | 781.7625 | -0.029766 | 619.7939 | 0 | 781.9741 | -0.005927 | 781.7625 | -0.038279 | 781.7625 | #REF! | 622.4133 | 0.00046959 | 781.9741 | 0 | 776.52 | -0.0055175 | 781.9741 | 0 | 619.7939 | 0.0063943 | 781.9741 | 0 | 776.52 | 0.0082607 | 781.9741 | 0 | 776.52 | -0.0033155 | 781.9741 | 0 | 622.4133 | 12.642 | 781.9741 | 0 | 622.4133 | 7.2042 | 781.9741 | 0 | 781.7626 | -0.012415 | 925.0669 | 0.020106 | 781.7625 | 1.6465 | 924.6084 | 0 | 925.0669 | 3.7329 | 781.7626 | 0.009641 | 781.9741 | 0.020348
|  | 619.9137 | 0.0066309 | 782.2111 | 0.0080107 | 781.9996 | -0.011004 | 619.9137 | 0.013087 | 782.2111 | 0.022826 | 781.9996 | 0.018195 | 781.9996 | #REF! | 622.533 | 0.0002442 | 782.211 | 0.020392 | 776.76 | 0.0064771 | 782.211 | 0.0090023 | 619.9137 | 0.015586 | 782.211 | 0.0016139 | 776.76 | 0.0052322 | 782.2111 | 0.0014827 | 776.76 | 0.0040296 | 782.211 | 0.0038549 | 622.533 | 12.7485 | 782.211 | 0.0099691 | 622.533 | 7.2868 | 782.2111 | 0.012506 | 781.9996 | 0.019266 | 925.2349 | 0.017473 | 781.9996 | 1.6666 | 924.7771 | 0.0009651 | 925.2349 | 3.7541 | 781.9996 | 0.017686 | 782.2111 | 0.02177
|  | 620.0335 | 0 | 782.448 | -0.003138 | 782.2367 | -0.019293 | 620.0335 | 0 | 782.448 | -0.029471 | 782.2367 | -0.026187 | 782.2367 | #REF! | 622.6528 | 0.00048878 | 782.448 | 0 | 777 | -0.017032 | 782.448 | 0 | 620.0335 | 0.013188 | 782.448 | 0 | 777 | -0.0060669 | 782.448 | 0 | 777 | 0.0028055 | 782.448 | 0 | 622.6528 | 12.9118 | 782.448 | 0 | 622.6528 | 7.3904 | 782.448 | 0 | 782.2367 | -0.014307 | 925.403 | 0.023691 | 782.2367 | 1.6695 | 924.9457 | 0 | 925.403 | 3.777 | 782.2367 | 0.012706 | 782.448 | 0.019412
|  | 620.1532 | 0.0057434 | 782.6849 | 0.021061 | 782.4738 | 0.0072698 | 620.1532 | 0.013947 | 782.6849 | -0.0048683 | 782.4738 | 0.017498 | 782.4738 | #REF! | 622.7725 | 0.00024644 | 782.6849 | 0.020478 | 777.23 | -0.00071969 | 782.6849 | 0.012756 | 620.1532 | 0.0075489 | 782.6849 | 0.0006496 | 777.23 | -0.0031549 | 782.6849 | 0.0025399 | 777.23 | -0.0025504 | 782.6849 | 0.0039417 | 622.7725 | 13.0668 | 782.6849 | 0.0080341 | 622.7725 | 7.4942 | 782.6849 | 0.0098577 | 782.4738 | 0.015209 | 925.571 | 0.025461 | 782.4738 | 1.7123 | 925.1144 | 0.0007506 | 925.571 | 3.7871 | 782.4738 | 0.018197 | 782.6849 | 0.021976
|  | 620.2731 | 0 | 782.9219 | -0.0098765 | 782.7109 | -0.018388 | 620.2731 | 0 | 782.9219 | -0.001789 | 782.7109 | -0.043211 | 782.7109 | #REF! | 622.8923 | 0.00049734 | 782.9219 | 0 | 777.47 | -0.032866 | 782.9219 | 0 | 620.2731 | 0.011812 | 782.9219 | 0 | 777.47 | -0.00199 | 782.9219 | 0 | 777.47 | 0.0047948 | 782.9219 | 0 | 622.8923 | 13.2081 | 782.9219 | 0 | 622.8923 | 7.6087 | 782.9219 | 0 | 782.7109 | -0.01801 | 925.739 | 0.019062 | 782.7109 | 1.7539 | 925.283 | 0 | 925.739 | 3.7954 | 782.7109 | 0.010343 | 782.9219 | 0.019918
|  | 620.3929 | 0.0057434 | 783.1589 | 0.012123 | 782.948 | 0.0094758 | 620.3929 | 0.010794 | 783.1589 | -0.011877 | 782.948 | 0.0032388 | 782.948 | #REF! | 623.0121 | 0.00025407 | 783.1588 | 0.025545 | 777.71 | 0.002159 | 783.1588 | 0.0082051 | 620.3929 | 0.011812 | 783.1588 | 0.0024458 | 777.71 | 0.0011552 | 783.1589 | 0.002943 | 777.71 | 0.019638 | 783.1588 | 0.0028009 | 623.0121 | 13.2997 | 783.1588 | 0.017697 | 623.0121 | 7.7168 | 783.1589 | 0.01252 | 782.948 | 0.016117 | 925.9071 | 0.020968 | 782.948 | 1.7305 | 925.4517 | 0.0009651 | 925.9071 | 3.7882 | 782.948 | 0.014238 | 783.1589 | 0.021414
|  | 620.5127 | 0 | 783.3958 | 0.010227 | 783.1851 | -0.0011802 | 620.5127 | 0 | 783.3958 | -0.018963 | 783.1851 | -0.070492 | 783.1851 | #REF! | 623.1318 | 0.00045357 | 783.3958 | 0 | 777.94 | -0.032385 | 783.3958 | 0 | 620.5127 | 0.0068828 | 783.3958 | 0 | 777.94 | -0.0042033 | 783.3958 | 0 | 777.94 | -0.0031625 | 783.3958 | 0 | 623.1318 | 13.3568 | 783.3958 | 0 | 623.1318 | 7.831 | 783.3958 | 0 | 783.1851 | -0.0138 | 926.0751 | 0.022193 | 783.1851 | 1.7773 | 925.6204 | 0 | 926.0751 | 3.785 | 783.1851 | 0.010343 | 783.3958 | 0.019069
|  | 620.6325 | 0.0066309 | 783.6328 | 0.0075899 | 783.4222 | 0.0043788 | 620.6325 | 0.010126 | 783.6328 | -0.0098814 | 783.4222 | 0.01276 | 783.4222 | #REF! | 623.2516 | 0.00020825 | 783.6328 | 0.023216 | 778.18 | -0.02327 | 783.6328 | 0.015005 | 620.6325 | 0.0087922 | 783.6328 | 0.0036711 | 778.18 | -0.0028054 | 783.6328 | 0.00036492 | 778.18 | 0.0078554 | 783.6328 | 0.00056617 | 623.2516 | 13.3999 | 783.6328 | 0.0067965 | 623.2516 | 7.9445 | 783.6328 | 0.0087078 | 783.4222 | 0.0055085 | 926.2432 | 0.020832 | 783.4222 | 1.8387 | 925.789 | 0.0007506 | 926.2432 | 3.7734 | 783.4222 | 0.017814 | 783.6328 | 0.021226
|  | 620.7523 | 0 | 783.8698 | 0.0030845 | 783.6593 | -0.0046325 | 620.7523 | 0 | 783.8698 | -0.027311 | 783.6593 | -0.059454 | 783.6593 | #REF! | 623.3714 | 0.00043979 | 783.8698 | 0 | 778.42 | 0.010315 | 783.8698 | 0 | 620.7523 | 0.0057727 | 783.8698 | 0 | 778.42 | -0.0083969 | 783.8698 | 0 | 778.42 | -0.0028565 | 783.8698 | 0 | 623.3714 | 13.4396 | 783.8698 | 0 | 623.3714 | 8.0646 | 783.8698 | 0 | 783.6593 | -0.010617 | 926.4112 | 0.020832 | 783.6593 | 1.848 | 925.9577 | 0 | 926.4112 | 3.7718 | 783.6593 | 0.011237 | 783.8698 | 0.018481
|  | 620.8722 | 0.0089723 | 784.1068 | 0.0067369 | 783.8964 | -0.0048269 | 620.8722 | 0.00016566 | 784.1068 | 0.0088507 | 783.8964 | 0.0012995 | 783.8964 | #REF! | 623.4911 | 0.00024197 | 784.1068 | 0.017516 | 778.65 | -0.0079165 | 784.1068 | 0.014839 | 620.8722 | 0.010435 | 784.1068 | 0.0028641 | 778.65 | -0.001757 | 784.1068 | 0.002528 | 778.65 | 0.0080083 | 784.1068 | 0.0035898 | 623.4911 | 13.4948 | 784.1068 | 0.014257 | 623.4911 | 8.1742 | 784.1068 | 0.0054819 | 783.8964 | 0.016846 | 926.5792 | 0.02891 | 783.8964 | 1.9039 | 926.1264 | 0.0007506 | 926.5792 | 3.7704 | 783.8964 | 0.02024 | 784.1068 | 0.021094
|  | 620.992 | 0 | 784.3438 | -0.0083668 | 784.1336 | -0.048184 | 620.992 | 0 | 784.3438 | -0.038898 | 784.1336 | -0.045516 | 784.1336 | #REF! | 623.6109 | 0.0004871 | 784.3438 | 0 | 778.89 | -0.012714 | 784.3438 | 0 | 620.992 | 0.010568 | 784.3438 | 0 | 778.89 | -0.001524 | 784.3438 | 0 | 778.89 | 0.0037236 | 784.3438 | 0 | 623.6109 | 13.5712 | 784.3438 | 0 | 623.6109 | 8.2838 | 784.3438 | 0 | 784.1336 | -0.03258 | 926.7473 | 0.023282 | 784.1336 | 1.8792 | 926.295 | 0 | 926.7473 | 3.7761 | 784.1336 | 0.010535 | 784.3438 | 0.017339
|  | 621.1119 | 0.013747 | 784.5808 | 0.010252 | 784.3707 | -0.0068857 | 621.1119 | 0.016048 | 784.5808 | -0.01313 | 784.3707 | -0.0069417 | 784.3707 | #REF! | 623.7307 | 0.00025445 | 784.5808 | 0.01902 | 779.13 | 0.0069569 | 784.5808 | 0.0043188 | 621.1119 | 0.0079041 | 784.5808 | 0.004818 | 779.13 | -0.002223 | 784.5808 | 0.0015388 | 779.13 | -0.012344 | 784.5808 | 0.0058638 | 623.7307 | 13.6574 | 784.5808 | 0.016452 | 623.7307 | 8.3649 | 784.5808 | 0.0068265 | 784.3707 | 0.010967 | 926.9153 | 0.018744 | 784.3707 | 1.9323 | 926.4637 | 0.00053624 | 926.9153 | 3.7795 | 784.3707 | 0.02075 | 784.5808 | 0.021529
|  | 621.2318 | 0 | 784.8179 | 0.0099278 | 784.6079 | -0.011742 | 621.2318 | 0 | 784.8179 | -0.01035 | 784.6079 | -0.056924 | 784.6079 | #REF! | 623.8505 | 0.00046568 | 784.8178 | 0 | 779.37 | -0.014154 | 784.8178 | 0 | 621.2318 | 0.0095471 | 784.8178 | 0 | 779.37 | -0.013406 | 784.8179 | 0 | 779.37 | -0.00607 | 784.8178 | 0 | 623.8505 | 13.7592 | 784.8178 | 0 | 623.8505 | 8.4514 | 784.8179 | 0 | 784.6079 | -0.015318 | 927.0834 | 0.0236 | 784.6079 | 1.9526 | 926.6324 | 0 | 927.0834 | 3.7867 | 784.6079 | 0.01328 | 784.8179 | 0.018267
|  | 621.3516 | 0.0038207 | 785.0549 | -0.0055785 | 784.845 | 0.0060585 | 621.3516 | 0.0029816 | 785.0549 | -0.0068839 | 784.845 | 0.00020371 | 784.845 | #REF! | 623.9702 | 0.00021328 | 785.0549 | 0.0053668 | 779.6 | 0.010315 | 785.0549 | 0.006697 | 621.3516 | 0.010568 | 785.0549 | 0.0045619 | 779.6 | -0.010377 | 785.0549 | 0.0018573 | 779.6 | -0.0068351 | 785.0549 | 0.0032568 | 623.9702 | 13.8562 | 785.0549 | 0.018015 | 623.9702 | 8.5189 | 785.0549 | 0.012815 | 784.8451 | 0.014825 | 927.2514 | 0.021467 | 784.845 | 1.9895 | 926.8011 | 0.00053624 | 927.2514 | 3.7907 | 784.8451 | 0.01609 | 785.0549 | 0.020635
|  | 621.4715 | 0 | 785.2919 | -0.011171 | 785.0822 | -0.031425 | 621.4715 | 0 | 785.2919 | -0.0067808 | 785.0822 | -0.071901 | 785.0822 | #REF! | 624.09 | 0.0004519 | 785.2919 | 0 | 779.84 | -0.044379 | 785.2919 | 0 | 621.4715 | 0.012078 | 785.2919 | 0 | 779.84 | -0.00094161 | 785.2919 | 0 | 779.84 | 0.0015813 | 785.2919 | 0 | 624.09 | 13.9676 | 785.2919 | 0 | 624.09 | 8.6201 | 785.2919 | 0 | 785.0822 | -0.01112 | 927.4195 | 0.02124 | 785.0822 | 1.9899 | 926.9698 | 0 | 927.4195 | 3.8039 | 785.0822 | 0.013855 | 785.2919 | 0.018314
|  | 621.5914 | 0.0083961 | 785.529 | 0.0037833 | 785.3194 | 0.0029894 | 621.5914 | 0.01175 | 785.529 | -0.019434 | 785.3194 | 0.022784 | 785.3194 | #REF! | 624.2098 | 0.00023861 | 785.529 | 0.0038647 | 780.08 | -0.0016793 | 785.529 | 0.0057225 | 621.5914 | 0.014742 | 785.529 | 0.0033669 | 780.08 | -0.006999 | 785.529 | 0.00123 | 780.08 | -0.0065293 | 785.529 | 0.0040103 | 624.2098 | 14.0576 | 785.529 | 0.0096488 | 624.2098 | 8.7058 | 785.529 | 0.005694 | 785.3194 | 0.017151 | 927.5876 | 0.024326 | 785.3194 | 2.0357 | 927.1385 | 0.0007506 | 927.5876 | 3.8183 | 785.3194 | 0.021453 | 785.529 | 0.020516
|  | 621.7113 | 0 | 785.7661 | -0.0095348 | 785.5566 | 0.00030586 | 621.7113 | 0 | 785.7661 | -0.016658 | 785.5566 | -0.024959 | 785.5566 | #REF! | 624.3296 | 0.00046177 | 785.766 | 0 | 780.31 | -0.0002399 | 785.766 | 0 | 621.7113 | 0.0074157 | 785.766 | 0 | 780.31 | 0.0053486 | 785.7661 | 0 | 780.31 | -0.00607 | 785.766 | 0 | 624.3296 | 14.1023 | 785.766 | 0 | 624.3296 | 8.8089 | 785.766 | 0 | 785.5566 | -0.016326 | 927.7556 | 0.023782 | 785.5566 | 2.0467 | 927.3071 | 0 | 927.7556 | 3.8397 | 785.5566 | 0.01245 | 785.7661 | 0.017163
|  | 621.8312 | 0.0039686 | 786.0031 | 0.020867 | 785.7938 | 0.0094664 | 621.8312 | 0.017195 | 786.0031 | 0.021643 | 785.7938 | 0.013445 | 785.7938 | #REF! | 624.4494 | 0.00022297 | 786.0031 | 0.0021813 | 780.55 | -0.014154 | 786.0031 | 0.013341 | 621.8312 | 0.0052842 | 786.0031 | 0.0051202 | 780.55 | 0.0023201 | 786.0031 | 0.0019371 | 780.55 | 0.011528 | 786.0031 | 0.0041409 | 624.4494 | 14.0882 | 786.0031 | 0.013546 | 624.4494 | 8.883 | 786.0031 | 0.0058304 | 785.7938 | 0.016934 | 927.9237 | 0.021694 | 785.7938 | 2.1019 | 927.4758 | 0.00053624 | 927.9237 | 3.8547 | 785.7938 | 0.01992 | 786.0031 | 0.020462
|  | 621.9511 | 0 | 786.2402 | -0.0014138 | 786.031 | -0.023553 | 621.9511 | 0 | 786.2402 | -0.032409 | 786.031 | -0.080654 | 786.031 | #REF! | 624.5692 | 0.00048524 | 786.2402 | 0 | 780.79 | 0.011275 | 786.2402 | 0 | 621.9511 | 0.011057 | 786.2402 | 0 | 780.79 | -0.0073485 | 786.2402 | 0 | 780.79 | -0.0014792 | 786.2402 | 0 | 624.5692 | 14.0724 | 786.2402 | 0 | 624.5692 | 8.9836 | 786.2402 | 0 | 786.031 | -0.023213 | 928.0917 | 0.021785 | 786.031 | 2.1269 | 927.6445 | 0 | 928.0917 | 3.8747 | 786.031 | 0.0071509 | 786.2402 | 0.01756
|  | 622.071 | 0.014899 | 786.4773 | 0.0056623 | 786.2682 | 0.01708 | 622.071 | 0.0036442 | 786.4773 | -0.0092797 | 786.2682 | 0.02983 | 786.2682 | #REF! | 624.689 | 0.00026413 | 786.4773 | 0.013707 | 781.02 | -0.02375 | 786.4773 | 0.011525 | 622.071 | 0.015719 | 786.4773 | 0.0058357 | 781.02 | -0.011193 | 786.4773 | 0.0039469 | 781.02 | -0.0080593 | 786.4773 | 0.0045931 | 624.689 | 14.0521 | 786.4773 | 0.017989 | 624.689 | 9.0869 | 786.4773 | 0.011791 | 786.2682 | 0.0050185 | 928.2598 | 0.022738 | 786.2682 | 2.1614 | 927.8132 | 0.00053624 | 928.2598 | 3.8843 | 786.2682 | 0.023751 | 786.4773 | 0.020351
|  | 622.191 | 0 | 786.7144 | -0.016233 | 786.5054 | -0.058804 | 622.191 | 0 | 786.7144 | -0.025432 | 786.5054 | -0.037635 | 786.5054 | #REF! | 624.8088 | 0.00050181 | 786.7144 | 0 | 781.26 | -0.0064771 | 786.7144 | 0 | 622.191 | 0.0063943 | 786.7144 | 0 | 781.26 | -0.00059213 | 786.7144 | 0 | 781.26 | 0.0029585 | 786.7144 | 0 | 624.8088 | 14.0507 | 786.7144 | 0 | 624.8088 | 9.2187 | 786.7144 | 0 | 786.5054 | -0.015573 | 928.4279 | 0.018971 | 786.5054 | 2.1718 | 927.9819 | 0 | 928.4279 | 3.8959 | 786.5054 | -0.0095133 | 786.7144 | 0.017062
|  | 622.3109 | 0.0083961 | 786.9515 | 0.0012523 | 786.7427 | 0.0085493 | 622.3109 | 0.015284 | 786.9515 | -0.0058134 | 786.7427 | -0.012108 | 786.7427 | #REF! | 624.9286 | 0.00023973 | 786.9515 | 0.020445 | 781.5 | -0.014634 | 786.9515 | 0.013915 | 622.3109 | 0.012567 | 786.9515 | 0.0037975 | 781.5 | 0.0015046 | 786.9515 | 0.0023662 | 781.5 | 0.0051009 | 786.9515 | 0.0051934 | 624.9286 | 14.0291 | 786.9515 | 0.018178 | 624.9286 | 9.3402 | 786.9515 | 0.010438 | 786.7427 | 0.017743 | 928.5959 | 0.018835 | 786.7427 | 2.2122 | 928.1506 | 0.00032174 | 928.5959 | 3.8953 | 786.7427 | 0.033967 | 786.9515 | 0.020151
|  | 622.4308 | 0 | 787.1886 | 0.008645 | 786.9799 | -0.023154 | 622.4308 | 0 | 787.1886 | -0.01389 | 786.9799 | -0.046629 | 786.9799 | #REF! | 625.0484 | 0.00045674 | 787.1886 | 0 | 781.74 | -0.027587 | 787.1886 | 0 | 622.4308 | 0.014565 | 787.1886 | 0 | 781.74 | -0.011309 | 787.1886 | 0 | 781.74 | -0.0066822 | 787.1886 | 0 | 625.0484 | 14.0394 | 787.1886 | 0 | 625.0484 | 9.462 | 787.1886 | 0 | 786.9799 | -0.0082578 | 928.764 | 0.018517 | 786.9799 | 2.2096 | 928.3193 | 0 | 928.764 | 3.9069 | 786.9799 | 0.010216 | 787.1886 | 0.017373
|  | 622.5508 | 0.010619 | 787.4257 | 0.0045171 | 787.2172 | 0.0044857 | 622.5508 | 0.0089448 | 787.4257 | -0.002971 | 787.2172 | 0.015985 | 787.2172 | #REF! | 625.1682 | 0.00021943 | 787.4257 | 0.025851 | 781.97 | -0.024228 | 787.4257 | 0.015671 | 622.5508 | 0.019405 | 787.4257 | 0.004507 | 781.97 | -0.0011746 | 787.4257 | 0.001252 | 781.97 | -0.007294 | 787.4257 | 0.0042633 | 625.1682 | 14.0493 | 787.4257 | 0.014362 | 625.1682 | 9.5742 | 787.4257 | 0.0096361 | 787.2172 | 0.013464 | 928.9321 | 0.018517 | 787.2172 | 2.267 | 928.4881 | 0.0009651 | 928.9321 | 3.9139 | 787.2172 | 0.021517 | 787.4257 | 0.020655
|  | 622.6707 | 0 | 787.6628 | -0.0086819 | 787.4544 | -0.026705 | 622.6707 | 0 | 787.6628 | -0.020122 | 787.4544 | -0.089786 | 787.4544 | #REF! | 625.288 | 0.00044444 | 787.6629 | 0 | 782.21 | -0.002159 | 787.6629 | 0 | 622.6707 | 0.0095471 | 787.6629 | 0 | 782.21 | 0.00057274 | 787.6628 | 0 | 782.21 | 0.0020403 | 787.6629 | 0 | 625.288 | 14.0738 | 787.6629 | 0 | 625.288 | 9.6909 | 787.6628 | 0 | 787.4544 | -0.014356 | 929.1001 | 0.028184 | 787.4544 | 2.269 | 928.6568 | 0 | 929.1001 | 3.9308 | 787.4544 | 0.0083002 | 787.6628 | 0.016599
|  | 622.7907 | 0.0083961 | 787.9 | 0.0073843 | 787.6917 | 0.0041008 | 622.7907 | 0.0074539 | 787.9 | -0.015688 | 787.6917 | 0.015262 | 787.6917 | #REF! | 625.4078 | 0.00022632 | 787.9 | 0.013552 | 782.45 | -0.0031186 | 787.9 | 0.011808 | 622.7907 | 0.014343 | 787.9 | 0.0084553 | 782.45 | -0.0018735 | 787.9 | 0.0025917 | 782.45 | -0.0019383 | 787.9 | 0.0035442 | 625.4078 | 14.0717 | 787.9 | 0.021556 | 625.4078 | 9.7761 | 787.9 | 0.010373 | 787.6917 | 0.022195 | 929.2682 | 0.026505 | 787.6917 | 2.3197 | 928.8255 | 0.00053624 | 929.2682 | 3.9381 | 787.6917 | 0.016664 | 787.9 | 0.019634
|  | 622.9107 | 0 | 788.1371 | -0.016846 | 787.9289 | -0.028291 | 622.9107 | 0 | 788.1371 | -0.020281 | 787.9289 | -0.026326 | 787.9289 | #REF! | 625.5276 | 0.00044724 | 788.1371 | 0 | 782.68 | -0.0016793 | 788.1371 | 0 | 622.9107 | 0.013055 | 788.1371 | 0 | 782.68 | -0.012241 | 788.1371 | 0 | 782.68 | -0.0080593 | 788.1371 | 0 | 625.5276 | 14.0638 | 788.1371 | 0 | 625.5276 | 9.874 | 788.1372 | 0 | 787.9289 | -0.015131 | 929.4363 | 0.023872 | 787.9289 | 2.3391 | 928.9942 | 0 | 929.4363 | 3.9443 | 787.9289 | 0.0080448 | 788.1371 | 0.017098
|  | 623.0307 | 0.011689 | 788.3743 | 0.017173 | 788.1662 | 0.028726 | 623.0307 | 0.0081166 | 788.3743 | 0.0092387 | 788.1662 | 0.043911 | 788.1662 | #REF! | 625.6474 | 0.00022297 | 788.3743 | 0.012629 | 782.92 | 0.019431 | 788.3743 | 0.012105 | 623.0307 | 0.0093251 | 788.3743 | 0.0040133 | 782.92 | -0.0031549 | 788.3743 | 0.002465 | 782.92 | 0.0046418 | 788.3743 | 0.0051817 | 625.6474 | 14.0284 | 788.3743 | 0.0123 | 625.6474 | 9.965 | 788.3743 | 0.0068945 | 788.1662 | 0.0057136 | 929.6044 | 0.017882 | 788.1662 | 2.4058 | 929.1629 | 0.0007506 | 929.6044 | 3.941 | 788.1662 | 0.019154 | 788.3743 | 0.01926
|  | 623.1507 | 0 | 788.6115 | 0.0019302 | 788.4035 | -0.013081 | 623.1507 | 0 | 788.6115 | -0.0017956 | 788.4035 | -0.047235 | 788.4035 | #REF! | 625.7672 | 0.00042768 | 788.6115 | 0 | 783.16 | 0.027109 | 788.6115 | 0 | 623.1507 | 0.0058615 | 788.6115 | 0 | 783.16 | -0.002223 | 788.6115 | 0 | 783.16 | -0.0057639 | 788.6115 | 0 | 625.7672 | 13.9919 | 788.6115 | 0 | 625.7672 | 10.1033 | 788.6114 | 0 | 788.4035 | -0.016579 | 929.7725 | 0.031452 | 788.4035 | 2.4328 | 929.3317 | 0 | 929.7725 | 3.9462 | 788.4035 | 0.0030981 | 788.6115 | 0.01657
|  | 623.2707 | 0.003525 | 788.8486 | 0.023291 | 788.6408 | 0.0066999 | 623.2707 | 0.01175 | 788.8486 | 0.018678 | 788.6408 | 0.00046918 | 788.6408 | #REF! | 625.887 | 0.00020639 | 788.8487 | 0.0055469 | 783.4 | -0.011275 | 788.8487 | 0.011942 | 623.2707 | 0.0072824 | 788.8487 | 0.005927 | 783.4 | -0.0010581 | 788.8486 | 0.0020183 | 783.4 | 0.0057129 | 788.8487 | 0.0066308 | 625.887 | 13.9226 | 788.8487 | 0.011241 | 625.887 | 10.2149 | 788.8486 | 0.0075141 | 788.6408 | 0.016465 | 929.9405 | 0.028729 | 788.6408 | 2.4488 | 929.5004 | 0.0007506 | 929.9405 | 3.9558 | 788.6408 | 0.015004 | 788.8486 | 0.019172
|  | 623.3907 | 0 | 789.0858 | 0.0047038 | 788.8781 | -0.042335 | 623.3907 | 0 | 789.0858 | -0.015252 | 788.8781 | -0.066561 | 788.8781 | #REF! | 626.0068 | 0.00042507 | 789.0858 | 0 | 783.63 | -0.004558 | 789.0858 | 0 | 623.3907 | 0.007016 | 789.0858 | 0 | 783.63 | 0.0066302 | 789.0858 | 0 | 783.63 | -0.0046928 | 789.0858 | 0 | 626.0068 | 13.8617 | 789.0858 | 0 | 626.0068 | 10.3447 | 789.0858 | 0 | 788.8781 | -0.0019054 | 930.1086 | 0.021286 | 788.8781 | 2.4867 | 929.6691 | 0 | 930.1086 | 3.9756 | 788.8781 | 0.010471 | 789.0858 | 0.016261
|  | 623.5107 | 0.010454 | 789.3231 | 0.0021661 | 789.1154 | -0.0080508 | 623.5107 | 0.0062945 | 789.3231 | -0.010686 | 789.1154 | 0.013289 | 789.1154 | #REF! | 626.1267 | 0.00021999 | 789.323 | 0.019285 | 783.87 | 0.0002399 | 789.323 | 0.0054779 | 623.5107 | 0.015586 | 789.323 | 0.0053563 | 783.87 | 0.0012716 | 789.3231 | 0.0013833 | 783.87 | 0.0073959 | 789.323 | 0.0032365 | 626.1267 | 13.7889 | 789.323 | 0.021267 | 626.1267 | 10.4298 | 789.3231 | 0.0054466 | 789.1154 | 0.0085052 | 930.2767 | 0.023963 | 789.1154 | 2.5483 | 929.8379 | 0.0007506 | 930.2767 | 3.9897 | 789.1154 | 0.016473 | 789.3231 | 0.018941
|  | 623.6307 | 0 | 789.5602 | -0.011011 | 789.3528 | 0.0077302 | 623.6307 | 0 | 789.5602 | -0.020679 | 789.3528 | -0.040054 | 789.3528 | #REF! | 626.2465 | 0.00045096 | 789.5602 | 0 | 784.11 | 0.004558 | 789.5602 | 0 | 623.6307 | 0.011545 | 789.5602 | 0 | 784.11 | -0.0072322 | 789.5602 | 0 | 784.11 | 0.013517 | 789.5602 | 0 | 626.2465 | 13.7623 | 789.5602 | 0 | 626.2465 | 10.5564 | 789.5602 | 0 | 789.3528 | -0.013679 | 930.4448 | 0.030862 | 789.3528 | 2.5467 | 930.0066 | 0 | 930.4448 | 4.0067 | 789.3528 | 0.0082363 | 789.5602 | 0.015328
|  | 623.7508 | 0.014734 | 789.7974 | 0.024083 | 789.5901 | -0.00057624 | 623.7508 | 0.013374 | 789.7974 | 0.0070914 | 789.5901 | 0.015816 | 789.5901 | #REF! | 626.3663 | 0.00023247 | 789.7975 | 0.023999 | 784.34 | 0.004558 | 789.7975 | 0.0073057 | 623.7508 | 0.0061723 | 789.7975 | 0.0018306 | 784.34 | -0.0012911 | 789.7974 | 0.0022443 | 784.34 | -0.00025504 | 789.7975 | 0.0073212 | 626.3663 | 13.7394 | 789.7975 | 0.013507 | 626.3663 | 10.6643 | 789.7974 | 0.0081501 | 789.5901 | 0.015135 | 930.6129 | 0.024735 | 789.5901 | 2.582 | 930.1753 | 0.00032174 | 930.6129 | 4.0187 | 789.5901 | 0.015323 | 789.7974 | 0.018862
|  | 623.8708 | 0 | 790.0347 | 0.00044473 | 789.8274 | -0.022796 | 623.8708 | 0 | 790.0347 | -0.008671 | 789.8274 | -0.0095077 | 789.8274 | #REF! | 626.4861 | 0.00047835 | 790.0347 | 0 | 784.58 | -0.0035984 | 790.0347 | 0 | 623.8708 | 0.013943 | 790.0347 | 0 | 784.58 | -0.0049022 | 790.0347 | 0 | 784.58 | -0.0017853 | 790.0347 | 0 | 626.4861 | 13.7517 | 790.0347 | 0 | 626.4861 | 10.8194 | 790.0347 | 0 | 789.8274 | -0.022602 | 930.781 | 0.018835 | 789.8274 | 2.6212 | 930.3441 | 0 | 930.781 | 4.039 | 789.8274 | 0.012067 | 790.0347 | 0.015144
|  | 623.9908 | 0.011195 | 790.2719 | 0.014924 | 790.0648 | -0.0040997 | 623.9908 | 0.0029816 | 790.2719 | -0.008384 | 790.0648 | -0.023841 | 790.0648 | #REF! | 626.606 | 0.00024755 | 790.2719 | 0.014458 | 784.82 | 0.015113 | 790.2719 | 0.0032564 | 623.9908 | 0.01159 | 790.2719 | 0.002101 | 784.82 | -0.0046693 | 790.2719 | 0.0020476 | 784.82 | -0.0007141 | 790.2719 | 0.0058357 | 626.606 | 13.7234 | 790.2719 | 0.016429 | 626.606 | 10.9315 | 790.2719 | 0.00603 | 790.0648 | 0.01372 | 930.9491 | 0.023373 | 790.0648 | 2.6539 | 930.5128 | 0.0007506 | 930.9491 | 4.0539 | 790.0648 | 0.018388 | 790.2719 | 0.019299
|  | 624.1109 | 0 | 790.5092 | 0.004814 | 790.3021 | -0.021087 | 624.1109 | 0 | 790.5092 | -0.036116 | 790.3021 | -0.046608 | 790.3021 | #REF! | 626.7258 | 0.00048915 | 790.5091 | 0 | 785.06 | -0.017032 | 790.5091 | 0 | 624.1109 | 0.011679 | 790.5091 | 0 | 785.06 | 0.0016211 | 790.5092 | 0 | 785.06 | -0.0030095 | 790.5091 | 0 | 626.7258 | 13.6689 | 790.5091 | 0 | 626.7258 | 11.0665 | 790.5092 | 0 | 790.3021 | -0.026268 | 931.1172 | 0.021558 | 790.3021 | 2.685 | 930.6816 | 0 | 931.1172 | 4.0703 | 790.3021 | 0.0067679 | 790.5092 | 0.015018
|  | 624.231 | 0.0054477 | 790.7464 | 0.014066 | 790.5395 | 0.0036352 | 624.231 | 0.018055 | 790.7464 | 0.0017135 | 790.5395 | 0.031938 | 790.5395 | #REF! | 626.8456 | 0.00024495 | 790.7464 | 0.014939 | 785.29 | 0.017032 | 790.7464 | 0.01217 | 624.231 | 0.0076821 | 790.7464 | 0.0067535 | 785.29 | 0.0056981 | 790.7464 | 0.0030825 | 785.29 | 0.0043357 | 790.7464 | 0.0033304 | 626.8456 | 13.5574 | 790.7464 | 0.011607 | 626.8456 | 11.1741 | 790.7464 | 0.0087713 | 790.5395 | 0.011475 | 931.2853 | 0.0236 | 790.5395 | 2.7707 | 930.8503 | 0.0007506 | 931.2853 | 4.0804 | 790.5395 | 0.012195 | 790.7464 | 0.018998
|  | 624.351 | 0 | 790.9836 | -0.026433 | 790.7769 | -0.028527 | 624.351 | 0 | 790.9836 | -0.018675 | 790.7769 | -0.075445 | 790.7769 | #REF! | 626.9655 | 0.00049399 | 790.9836 | 0 | 785.53 | -0.0083963 | 790.9836 | 0 | 624.351 | 0.00071442 | 790.9836 | 0 | 785.53 | -0.00094161 | 790.9836 | 0 | 785.53 | -0.0040807 | 790.9836 | 0 | 626.9655 | 13.4636 | 790.9836 | 0 | 626.9655 | 11.3009 | 790.9836 | 0 | 790.7769 | -0.022806 | 931.4534 | 0.019879 | 790.7769 | 2.7379 | 931.0191 | 0 | 931.4534 | 4.0962 | 790.7769 | 0.0057278 | 790.9836 | 0.015389
|  | 624.4711 | 0 | 791.2209 | 0.031469 | 791.0142 | -0.0080956 | 624.4711 | 0.014042 | 791.2209 | -0.0014142 | 791.0142 | 0.016497 | 791.0142 | #REF! | 627.0853 | 0.00025202 | 791.2209 | 0.027766 | 785.77 | -0.004558 | 791.2209 | 0.011925 | 624.4711 | 0.0047513 | 791.2209 | 0.0011367 | 785.77 | 0.0097755 | 791.2209 | 0.00087521 | 785.77 | -0.0019383 | 791.2209 | 0.0012174 | 627.0853 | 13.3598 | 791.2209 | 0.018917 | 627.0853 | 11.4265 | 791.2209 | 0.0084736 | 791.0142 | 0.016498 | 931.6214 | 0.018517 | 791.0142 | 2.8034 | 931.1878 | 0.00053624 | 931.6214 | 4.1097 | 791.0142 | 0.016281 | 791.2209 | 0.017813
|  | 624.5912 | 0 | 791.4582 | -0.011128 | 791.2516 | -0.022054 | 624.5912 | 0 | 791.4582 | -0.038232 | 791.2516 | -0.074706 | 791.2516 | #REF! | 627.2051 | 0.00046177 | 791.4582 | 0 | 786 | -0.0026388 | 791.4582 | 0 | 624.5912 | 0.0058615 | 791.4582 | 0 | 786 | -0.00094161 | 791.4582 | 0 | 786 | -0.012803 | 791.4582 | 0 | 627.2051 | 13.2697 | 791.4582 | 0 | 627.2051 | 11.5575 | 791.4582 | 0 | 791.2516 | -0.016016 | 931.7895 | 0.027503 | 791.2516 | 2.823 | 931.3566 | 0 | 931.7895 | 4.1265 | 791.2516 | 0.0072786 | 791.4582 | 0.014891
|  | 624.7113 | 0.012512 | 791.6955 | 0.019591 | 791.489 | 0.005361 | 624.7113 | 0.011272 | 791.6955 | -0.014842 | 791.489 | -0.017871 | 791.489 | #REF! | 627.325 | 0.00021514 | 791.6955 | 0 | 786.24 | -0.041501 | 791.6955 | 0.0073859 | 624.7113 | 0.010568 | 791.6955 | 0.0011015 | 786.24 | -0.0039703 | 791.6955 | 0.0014799 | 786.24 | -0.0039276 | 791.6955 | 0.0045044 | 627.325 | 13.1504 | 791.6955 | 0.0046229 | 627.325 | 11.6806 | 791.6955 | 0.0075738 | 791.489 | 0.015041 | 931.9576 | 0.029546 | 791.489 | 2.8944 | 931.5253 | 0.00032174 | 931.9576 | 4.1318 | 791.489 | 0.01692 | 791.6955 | 0.016893
|  | 624.8314 | 0 | 791.9327 | 0.0031904 | 791.7264 | -0.0058278 | 624.8314 | 0 | 791.9327 | -0.018596 | 791.7264 | -0.033934 | 791.7264 | #REF! | 627.4448 | 0.00046847 | 791.9328 | 0 | 786.48 | -0.018472 | 791.9328 | 0 | 624.8314 | 0.0081705 | 791.9328 | 0 | 786.48 | -0.001524 | 791.9327 | 0 | 786.48 | -0.007294 | 791.9328 | 0 | 627.4448 | 13.0563 | 791.9328 | 0 | 627.4448 | 11.7971 | 791.9327 | 0 | 791.7264 | -0.0068226 | 932.1258 | 0.020015 | 791.7264 | 2.9422 | 931.6941 | 0 | 932.1258 | 4.1389 | 791.7264 | 0.0091941 | 791.9327 | 0.014682
|  | 624.9515 | 0.0081099 | 792.17 | 0.00055725 | 791.9638 | 0.0015146 | 624.9515 | 0.0091104 | 792.17 | -0.0026597 | 791.9638 | 0.015526 | 791.9638 | #REF! | 627.5647 | 0.00025855 | 792.1701 | 0.0097649 | 786.72 | 0.024228 | 792.1701 | 0.01213 | 624.9515 | 0.007016 | 792.1701 | 0.0026958 | 786.72 | -0.0029219 | 792.17 | 0.0035984 | 786.72 | 0.0078554 | 792.1701 | 0.0080667 | 627.5647 | 12.9562 | 792.1701 | 0.011755 | 627.5647 | 11.8909 | 792.17 | 0.0071931 | 791.9638 | 0.020973 | 932.2939 | 0.019652 | 791.9638 | 2.9351 | 931.8629 | 0.0007506 | 932.2939 | 4.136 | 791.9638 | 0.018771 | 792.17 | 0.01882
|  | 625.0716 | 0 | 792.4073 | 0.0034497 | 792.2013 | -0.03124 | 625.0716 | 0 | 792.4073 | -0.024988 | 792.2013 | -0.06985 | 792.2013 | #REF! | 627.6845 | 0.000464 | 792.4074 | 0 | 786.95 | -0.0069569 | 792.4074 | 0 | 625.0716 | 0.0057727 | 792.4074 | 0 | 786.95 | -0.0011746 | 792.4073 | 0 | 786.95 | 0.0012752 | 792.4074 | 0 | 627.6845 | 12.8734 | 792.4074 | 0 | 627.6845 | 12.0094 | 792.4073 | 0 | 792.2012 | -0.015349 | 932.462 | 0.023056 | 792.2013 | 2.9549 | 932.0316 | 0 | 932.462 | 4.1396 | 792.2012 | 0.007981 | 792.4073 | 0.014666
|  | 625.1918 | 0.00041907 | 792.6447 | 0.02561 | 792.4387 | -0.0070673 | 625.1918 | 0.014902 | 792.6447 | 0.0059437 | 792.4387 | 0.041591 | 792.4387 | #REF! | 627.8044 | 0.0002103 | 792.6447 | 0.0053491 | 787.19 | -0.02135 | 792.6447 | 0.01166 | 625.1918 | 0.013588 | 792.6447 | 0 | 787.19 | -0.0045528 | 792.6447 | 0.00093424 | 787.19 | 0.00096913 | 792.6447 | 0.006471 | 627.8044 | 12.7561 | 792.6447 | 0.010711 | 627.8044 | 12.1186 | 792.6447 | 0.0059347 | 792.4387 | 0.018586 | 932.6301 | 0.027776 | 792.4387 | 3.0586 | 932.2004 | 0.0011796 | 932.6301 | 4.1351 | 792.4387 | 0.016217 | 792.6447 | 0.017957
|  | 625.3119 | 0 | 792.882 | -0.020251 | 792.6761 | -0.040037 | 625.3119 | 0 | 792.882 | -0.020321 | 792.6761 | -0.080092 | 792.6761 | #REF! | 627.9242 | 0.00043792 | 792.882 | 0 | 787.43 | 0.0026388 | 792.882 | 0 | 625.3119 | 0.001975 | 792.882 | 0 | 787.43 | -0.005368 | 792.882 | 0 | 787.43 | -0.0069881 | 792.882 | 0 | 627.9242 | 12.6599 | 792.882 | 0 | 627.9242 | 12.2636 | 792.882 | 0 | 792.6761 | -0.022602 | 932.7982 | 0.0177 | 792.6761 | 3.0507 | 932.3692 | 0 | 932.7982 | 4.1382 | 792.6761 | 0.006131 | 792.882 | 0.014723
|  | 625.4321 | 0.0083961 | 793.1193 | -0.0037661 | 792.9136 | -0.021136 | 625.4321 | 0.014902 | 793.1193 | 0.014172 | 792.9136 | -0.022851 | 792.9136 | #REF! | 628.0441 | 0.0002306 | 793.1194 | 0.021108 | 787.67 | -0.032866 | 793.1194 | 0.0035329 | 625.4321 | 0.0095471 | 793.1194 | 0.0033435 | 787.67 | -0.0075817 | 793.1193 | 0.00029798 | 787.67 | 0.0012752 | 793.1194 | 0.0052773 | 628.0441 | 12.5297 | 793.1194 | 0.0078332 | 628.0441 | 12.3642 | 793.1193 | 0.0067214 | 792.9136 | 0.017898 | 932.9663 | 0.022829 | 792.9136 | 3.0665 | 932.538 | 0.0007506 | 932.9663 | 4.1356 | 792.9136 | 0.018005 | 793.1193 | 0.017629
|  | 625.5522 | 0 | 793.3567 | -0.013327 | 793.151 | -0.0012472 | 625.5522 | 0 | 793.3567 | 0.00122 | 793.151 | -0.046367 | 793.151 | #REF! | 628.1639 | 0.00045096 | 793.3567 | 0 | 787.9 | -0.010795 | 793.3567 | 0 | 625.5522 | 0.0058615 | 793.3567 | 0 | 787.9 | -0.0052516 | 793.3567 | 0 | 787.9 | 0.0011222 | 793.3567 | 0 | 628.1639 | 12.4068 | 793.3567 | 0 | 628.1639 | 12.4776 | 793.3567 | 0 | 793.151 | -0.016342 | 933.1344 | 0.024009 | 793.151 | 3.1418 | 932.7067 | 0 | 933.1344 | 4.1433 | 793.151 | -0.0166 | 793.3567 | 0.014605
|  | 625.6724 | 0.0069267 | 793.5941 | 0.025167 | 793.3885 | -0.00068078 | 625.6724 | 0.010126 | 793.5941 | -0.0059031 | 793.3885 | 0.035279 | 793.3885 | #REF! | 628.2838 | 0.00022129 | 793.5941 | 0.025046 | 788.14 | -0.0083963 | 793.5941 | 0.0099462 | 625.6724 | 0.012345 | 793.5941 | 0.0050239 | 788.14 | 0.0058149 | 793.5941 | 0.0010668 | 788.14 | -0.00056109 | 793.5941 | 0.0029726 | 628.2838 | 12.2422 | 793.5941 | 0.015876 | 628.2838 | 12.5738 | 793.5941 | 0.0034216 | 793.3885 | 0.015532 | 933.3025 | 0.020332 | 793.3885 | 3.2031 | 932.8755 | 0.00053624 | 933.3025 | 4.1444 | 793.3885 | 0.03435 | 793.5941 | 0.017567
|  | 625.7925 | 0 | 793.8314 | -0.021177 | 793.6259 | -0.029159 | 625.7925 | 0 | 793.8314 | -0.028427 | 793.6259 | -0.049869 | 793.6259 | #REF! | 628.4036 | 0.00045748 | 793.8314 | 0 | 788.38 | -0.013674 | 793.8314 | 0 | 625.7925 | 0.0082593 | 793.8314 | 0 | 788.38 | 0.00080569 | 793.8314 | 0 | 788.38 | -0.0020913 | 793.8314 | 0 | 628.4036 | 12.1088 | 793.8314 | 0 | 628.4036 | 12.7058 | 793.8314 | 0 | 793.6259 | -0.016384 | 933.4706 | 0.021921 | 793.6259 | 3.2214 | 933.0443 | 0 | 933.4706 | 4.1522 | 793.6259 | 0.010471 | 793.8314 | 0.014322
|  | 625.9127 | 0.0054477 | 794.0688 | 0.018698 | 793.8634 | -0.011509 | 625.9127 | 0.018723 | 794.0688 | -0.0083321 | 793.8634 | -0.009475 | 793.8634 | #REF! | 628.5235 | 0.00024029 | 794.0688 | 0.0073197 | 788.61 | -0.0083963 | 794.0688 | 0.019432 | 625.9127 | 0.012833 | 794.0688 | 0.0039747 | 788.61 | -0.0029219 | 794.0688 | 0.0025823 | 788.61 | -0.0027035 | 794.0688 | 0.0067132 | 628.5235 | 11.9662 | 794.0688 | 0.0077527 | 628.5235 | 12.7968 | 794.0688 | 0.0074015 | 793.8634 | 0.018044 | 933.6388 | 0.019561 | 793.8634 | 3.2261 | 933.2131 | 0.00053624 | 933.6388 | 4.1537 | 793.8634 | 0.015451 | 794.0688 | 0.017645
|  | 626.0329 | 0 | 794.3062 | 0.0044573 | 794.1009 | -0.026044 | 626.0329 | 0 | 794.3062 | -0.015302 | 794.1009 | -0.04394 | 794.1009 | #REF! | 628.6434 | 0.00046456 | 794.3062 | 0 | 788.85 | -0.014154 | 794.3062 | 0 | 626.0329 | 0.011323 | 794.3062 | 0 | 788.85 | -0.007698 | 794.3062 | 0 | 788.85 | -0.0039276 | 794.3062 | 0 | 628.6434 | 11.8507 | 794.3062 | 0 | 628.6434 | 12.9184 | 794.3062 | 0 | 794.1009 | -0.016035 | 933.8069 | 0.02065 | 794.1009 | 3.2944 | 933.3819 | 0 | 933.8069 | 4.1609 | 794.1009 | 0.0068955 | 794.3062 | 0.013846
|  | 626.1531 | 0.01103 | 794.5436 | 0.004139 | 794.3384 | -0.0015762 | 626.1531 | 0.013565 | 794.5436 | 0.0056156 | 794.3384 | -0.012762 | 794.3384 | #REF! | 628.7632 | 0.0002293 | 794.5436 | 0.033704 | 789.09 | 0.025668 | 794.5436 | 0.0035081 | 626.1531 | 0.01159 | 794.5436 | 0.0027653 | 789.09 | -0.0038538 | 794.5436 | 0.0019503 | 789.09 | 0.00096913 | 794.5436 | 0.00056457 | 628.7632 | 11.6942 | 794.5436 | 0.008998 | 628.7632 | 12.9999 | 794.5436 | 0.0080679 | 794.3384 | 0.018977 | 933.975 | 0.038486 | 794.3384 | 3.3493 | 933.5507 | 0.0007506 | 933.975 | 4.1663 | 794.3384 | 0.01941 | 794.5436 | 0.016733
|  | 626.2733 | 0 | 794.7809 | -0.003849 | 794.5759 | -0.0052009 | 626.2733 | 0 | 794.7809 | -0.029968 | 794.5759 | -0.055803 | 794.5759 | #REF! | 628.8831 | 0.00046437 | 794.781 | 0 | 789.33 | -0.015593 | 794.781 | 0 | 626.2733 | 0.0083926 | 794.781 | 0 | 789.33 | -0.002456 | 794.7809 | 0 | 789.33 | -0.0051518 | 794.781 | 0 | 628.8831 | 11.5451 | 794.781 | 0 | 628.8831 | 13.1131 | 794.7809 | 0 | 794.5759 | -0.010454 | 934.1431 | 0.026187 | 794.5759 | 3.3593 | 933.7195 | 0 | 934.1431 | 4.1751 | 794.5759 | 0.012067 | 794.7809 | 0.013121
|  | 626.3935 | 0.0098778 | 795.0184 | -0.0062048 | 794.8134 | -0.016074 | 626.3935 | 0.014616 | 795.0184 | 0.025513 | 794.8134 | 0.0086364 | 794.8134 | #REF! | 629.003 | 0.00024029 | 795.0184 | 0.009401 | 789.56 | -0.0059973 | 795.0184 | 0.014266 | 626.3935 | 0.015586 | 795.0184 | 0.0012064 | 789.56 | -0.0025725 | 795.0184 | 0.00038679 | 789.56 | -0.0023974 | 795.0184 | 0.0061787 | 629.003 | 11.355 | 795.0184 | 0.012646 | 629.003 | 13.1819 | 795.0184 | 0.010812 | 794.8134 | 0.0091702 | 934.3112 | 0.031361 | 794.8134 | 3.4362 | 933.8883 | 0.0007506 | 934.3112 | 4.1778 | 794.8134 | 0.014366 | 795.0184 | 0.017074
|  | 626.5137 | 0 | 795.2558 | 0.0076587 | 795.0509 | -0.030224 | 626.5137 | 0 | 795.2558 | -0.019832 | 795.0509 | -0.033105 | 795.0509 | #REF! | 629.1228 | 0.00046829 | 795.2558 | 0 | 789.8 | -0.030466 | 795.2558 | 0 | 626.5137 | 0.0042442 | 795.2558 | 0 | 789.8 | -0.0086301 | 795.2558 | 0 | 789.8 | -0.0053048 | 795.2558 | 0 | 629.1228 | 11.1779 | 795.2558 | 0 | 629.1228 | 13.2835 | 795.2558 | 0 | 795.0509 | -0.012675 | 934.4794 | 0.026959 | 795.0509 | 3.4754 | 934.0571 | 0 | 934.4794 | 4.1836 | 795.0509 | 0.0074702 | 795.2558 | 0.013302
|  | 626.6339 | 0.0095486 | 795.4932 | 0.0070957 | 795.2884 | 0.013092 | 626.6339 | 0.018341 | 795.4932 | 0.0088698 | 795.2884 | 0.026392 | 795.2884 | #REF! | 629.2427 | 0.00022949 | 795.4932 | 0.01783 | 790.04 | 0.0026388 | 795.4932 | 0.0079535 | 626.6339 | 0.013588 | 795.4932 | 0.0021777 | 790.04 | 0.0088434 | 795.4932 | 0.0014929 | 790.04 | -0.0085181 | 795.4932 | 0.0066977 | 629.2427 | 10.9768 | 795.4932 | 0.022402 | 629.2427 | 13.3721 | 795.4932 | 0.0079146 | 795.2885 | 0.016323 | 934.6475 | 0.02124 | 795.2884 | 3.5251 | 934.2259 | 0.00032174 | 934.6475 | 4.187 | 795.2885 | 0.013089 | 795.4932 | 0.016511
|  | 626.7542 | 0 | 795.7307 | -0.015976 | 795.526 | -0.0072395 | 626.7542 | 0 | 795.7307 | -0.022933 | 795.526 | -0.024501 | 795.526 | #REF! | 629.3626 | 0.00044835 | 795.7306 | 0 | 790.28 | -0.011275 | 795.7306 | 0 | 626.7542 | 0.0052398 | 795.7306 | 0 | 790.28 | -0.0093286 | 795.7307 | 0 | 790.28 | -0.0031625 | 795.7306 | 0 | 629.3626 | 10.796 | 795.7306 | 0 | 629.3626 | 13.4906 | 795.7306 | 0 | 795.526 | -0.011591 | 934.8156 | 0.022556 | 795.526 | 3.5377 | 934.3947 | 0 | 934.8156 | 4.2 | 795.526 | 0.011556 | 795.7307 | 0.013369
|  | 626.8744 | 0.0042645 | 795.9681 | -0.0064029 | 795.7635 | -0.011 | 626.8744 | 0.010126 | 795.9681 | 0.011296 | 795.7635 | 0.064499 | 795.7635 | #REF! | 629.4825 | 0.00021905 | 795.9681 | 0.0058048 | 790.51 | 0.016073 | 795.9681 | 0.0078058 | 626.8744 | 0.014076 | 795.9681 | 0.0022147 | 790.51 | -0.00070865 | 795.9681 | 0.0012378 | 790.51 | -0.00040807 | 795.9681 | 0.0028606 | 629.4825 | 10.6001 | 795.9681 | 0.0093676 | 629.4825 | 13.5989 | 795.9681 | 0.0027719 | 795.7635 | 0.0038738 | 934.9838 | 0.019243 | 795.7635 | 3.5837 | 934.5635 | 0.0007506 | 934.9838 | 4.2084 | 795.7635 | 0.012195 | 795.9681 | 0.017153
|  | 626.9947 | 0 | 796.2055 | -0.0035768 | 796.0011 | -0.0058078 | 626.9947 | 0 | 796.2055 | -0.022374 | 796.0011 | -0.0605 | 796.0011 | #REF! | 629.6024 | 0.00046363 | 796.2055 | 0 | 790.75 | -0.018952 | 796.2055 | 0 | 626.9947 | 0.0067496 | 796.2055 | 0 | 790.75 | -0.0054848 | 796.2055 | 0 | 790.75 | 0.0011222 | 796.2055 | 0 | 629.6024 | 10.4254 | 796.2055 | 0 | 629.6024 | 13.7241 | 796.2055 | 0 | 796.0011 | -0.015323 | 935.1519 | 0.025597 | 796.0011 | 3.7003 | 934.7323 | 0 | 935.1519 | 4.2173 | 796.0011 | 0.0051631 | 796.2055 | 0.012865
|  | 627.1149 | 0.0087254 | 796.443 | 0.0081925 | 796.2386 | 0.01836 | 627.1149 | 0.015093 | 796.443 | -0.0091955 | 796.2386 | 0.030962 | 796.2386 | #REF! | 629.7222 | 0.00025016 | 796.443 | 0.017773 | 790.99 | -0.02183 | 796.443 | 0.0058315 | 627.1149 | 0.0090586 | 796.443 | 0.0030744 | 790.99 | -0.0018735 | 796.443 | 0.0030866 | 790.99 | -0.007294 | 796.443 | 0.0047276 | 629.7222 | 10.2211 | 796.443 | 0.012175 | 629.7222 | 13.8202 | 796.443 | 0.0070785 | 796.2386 | 0.028304 | 935.32 | 0.021149 | 796.2386 | 3.7065 | 934.9011 | 0.0007506 | 935.32 | 4.2154 | 796.2386 | 0.012195 | 796.443 | 0.015871
|  | 627.2352 | 0 | 796.6804 | -0.0059735 | 796.4762 | -0.02745 | 627.2352 | 0 | 796.6804 | -0.015129 | 796.4762 | -0.041915 | 796.4762 | #REF! | 629.8421 | 0.00048486 | 796.6804 | 0 | 791.23 | -0.0098357 | 796.6804 | 0 | 627.2352 | 0.016963 | 796.6804 | 0 | 791.23 | -0.0061837 | 796.6804 | 0 | 791.23 | -0.0042337 | 796.6804 | 0 | 629.8421 | 10.029 | 796.6804 | 0 | 629.8421 | 13.9049 | 796.6804 | 0 | 796.4762 | -0.0092914 | 935.4882 | 0.02419 | 796.4762 | 3.7509 | 935.0699 | 0 | 935.4882 | 4.2128 | 796.4762 | 0.0098964 | 796.6804 | 0.013229
|  | 627.3555 | 0.003377 | 796.9179 | 0.0095456 | 796.7138 | -0.0062512 | 627.3555 | 0.0097437 | 796.9179 | 0.015861 | 796.7138 | 0.015942 | 796.7138 | #REF! | 629.962 | 0.00024029 | 796.9179 | 0.031702 | 791.46 | -0.010315 | 796.9179 | 0.010559 | 627.3555 | 0.014742 | 796.9179 | 0.0035646 | 791.46 | -0.0065332 | 796.9179 | 0.0024435 | 791.46 | -0.00010202 | 796.9179 | 0.0057835 | 629.962 | 9.8115 | 796.9179 | 0.017069 | 629.962 | 13.9614 | 796.9179 | 0.011432 | 796.7138 | 0.030748 | 935.6563 | 0.026096 | 796.7138 | 3.804 | 935.2388 | 0.0007506 | 935.6563 | 4.2076 | 796.7138 | 0.019984 | 796.9179 | 0.015971
|  | 627.4757 | 0 | 797.1554 | -0.0056535 | 796.9514 | -0.0068358 | 627.4757 | 0 | 797.1554 | -0.037833 | 796.9514 | -0.038856 | 796.9514 | #REF! | 630.0819 | 0.00045786 | 797.1554 | 0 | 791.7 | -0.020872 | 797.1554 | 0 | 627.4757 | 0.0076377 | 797.1554 | 0 | 791.7 | -0.0046693 | 797.1554 | 0 | 791.7 | 0.00081613 | 797.1554 | 0 | 630.0819 | 9.6133 | 797.1554 | 0 | 630.0819 | 14.009 | 797.1554 | 0 | 796.9514 | -0.028508 | 935.8244 | 0.020106 | 796.9514 | 3.8174 | 935.4076 | 0 | 935.8244 | 4.2132 | 796.9514 | 0.0043477 | 797.1554 | 0.01273
|  | 627.596 | 0.0063351 | 797.3929 | -0.0103 | 797.1889 | 0.013619 | 627.596 | 0.013087 | 797.3929 | -0.00089111 | 797.1889 | 0.010073 | 797.1889 | #REF! | 630.2018 | 0.00022297 | 797.3929 | 0.019605 | 791.94 | 0.016073 | 797.3929 | 0.013775 | 627.596 | 0.0040121 | 797.3929 | 0.0056115 | 791.94 | -0.0073485 | 797.3929 | 0.0021846 | 791.94 | 0.0017343 | 797.3929 | 0.0073269 | 630.2018 | 9.3942 | 797.3929 | 0.013515 | 630.2018 | 14.0466 | 797.3929 | 0.0067167 | 797.1889 | 0.016266 | 935.9926 | 0.018925 | 797.1889 | 3.8633 | 935.5764 | 0.0007506 | 935.9926 | 4.217 | 797.1889 | 0.013472 | 797.3929 | 0.015792
|  | 627.7163 | 0 | 797.6304 | -0.024294 | 797.4265 | -0.048066 | 627.7163 | 0 | 797.6304 | 0.0011946 | 797.4265 | -0.068846 | 797.4265 | #REF! | 630.3217 | 0.00046009 | 797.6304 | 0 | 792.17 | 0.0002399 | 797.6304 | 0 | 627.7163 | 0.005373 | 797.6304 | 0 | 792.17 | -0.0060669 | 797.6304 | 0 | 792.17 | -0.0025504 | 797.6304 | 0 | 630.3217 | 9.1781 | 797.6304 | 0 | 630.3217 | 14.0839 | 797.6304 | 0 | 797.4265 | -0.022195 | 936.1607 | 0.017292 | 797.4265 | 3.9111 | 935.7453 | 0 | 936.1607 | 4.2264 | 797.4265 | 0.0048038 | 797.6304 | 0.012005
|  | 627.8366 | 0.0036729 | 797.8679 | 0.022697 | 797.6641 | -0.035177 | 627.8366 | 0.018055 | 797.8679 | -0.009555 | 797.6641 | 0.011425 | 797.6641 | #REF! | 630.4416 | 0.00023899 | 797.8679 | 0.017434 | 792.41 | 0.027587 | 797.8679 | 0.010507 | 627.8366 | 0.0041382 | 797.8679 | 0.003622 | 792.41 | 0.0067465 | 797.8679 | 0.00054603 | 792.41 | 0.010304 | 797.8679 | 0.0024588 | 630.4416 | 8.9386 | 797.8679 | 0.017142 | 630.4416 | 14.1249 | 797.8679 | 0.0066983 | 797.6641 | 0.0078598 | 936.3289 | 0.027458 | 797.6641 | 3.9986 | 935.9141 | 0.00053624 | 936.3289 | 4.2301 | 797.6641 | 0.016217 | 797.8679 | 0.015355
|  | 627.957 | 0.0011851 | 798.1054 | -0.0089435 | 797.9018 | -0.019211 | 627.957 | 0 | 798.1054 | -0.014585 | 797.9018 | -0.058612 | 797.9018 | #REF! | 630.5615 | 0.00046978 | 798.1054 | 0 | 792.65 | 0.044379 | 798.1054 | 0 | 627.957 | 0.00071442 | 798.1054 | 0 | 792.65 | -0.0025725 | 798.1054 | 0 | 792.65 | -0.011732 | 798.1054 | 0 | 630.5615 | 8.7189 | 798.1054 | 0 | 630.5615 | 14.1988 | 798.1054 | 0 | 797.9018 | -0.019353 | 936.497 | 0.012935 | 797.9018 | 4.0409 | 936.0829 | 0 | 936.497 | 4.2421 | 797.9018 | 0.0069594 | 798.1054 | 0.012236
|  | 628.0773 | 0.003525 | 798.343 | 0.035485 | 798.1394 | -0.0090378 | 628.0773 | 0.018055 | 798.343 | -0.01006 | 798.1394 | 0.010846 | 798.1394 | #REF! | 630.6814 | 0.00023601 | 798.343 | 0.017876 | 792.89 | -0.0031186 | 798.343 | 0.0037445 | 628.0773 | 0.01008 | 798.343 | 0.0051516 | 792.89 | 0.0017376 | 798.343 | 0 | 792.89 | -0.0092835 | 798.343 | 0.0041954 | 630.6814 | 8.4918 | 798.343 | 0.011957 | 630.6814 | 14.3037 | 798.343 | 0.0091733 | 798.1394 | 0.014359 | 936.6652 | 0.021149 | 798.1394 | 4.0749 | 936.2518 | 0.00053624 | 936.6652 | 4.2567 | 798.1394 | 0.013727 | 798.343 | 0.01571
|  | 628.1976 | 0 | 798.5805 | -0.0079403 | 798.377 | -0.03483 | 628.1976 | 0 | 798.5805 | -0.013137 | 798.377 | -0.049207 | 798.377 | #REF! | 630.8013 | 0.00048058 | 798.5805 | 0 | 793.12 | 0.015113 | 798.5805 | 0 | 628.1976 | 0.0041182 | 798.5805 | 0 | 793.12 | 0.0098918 | 798.5805 | 0 | 793.12 | 0.0028055 | 798.5805 | 0 | 630.8013 | 8.2907 | 798.5805 | 0 | 630.8013 | 14.4494 | 798.5805 | 0 | 798.377 | -0.027082 | 936.8333 | 0.021286 | 798.377 | 4.1349 | 936.4206 | 0 | 936.8333 | 4.2793 | 798.377 | 0.0012801 | 798.5805 | 0.011896
|  | 628.318 | 0.0039686 | 798.8181 | 0.020064 | 798.6147 | 0.017559 | 628.318 | 0.016717 | 798.8181 | 0.0012944 | 798.6147 | 0.012925 | 798.6147 | #REF! | 630.9212 | 0.00025277 | 798.818 | 0.040131 | 793.36 | -0.0031186 | 798.818 | 0.010716 | 628.318 | 0.0041382 | 798.818 | 0.0043855 | 793.36 | -0.0078143 | 798.8181 | 0.0035362 | 793.36 | 0.0095384 | 798.818 | 0.0020312 | 630.9212 | 8.0757 | 798.818 | 0.012628 | 630.9212 | 14.5623 | 798.818 | 0.011111 | 798.6146 | 0.021381 | 937.0015 | 0.015567 | 798.6147 | 4.2262 | 936.5894 | 0.00053624 | 937.0015 | 4.2944 | 798.6146 | 0.01328 | 798.8181 | 0.015486
|  | 628.4383 | 0 | 799.0556 | -0.013151 | 798.8523 | -0.016248 | 628.4383 | 0 | 799.0556 | -0.0022891 | 798.8523 | -0.09408 | 798.8523 | #REF! | 631.0411 | 0.0004979 | 799.0556 | 0 | 793.6 | -0.0093559 | 799.0556 | 0 | 628.4383 | 0.0072824 | 799.0556 | 0 | 793.6 | -0.0060669 | 799.0556 | 0 | 793.6 | -0.0053048 | 799.0556 | 0 | 631.0411 | 7.8818 | 799.0556 | 0 | 631.0411 | 14.6314 | 799.0556 | 0 | 798.8523 | -0.028711 | 937.1696 | 0.01947 | 798.8523 | 4.2057 | 936.7583 | 0 | 937.1696 | 4.3021 | 798.8523 | 0.0067679 | 799.0556 | 0.011467
|  | 628.5587 | 0.0069267 | 799.2932 | -0.00041539 | 799.09 | 0.021101 | 628.5587 | 0.018246 | 799.2932 | 0.0053003 | 799.09 | 0.029718 | 799.09 | #REF! | 631.161 | 0.00025333 | 799.2932 | 0.012354 | 793.84 | -0.013194 | 799.2932 | 0.018667 | 628.5587 | 0.0055062 | 799.2932 | 0.0068856 | 793.84 | -0.0052516 | 799.2932 | 0.00299 | 793.84 | 0.0067842 | 799.2932 | 0.0030739 | 631.161 | 7.6769 | 799.2932 | 0.020966 | 631.161 | 14.6286 | 799.2931 | 0.0058978 | 799.09 | 0.0092308 | 937.3378 | 0.025915 | 799.09 | 4.3245 | 936.9271 | 0.0007506 | 937.3378 | 4.2957 | 799.09 | 0.015068 | 799.2932 | 0.015405
|  | 628.679 | 0 | 799.5308 | -0.025319 | 799.3276 | -0.048911 | 628.679 | 0 | 799.5308 | -0.021685 | 799.3276 | -0.026378 | 799.3276 | #REF! | 631.2809 | 0.00046363 | 799.5307 | 0 | 794.07 | -0.0083963 | 799.5307 | 0 | 628.679 | 0.0082593 | 799.5307 | 0 | 794.07 | -0.0057175 | 799.5308 | 0 | 794.07 | -0.0007141 | 799.5307 | 0 | 631.2809 | 7.4873 | 799.5307 | 0 | 631.2809 | 14.6274 | 799.5308 | 0 | 799.3276 | -0.021381 | 937.5059 | 0.018018 | 799.3276 | 4.343 | 937.096 | 0 | 937.5059 | 4.2919 | 799.3276 | 0.0020021 | 799.5308 | 0.011647
|  | 628.7994 | 0.0060393 | 799.7683 | 0.034159 | 799.5653 | 0.009576 | 628.7994 | 0.016526 | 799.7683 | -0.030126 | 799.5653 | -0.013051 | 799.5653 | #REF! | 631.4008 | 0.00021607 | 799.7683 | 0.022483 | 794.31 | 0.0098357 | 799.7683 | 0.010535 | 628.7994 | 0.0131 | 799.7683 | 0.0041382 | 794.31 | -0.0049022 | 799.7683 | 0.00090173 | 794.31 | 0.0057129 | 799.7683 | 0.0010108 | 631.4008 | 7.2868 | 799.7683 | 0.013848 | 631.4008 | 14.6402 | 799.7683 | 0.010667 | 799.5653 | 0.010075 | 937.6741 | 0.024326 | 799.5653 | 4.4146 | 937.2648 | 0.0007506 | 937.6741 | 4.2884 | 799.5653 | 0.013727 | 799.7683 | 0.015569
|  | 628.9198 | 0 | 800.0059 | 0.0085814 | 799.803 | -0.017023 | 628.9198 | 0 | 800.0059 | -0.02868 | 799.803 | -0.048586 | 799.803 | #REF! | 631.5207 | 0.00044314 | 800.0059 | 0 | 794.55 | 0.018472 | 800.0059 | 0 | 628.9198 | 0.0051066 | 800.0059 | 0 | 794.55 | -0.0095617 | 800.0059 | 0 | 794.55 | -0.0057639 | 800.0059 | 0 | 631.5207 | 7.1078 | 800.0059 | 0 | 631.5207 | 14.7203 | 800.0059 | 0 | 799.803 | -0.01718 | 937.8422 | 0.017609 | 799.803 | 4.4297 | 937.4337 | 0 | 937.8422 | 4.2946 | 799.803 | -0.016409 | 800.0059 | 0.011828
|  | 629.0402 | 0.0017502 | 800.2435 | 0.024829 | 800.0406 | 0.015149 | 629.0402 | 0.020252 | 800.2435 | 0.023028 | 800.0406 | 0.025294 | 800.0406 | #REF! | 631.6407 | 0.00023079 | 800.2435 | 0.014837 | 794.79 | -0.014154 | 800.2435 | 0.012832 | 629.0402 | 0.0041382 | 800.2435 | 0.0018248 | 794.79 | -0.00094161 | 800.2435 | 0.0014547 | 794.79 | 0.0026524 | 800.2435 | 0.0021454 | 631.6407 | 6.9258 | 800.2435 | 0.0085125 | 631.6407 | 14.8038 | 800.2435 | 0.0098297 | 800.0407 | 0.015315 | 938.0104 | 0.019334 | 800.0406 | 4.5112 | 937.6026 | 0.00032174 | 938.0104 | 4.297 | 800.0407 | 0.03103 | 800.2435 | 0.014574
|  | 629.1606 | 0 | 800.4811 | -0.0060129 | 800.2783 | -0.039957 | 629.1606 | 0 | 800.4811 | -0.018415 | 800.2783 | -0.027558 | 800.2783 | #REF! | 631.7606 | 0.00046065 | 800.4811 | 0 | 795.02 | 0.02135 | 800.4811 | 0 | 629.1606 | 0.0074157 | 800.4811 | 0 | 795.02 | -0.006999 | 800.4811 | 0 | 795.02 | 0.0032646 | 800.4811 | 0 | 631.7606 | 6.7798 | 800.4811 | 0 | 631.7606 | 14.9136 | 800.4811 | 0 | 800.2783 | -0.012653 | 938.1786 | 0.022012 | 800.2783 | 4.5858 | 937.7714 | 0 | 938.1786 | 4.3048 | 800.2783 | 0.00096877 | 800.4811 | 0.011743
|  | 629.281 | 0.0095486 | 800.7188 | 0.010399 | 800.516 | -0.0065004 | 629.281 | 0.013087 | 800.7188 | 0.016595 | 800.516 | 0.017679 | 800.516 | #REF! | 631.8805 | 0.00023191 | 800.7187 | 0.02274 | 795.26 | -0.022311 | 800.7187 | 0.012268 | 629.281 | 0.0093251 | 800.7187 | 0.0068118 | 795.26 | -0.0059506 | 800.7188 | 0.0024337 | 795.26 | 0.0034176 | 800.7187 | 0.0049908 | 631.8805 | 6.6237 | 800.7187 | 0.020677 | 631.8805 | 14.9977 | 800.7188 | 0.0097995 | 800.516 | 0.029729 | 938.3467 | 0.020423 | 800.516 | 4.5659 | 937.9403 | 0.0007506 | 938.3467 | 4.3086 | 800.516 | 0.013153 | 800.7188 | 0.014725
|  | 629.4014 | 0 | 800.9564 | -0.0041341 | 800.7538 | -0.038296 | 629.4014 | 0 | 800.9564 | -0.025757 | 800.7538 | -0.095568 | 800.7538 | #REF! | 632.0004 | 0.00047537 | 800.9564 | 0 | 795.5 | -0.012235 | 800.9564 | 0 | 629.4014 | 0.00374 | 800.9564 | 0 | 795.5 | 0.0039509 | 800.9564 | 0 | 795.5 | -0.012956 | 800.9564 | 0 | 632.0004 | 6.4827 | 800.9564 | 0 | 632.0004 | 15.1308 | 800.9564 | 0 | 800.7538 | -0.011433 | 938.5149 | 0.022239 | 800.7538 | 4.6116 | 938.1092 | 0 | 938.5149 | 4.3221 | 800.7538 | 0.0033547 | 800.9564 | 0.010974
|  | 629.5218 | 0.0016023 | 801.194 | 0.0037725 | 800.9915 | 0.0080081 | 629.5218 | 0.020347 | 801.194 | -0.012279 | 800.9915 | 0.006419 | 800.9915 | #REF! | 632.1203 | 0.00024644 | 801.194 | 0.020309 | 795.74 | 0.019431 | 801.194 | 0.010544 | 629.5218 | 0.015586 | 801.194 | 0.0023867 | 795.74 | 0.011523 | 801.194 | 0.0023129 | 795.74 | 0.0058659 | 801.194 | 0.0042452 | 632.1203 | 6.3274 | 801.194 | 0.016448 | 632.1203 | 15.2368 | 801.194 | 0.0097864 | 800.9915 | 0.012698 | 938.683 | 0.025915 | 800.9915 | 4.7385 | 938.278 | 0.0007506 | 938.683 | 4.3287 | 800.9915 | 0.010982 | 801.194 | 0.014815
|  | 629.6422 | 0 | 801.4316 | 0.0012509 | 801.2292 | -0.0067558 | 629.6422 | 0 | 801.4316 | -0.0063662 | 801.2292 | -0.073801 | 801.2292 | #REF! | 632.2403 | 0.00044016 | 801.4316 | 0 | 795.97 | -0.031426 | 801.4316 | 0 | 629.6422 | 0.0032358 | 801.4316 | 0 | 795.97 | -0.002223 | 801.4316 | 0 | 795.97 | -0.0014792 | 801.4316 | 0 | 632.2403 | 6.193 | 801.4316 | 0 | 632.2403 | 15.3251 | 801.4316 | 0 | 801.2292 | -0.010253 | 938.8512 | 0.019697 | 801.2292 | 4.7958 | 938.4469 | 0 | 938.8512 | 4.3396 | 801.2292 | 0.0052306 | 801.4316 | 0.010999
|  | 629.7627 | 0.015228 | 801.6693 | 0.018868 | 801.4669 | -0.020761 | 629.7627 | 0.0096482 | 801.6693 | -0.002654 | 801.4669 | 0.0070188 | 801.4669 | #REF! | 632.3602 | 0.00019558 | 801.6693 | 0.0329 | 796.21 | -0.0040782 | 801.6693 | 0.0024424 | 629.7627 | 0.0035081 | 801.6693 | 0.0045951 | 796.21 | -0.002456 | 801.6693 | 0.00051602 | 796.21 | -0.0036216 | 801.6693 | 0.00088609 | 632.3602 | 6.0411 | 801.6693 | 0.012608 | 632.3602 | 15.361 | 801.6693 | 0.012285 | 801.4669 | 0.0029678 | 939.0194 | 0.029546 | 801.4669 | 4.8016 | 938.6158 | 0.0009651 | 939.0194 | 4.343 | 801.4669 | 0.016409 | 801.6693 | 0.014073
|  | 629.8831 | 0 | 801.9069 | -0.022795 | 801.7047 | -0.014609 | 629.8831 | 0 | 801.9069 | -0.0031425 | 801.7047 | -0.05055 | 801.7047 | #REF! | 632.4801 | 0.00043029 | 801.9069 | 0 | 796.45 | -0.0098357 | 801.9069 | 0 | 629.8831 | 0.0056394 | 801.9069 | 0 | 796.45 | -0.0021065 | 801.9069 | 0 | 796.45 | -0.0033155 | 801.9069 | 0 | 632.4801 | 5.8949 | 801.9069 | 0 | 632.4801 | 15.4009 | 801.9069 | 0 | 801.7047 | -0.016763 | 939.1876 | 0.018109 | 801.7047 | 4.8944 | 938.7847 | 0 | 939.1876 | 4.3488 | 801.7047 | 0.0053143 | 801.9069 | 0.011137
|  | 630.0036 | 0.0042645 | 802.1446 | 0.0055982 | 801.9424 | -0.0087283 | 630.0036 | 0.016717 | 802.1446 | -0.00062878 | 801.9424 | 0.0075351 | 801.9424 | #REF! | 632.6001 | 0.00023843 | 802.1446 | 0.025423 | 796.69 | 0.004558 | 802.1446 | 0.0050638 | 630.0036 | 0.0035081 | 802.1446 | 0.0034526 | 796.69 | -0.002689 | 802.1446 | 0.0015654 | 796.69 | 0.0051009 | 802.1446 | 0 | 632.6001 | 5.7257 | 802.1446 | 0.012955 | 632.6001 | 15.4356 | 802.1446 | 0.0083632 | 801.9424 | 0.0032937 | 939.3557 | 0.023146 | 801.9424 | 4.9441 | 938.9535 | 0.0007506 | 939.3557 | 4.3488 | 801.9424 | 0.0095133 | 802.1446 | 0.014834
|  | 630.1241 | 0 | 802.3823 | -0.0093933 | 802.1802 | -0.025167 | 630.1241 | 0 | 802.3823 | -0.015329 | 802.1802 | -0.039787 | 802.1802 | #REF! | 632.72 | 0.00046531 | 802.3823 | 0 | 796.92 | -0.02183 | 802.3823 | 0 | 630.1241 | 0.0058615 | 802.3823 | 0 | 796.92 | 0.0024366 | 802.3823 | 0 | 796.92 | -0.010508 | 802.3823 | 0 | 632.72 | 5.5811 | 802.3823 | 0 | 632.72 | 15.466 | 802.3823 | 0 | 802.1802 | -0.0081309 | 939.5239 | 0.017609 | 802.1802 | 4.9619 | 939.1224 | 0 | 939.5239 | 4.352 | 802.1802 | 0.0020021 | 802.3823 | 0.010568
|  | 630.2445 | 0 | 802.62 | -0.0013735 | 802.418 | -0.013951 | 630.2445 | 0.016048 | 802.62 | -0.0087738 | 802.418 | 0.013282 | 802.418 | #REF! | 632.8399 | 0.0002293 | 802.62 | 0.020602 | 797.16 | 0.020391 | 802.62 | 0.012515 | 630.2445 | 0.006794 | 802.62 | 0.002819 | 797.16 | 0.0015046 | 802.62 | 0.0019699 | 797.16 | 0.0054069 | 802.62 | 0.004287 | 632.8399 | 5.4261 | 802.62 | 0.012142 | 632.8399 | 15.4736 | 802.62 | 0.0046942 | 802.418 | 0.02525 | 939.6921 | 0.024644 | 802.418 | 5.0166 | 939.2913 | 0.0007506 | 939.6921 | 4.3547 | 802.418 | 0.012195 | 802.62 | 0.013956
|  | 630.365 | 0 | 802.8577 | -0.023365 | 802.6557 | -0.0016633 | 630.365 | 0 | 802.8577 | -0.028638 | 802.6557 | -0.02995 | 802.6557 | #REF! | 632.9599 | 0.00047611 | 802.8577 | 0 | 797.4 | -0.0088761 | 802.8577 | 0 | 630.365 | 0.0085258 | 802.8577 | 0 | 797.4 | -0.006999 | 802.8577 | 0 | 797.4 | -0.0077534 | 802.8577 | 0 | 632.9599 | 5.3023 | 802.8577 | 0 | 632.9599 | 15.4708 | 802.8577 | 0 | 802.6557 | -0.0089732 | 939.8602 | 0.027276 | 802.6557 | 5.0206 | 939.4602 | 0 | 939.8602 | 4.3611 | 802.6557 | 0.0050463 | 802.8577 | 0.010774
|  | 630.4855 | 0.0013064 | 803.0953 | 0.017714 | 802.8935 | 0.01612 | 630.4855 | 0.0067914 | 803.0953 | 0.0039733 | 802.8935 | 0.010287 | 802.8935 | #REF! | 633.0798 | 0.00025147 | 803.0954 | 0.015438 | 797.64 | 0.004558 | 803.0954 | 0.017709 | 630.4855 | 0.0055062 | 803.0954 | 0.001919 | 797.64 | -0.0047858 | 803.0953 | 0.00338 | 797.64 | 0.0011222 | 803.0954 | 0.0027157 | 633.0798 | 5.1667 | 803.0954 | 0.015197 | 633.0798 | 15.4699 | 803.0953 | 0.0064411 | 802.8935 | 0.0044679 | 940.0284 | 0.025279 | 802.8935 | 5.1284 | 939.6291 | 0.00053624 | 940.0284 | 4.3645 | 802.8935 | 0.010918 | 803.0953 | 0.013614
|  | 630.606 | 0 | 803.3331 | 0.011521 | 803.1313 | -0.027542 | 630.606 | 0.00033209 | 803.3331 | -0.010286 | 803.1313 | -0.093465 | 803.1313 | #REF! | 633.1998 | 0.00046791 | 803.3331 | 0 | 797.88 | -0.012714 | 803.3331 | 0 | 630.606 | 0.0097691 | 803.3331 | 0 | 797.88 | -0.0012911 | 803.3331 | 0 | 797.88 | -0.0062227 | 803.3331 | 0 | 633.1998 | 5.0571 | 803.3331 | 0 | 633.1998 | 15.4984 | 803.3331 | 0 | 803.1313 | -0.021177 | 940.1966 | 0.022239 | 803.1313 | 5.2006 | 939.798 | 0 | 940.1966 | 4.3744 | 803.1313 | -8.3679e-05 | 803.3331 | 0.010268
|  | 630.7265 | 0.01317 | 803.5708 | 0.009998 | 803.3691 | 0.028126 | 630.7265 | 0.012418 | 803.5708 | 0.023222 | 803.3691 | 0.033165 | 803.3691 | #REF! | 633.3197 | 0.00021999 | 803.5708 | 0.020106 | 798.11 | -0.016553 | 803.5708 | 0.018045 | 630.7265 | 0.0022476 | 803.5708 | 0.0052662 | 798.11 | -0.0063001 | 803.5708 | 0.0028147 | 798.11 | -0.0023974 | 803.5708 | 0.002854 | 633.3197 | 4.9314 | 803.5708 | 0.016038 | 633.3197 | 15.529 | 803.5708 | 0.010485 | 803.3691 | 0.021177 | 940.3648 | 0.02124 | 803.3691 | 5.2608 | 939.9669 | 0.0007506 | 940.3648 | 4.3814 | 803.3691 | 0.011173 | 803.5708 | 0.013576
|  | 630.847 | 0 | 803.8085 | -0.0161 | 803.6069 | -0.015843 | 630.847 | 0 | 803.8085 | -0.0074193 | 803.6069 | -0.061019 | 803.6069 | #REF! | 633.4397 | 0.00045059 | 803.8085 | 0 | 798.35 | -0.0083963 | 803.8085 | 0 | 630.847 | 0.0047513 | 803.8085 | 0 | 798.35 | -0.0028054 | 803.8085 | 0 | 798.35 | 0.00066312 | 803.8085 | 0 | 633.4397 | 4.8265 | 803.8085 | 0 | 633.4397 | 15.5824 | 803.8085 | 0 | 803.6069 | -0.015793 | 940.533 | 0.028956 | 803.6069 | 5.3108 | 940.1358 | 0 | 940.533 | 4.3925 | 803.6069 | 0.004854 | 803.8085 | 0.010765
|  | 630.9675 | 0.0054477 | 804.0463 | 0.015148 | 803.8447 | 0.0028 | 630.9675 | 0.0089448 | 804.0463 | -0.0053217 | 803.8447 | 0.0018688 | 803.8447 | #REF! | 633.5596 | 0.0002334 | 804.0463 | 0.017022 | 798.59 | -0.015113 | 804.0463 | 0.0087997 | 630.9675 | 0.010568 | 804.0463 | 0.0061478 | 798.59 | 0.0032519 | 804.0463 | 0.0030844 | 798.59 | 0.00096913 | 804.0463 | 0.0053085 | 633.5596 | 4.7014 | 804.0463 | 0.018391 | 633.5596 | 15.5913 | 804.0463 | 0.01052 | 803.8447 | 0.016968 | 940.7012 | 0.016293 | 803.8447 | 5.3047 | 940.3047 | 0.00053624 | 940.7012 | 4.3984 | 803.8447 | 0.015643 | 804.0463 | 0.01388
|  | 631.088 | 0 | 804.284 | -0.01611 | 804.0825 | -0.016755 | 631.088 | 0 | 804.284 | -0.039368 | 804.0825 | -0.084356 | 804.0825 | #REF! | 633.6795 | 0.00044053 | 804.284 | 0 | 798.83 | -0.017992 | 804.284 | 0 | 631.088 | 0.0041182 | 804.284 | 0 | 798.83 | -0.0056011 | 804.284 | 0 | 798.83 | -0.0083652 | 804.284 | 0 | 633.6795 | 4.5931 | 804.284 | 0 | 633.6795 | 15.5995 | 804.284 | 0 | 804.0825 | -0.014898 | 940.8693 | 0.025552 | 804.0825 | 5.3239 | 940.4736 | 0 | 940.8693 | 4.4055 | 804.0825 | 0.0082363 | 804.284 | 0.0103
|  | 631.2086 | 0.0083961 | 804.5218 | 0.014654 | 804.3204 | -0.0055617 | 631.2086 | 0.011272 | 804.5218 | -0.0023982 | 804.3204 | 0.038242 | 804.3204 | #REF! | 633.7995 | 0.00020862 | 804.5218 | 0.023334 | 799.06 | 0.017512 | 804.5218 | 0.012421 | 631.2086 | 0.0085702 | 804.5218 | 0.0021051 | 799.06 | -0.0029219 | 804.5218 | 0.0011016 | 799.06 | 0.0037236 | 804.5218 | 0.0020691 | 633.7995 | 4.4639 | 804.5218 | 0.012188 | 633.7995 | 15.5661 | 804.5218 | 0.0065433 | 804.3204 | 0.016683 | 941.0375 | 0.032178 | 804.3204 | 5.4025 | 940.6425 | 0.0009651 | 941.0375 | 4.4095 | 804.3204 | 0.013791 | 804.5218 | 0.014037
|  | 631.3291 | 0 | 804.7595 | -0.023131 | 804.5582 | -0.025044 | 631.3291 | 0 | 804.7595 | -0.039299 | 804.5582 | -0.063469 | 804.5582 | #REF! | 633.9195 | 0.00044146 | 804.7595 | 0 | 799.3 | -0.058293 | 804.7595 | 0 | 631.3291 | 0.0075045 | 804.7595 | 0 | 799.3 | 0.0024366 | 804.7595 | 0 | 799.3 | -0.0091305 | 804.7595 | 0 | 633.9195 | 4.3566 | 804.7595 | 0 | 633.9195 | 15.5474 | 804.7595 | 0 | 804.5582 | -0.023417 | 941.2057 | 0.029455 | 804.5582 | 5.4537 | 940.8114 | 0 | 941.2057 | 4.4117 | 804.5582 | 0.0013695 | 804.7595 | 0.010868
|  | 631.4497 | 0.010454 | 804.9973 | 0.02028 | 804.7961 | 0.012287 | 631.4497 | 0.012801 | 804.9973 | -0.0068338 | 804.7961 | 0.026784 | 804.7961 | #REF! | 634.0394 | 0.00023452 | 804.9973 | 0.015632 | 799.54 | -0.02375 | 804.9973 | 0.014713 | 631.4497 | 0.0050178 | 804.9973 | 0.0062937 | 799.54 | 0.00033976 | 804.9973 | 0.001919 | 799.54 | -0.0017853 | 804.9973 | 0.0047271 | 634.0394 | 4.2303 | 804.9973 | 0.0072296 | 634.0394 | 15.5109 | 804.9973 | 0.0083127 | 804.7961 | 0.010027 | 941.3739 | 0.02714 | 804.7961 | 5.455 | 940.9803 | 0.00053624 | 941.3739 | 4.411 | 804.7961 | 0.014877 | 804.9973 | 0.013272
|  | 631.5702 | 0 | 805.235 | -0.0065165 | 805.0339 | -0.015343 | 631.5702 | 0 | 805.235 | -0.032953 | 805.0339 | -0.075304 | 805.0339 | #REF! | 634.1594 | 0.00046046 | 805.2351 | 0 | 799.78 | -0.02327 | 805.2351 | 0 | 631.5702 | 0.0091474 | 805.2351 | 0 | 799.78 | -0.0071154 | 805.235 | 0 | 799.78 | -0.0048458 | 805.2351 | 0 | 634.1594 | 4.1259 | 805.2351 | 0 | 634.1594 | 15.4613 | 805.2351 | 0 | 805.0339 | -0.017304 | 941.5421 | 0.022511 | 805.0339 | 5.5646 | 941.1492 | 0 | 941.5421 | 4.4127 | 805.0339 | -0.0008202 | 805.235 | 0.010714
|  | 631.6908 | 0.013994 | 805.4728 | 0.027789 | 805.2718 | 0.016208 | 631.6908 | 0.017577 | 805.4728 | 0.011095 | 805.2718 | 0.01865 | 805.2718 | #REF! | 634.2793 | 0.00022762 | 805.4729 | 0.017395 | 800.01 | 0.0016793 | 805.4729 | 0.010087 | 631.6908 | 0.0060391 | 805.4729 | 0.0050778 | 800.01 | 0.0029025 | 805.4728 | 0.004825 | 800.01 | -0.0062227 | 805.4729 | 0.0059544 | 634.2793 | 4.0107 | 805.4729 | 0.021656 | 634.2793 | 15.4059 | 805.4728 | 0.010925 | 805.2718 | 0.011547 | 941.7103 | 0.022102 | 805.2718 | 5.5712 | 941.3181 | 0.00053624 | 941.7103 | 4.4133 | 805.2718 | 0.015579 | 805.4728 | 0.013243
|  | 631.8114 | 0 | 805.7106 | 0.0068565 | 805.5096 | -0.0063862 | 631.8114 | 0 | 805.7106 | -0.014198 | 805.5096 | -0.03925 | 805.5096 | #REF! | 634.3993 | 0.0004519 | 805.7107 | 0 | 800.25 | 0.00071969 | 805.7107 | 0 | 631.8114 | 0.01119 | 805.7107 | 0 | 800.25 | 0.00022327 | 805.7106 | 0 | 800.25 | -0.0045398 | 805.7107 | 0 | 634.3993 | 3.9218 | 805.7107 | 0 | 634.3993 | 15.3582 | 805.7106 | 0 | 805.5096 | -0.0083814 | 941.8785 | 0.026414 | 805.5096 | 5.5465 | 941.4871 | 0 | 941.8785 | 4.4202 | 805.5096 | 0.0035434 | 805.7106 | 0.0098101
|  | 631.932 | 0.014487 | 805.9485 | 0.011977 | 805.7475 | -0.0099351 | 631.932 | 0.016048 | 805.9485 | 0.025893 | 805.7475 | -0.010758 | 805.7475 | #REF! | 634.5193 | 0.00022632 | 805.9485 | 0.0098007 | 800.49 | 0.025189 | 805.9485 | 0.011101 | 631.932 | 0.011057 | 805.9485 | 0.0043242 | 800.49 | 0.00068922 | 805.9485 | 0.0018428 | 800.49 | 0.0026524 | 805.9485 | 0.0031526 | 634.5193 | 3.8207 | 805.9485 | 0.010537 | 634.5193 | 15.2955 | 805.9485 | 0.0086216 | 805.7475 | 0.02077 | 942.0467 | 0.020514 | 805.7475 | 5.6369 | 941.656 | 0.0009651 | 942.0467 | 4.4272 | 805.7475 | 0.0098964 | 805.9485 | 0.012654
|  | 632.0526 | 0 | 806.1863 | 0.012176 | 805.9854 | 0.0028675 | 632.0526 | 0 | 806.1863 | -0.0065655 | 805.9854 | -0.073843 | 805.9854 | #REF! | 634.6392 | 0.00045916 | 806.1863 | 0 | 800.73 | 0.016073 | 806.1863 | 0 | 632.0526 | 0.00071442 | 806.1863 | 0 | 800.73 | -0.00024269 | 806.1863 | 0 | 800.73 | -0.0028565 | 806.1863 | 0 | 634.6392 | 3.7306 | 806.1863 | 0 | 634.6392 | 15.2175 | 806.1863 | 0 | 805.9854 | -0.0059175 | 942.2149 | 0.016293 | 805.9854 | 5.7045 | 941.8249 | 0 | 942.2149 | 4.4424 | 805.9854 | 0.00532 | 806.1863 | 0.0098466
|  | 632.1732 | 0.0010107 | 806.4241 | 0.015139 | 806.2233 | 0.018752 | 632.1732 | 0.01089 | 806.4241 | 0.010792 | 806.2233 | 0.025465 | 806.2233 | #REF! | 634.7592 | 0.00023452 | 806.4241 | 0.019252 | 800.96 | -0.0059973 | 806.4241 | 0.011024 | 632.1732 | 0.012478 | 806.4241 | 0.0053937 | 800.96 | -0.0078143 | 806.4241 | 0.0029526 | 800.96 | -0.0028565 | 806.4241 | 0.0061293 | 634.7592 | 3.6205 | 806.4241 | 0.007151 | 634.7592 | 15.1362 | 806.4241 | 0.0065594 | 806.2233 | 0.016234 | 942.3831 | 0.024599 | 806.2233 | 5.6828 | 941.9939 | 0.0007506 | 942.3831 | 4.4545 | 806.2233 | 0.012386 | 806.4241 | 0.01358
|  | 632.2938 | 0 | 806.6619 | 0.013031 | 806.4612 | -0.017981 | 632.2938 | 0 | 806.6619 | -0.020748 | 806.4612 | -0.067764 | 806.4612 | #REF! | 634.8792 | 0.00045413 | 806.6619 | 0 | 801.2 | 0.014154 | 806.6619 | 0 | 632.2938 | 0.0023533 | 806.6619 | 0 | 801.2 | -0.0036209 | 806.6619 | 0 | 801.2 | -0.0085181 | 806.6619 | 0 | 634.8792 | 3.5284 | 806.6619 | 0 | 634.8792 | 15.0893 | 806.6619 | 0 | 806.4612 | -0.025046 | 942.5513 | 0.027049 | 806.4612 | 5.7506 | 942.1628 | 0 | 942.5513 | 4.4711 | 806.4612 | -0.01743 | 806.6619 | 0.0098269
|  | 632.4144 | 0.0098778 | 806.8998 | 0.011017 | 806.6991 | -0.0090264 | 632.4144 | 0.014425 | 806.8998 | 0.010939 | 806.6991 | 0.022789 | 806.6991 | #REF! | 634.9991 | 0.00022204 | 806.8998 | 0.02509 | 801.44 | 0.014634 | 806.8998 | 0.011992 | 632.4144 | 0.014831 | 806.8998 | 0.0031088 | 801.44 | 0.0045333 | 806.8998 | 0.0028343 | 801.44 | -0.011273 | 806.8998 | 0.0050747 | 634.9991 | 3.4257 | 806.8998 | 0.019326 | 634.9991 | 15.0556 | 806.8998 | 0.0096095 | 806.6991 | 0.010097 | 942.7195 | 0.021694 | 806.6991 | 5.7968 | 942.3317 | 0.00053624 | 942.7195 | 4.483 | 806.6991 | 0.036393 | 806.8998 | 0.012759
|  | 632.535 | 0 | 807.1376 | -0.016014 | 806.937 | -0.0091882 | 632.535 | 0 | 807.1376 | -0.013281 | 806.937 | -0.041925 | 806.937 | #REF! | 635.1191 | 0.00046046 | 807.1376 | 0 | 801.68 | -0.022789 | 807.1376 | 0 | 632.535 | 0.012922 | 807.1376 | 0 | 801.68 | -0.0045528 | 807.1376 | 0 | 801.68 | -0.0022444 | 807.1376 | 0 | 635.1191 | 3.3451 | 807.1376 | 0 | 635.1191 | 15.0178 | 807.1376 | 0 | 806.937 | -0.0098173 | 942.8877 | 0.02242 | 806.937 | 5.8139 | 942.5007 | 0 | 942.8877 | 4.4979 | 806.937 | -0.00057575 | 807.1376 | 0.0099888
|  | 632.6557 | 0.0044124 | 807.3755 | 0.020852 | 807.1749 | -0.006475 | 632.6557 | 0.0067914 | 807.3755 | 0.013949 | 807.1749 | 0.005722 | 807.1749 | #REF! | 635.2391 | 0.00023936 | 807.3755 | 0.014446 | 801.92 | 0.0016793 | 807.3755 | 0.010697 | 632.6557 | 0.01008 | 807.3755 | 0 | 801.92 | -0.010028 | 807.3755 | 0.00078934 | 801.92 | 0.00081613 | 807.3755 | 0.0039668 | 635.2391 | 3.2434 | 807.3755 | 0.012796 | 635.2391 | 14.9412 | 807.3755 | 0.006843 | 807.1749 | 0.011841 | 943.0559 | 0.028592 | 807.1749 | 5.8969 | 942.6696 | 0.00053624 | 943.0559 | 4.5106 | 807.1749 | 0.010854 | 807.3755 | 0.01321
|  | 632.7763 | 0 | 807.6133 | -0.0075413 | 807.4129 | -0.035187 | 632.7763 | 0 | 807.6133 | -0.0016481 | 807.4129 | -0.042567 | 807.4129 | #REF! | 635.3591 | 0.00048747 | 807.6134 | 0 | 802.15 | 0.004558 | 807.6134 | 0 | 632.7763 | 0.0017229 | 807.6134 | 0 | 802.15 | -0.0038538 | 807.6133 | 0 | 802.15 | 0.0078554 | 807.6134 | 0 | 635.3591 | 3.1586 | 807.6134 | 0 | 635.3591 | 14.8202 | 807.6133 | 0 | 807.4129 | -0.02301 | 943.2241 | 0.017609 | 807.4129 | 5.8732 | 942.8385 | 0 | 943.2241 | 4.5236 | 807.4129 | 0.0030997 | 807.6133 | 0.0087509
|  | 632.897 | 0.019344 | 807.8512 | 0.012306 | 807.6508 | -0.004006 | 632.897 | 0.010317 | 807.8512 | -0.0081982 | 807.6508 | 0.0076297 | 807.6508 | #REF! | 635.4791 | 0.00024942 | 807.8512 | 0.023018 | 802.39 | 0.026148 | 807.8512 | 0.013223 | 632.897 | 0.016385 | 807.8512 | 0 | 802.39 | 0.0039509 | 807.8512 | 0.00057537 | 802.39 | -0.0069881 | 807.8512 | 0.0032504 | 635.4791 | 3.0561 | 807.8512 | 0.017983 | 635.4791 | 14.6543 | 807.8512 | 0.0084021 | 807.6508 | -0.0019537 | 943.3923 | 0.029863 | 807.6508 | 5.9779 | 943.0075 | 0.0007506 | 943.3923 | 4.5312 | 807.6508 | 0.0072148 | 807.8512 | 0.012591
|  | 633.0177 | 0 | 808.0891 | -0.015491 | 807.8888 | -0.0065824 | 633.0177 | 0 | 808.0891 | -0.013901 | 807.8888 | -0.067889 | 807.8888 | #REF! | 635.5991 | 0.00048226 | 808.0891 | 0 | 802.63 | -0.028548 | 808.0891 | 0 | 633.0177 | 0.0072824 | 808.0891 | 0 | 802.63 | -0.012707 | 808.0891 | 0 | 802.63 | -0.0053048 | 808.0891 | 0 | 635.5991 | 2.9739 | 808.0891 | 0 | 635.5991 | 14.4728 | 808.0891 | 0 | 807.8888 | -0.024028 | 943.5605 | 0.032132 | 807.8888 | 5.9231 | 943.1764 | 0 | 943.5605 | 4.5385 | 807.8888 | 0.0050511 | 808.0891 | 0.0099268
|  | 633.1383 | 0.0051518 | 808.327 | -0.0051188 | 808.1267 | -0.0056986 | 633.1383 | 0.011081 | 808.327 | 0.0020489 | 808.1267 | 0.0090433 | 808.1267 | #REF! | 635.719 | 0.0002334 | 808.327 | 0.010785 | 802.87 | 0.013674 | 808.327 | 0.0031612 | 633.1383 | 0.0057727 | 808.327 | 0.0010918 | 802.87 | 0.00092222 | 808.327 | 0.00074703 | 802.87 | 0.0037236 | 808.327 | 0.0028869 | 635.719 | 2.875 | 808.327 | 0.008272 | 635.719 | 14.2954 | 808.327 | 0.0041876 | 808.1267 | 0.0090954 | 943.7287 | 0.017655 | 808.1267 | 5.9399 | 943.3454 | 0.00053624 | 943.7287 | 4.5411 | 808.1267 | 0.01494 | 808.327 | 0.011733
|  | 633.259 | 0 | 808.5649 | -0.01535 | 808.3647 | -0.021627 | 633.259 | 0 | 808.5649 | -0.0085831 | 808.3647 | -0.032165 | 808.3647 | #REF! | 635.839 | 0.00044798 | 808.5649 | 0 | 803.1 | -0.0002399 | 808.5649 | 0 | 633.259 | 0.010568 | 808.5649 | 0 | 803.1 | 0.0010387 | 808.5649 | 0 | 803.1 | 0.0031115 | 808.5649 | 0 | 635.839 | 2.7963 | 808.5649 | 0 | 635.839 | 14.1503 | 808.5649 | 0 | 808.3647 | -0.019308 | 943.8969 | 0.020015 | 808.3647 | 6.008 | 943.5143 | 0 | 943.8969 | 4.5443 | 808.3647 | 0.0027661 | 808.5649 | 0.0088996
|  | 633.3797 | 0.0039686 | 808.8028 | 0.012703 | 808.6027 | -0.0040168 | 633.3797 | 0.0019877 | 808.8028 | -0.0042929 | 808.6027 | -0.030266 | 808.6027 | #REF! | 635.959 | 0.00022427 | 808.8028 | 0.024463 | 803.34 | -0.017992 | 808.8028 | 0.011845 | 633.3797 | 0.0009873 | 808.8028 | 0 | 803.34 | -0.0010581 | 808.8028 | 0.0023439 | 803.34 | -0.0037746 | 808.8028 | 0.0044672 | 635.959 | 2.7093 | 808.8028 | 0.011177 | 635.959 | 14.0265 | 808.8028 | 0.010477 | 808.6027 | 0.014504 | 944.0652 | 0.02537 | 808.6027 | 6.0115 | 943.6833 | 0.0007506 | 944.0652 | 4.5433 | 808.6027 | 0.010471 | 808.8028 | 0.011696
|  | 633.5004 | 0 | 809.0407 | -0.021304 | 808.8406 | -0.058987 | 633.5004 | 0 | 809.0407 | -0.019873 | 808.8406 | -0.08265 | 808.8406 | #REF! | 636.079 | 0.00046885 | 809.0407 | 0 | 803.58 | 0.00071969 | 809.0407 | 0 | 633.5004 | 0.0034878 | 809.0407 | 0 | 803.58 | -0.010377 | 809.0407 | 0 | 803.58 | -0.0039276 | 809.0407 | 0 | 636.079 | 2.6353 | 809.0407 | 0 | 636.079 | 13.9142 | 809.0407 | 0 | 808.8406 | -0.033598 | 944.2334 | 0.02655 | 808.8406 | 6.0581 | 943.8523 | 0 | 944.2334 | 4.5449 | 808.8406 | 0.0015344 | 809.0407 | 0.0085299
|  | 633.6211 | 0 | 809.2787 | -5.4344e-05 | 809.0786 | -0.018339 | 633.6211 | 0 | 809.2787 | -0.011218 | 809.0786 | 0.023308 | 809.0786 | #REF! | 636.199 | 0.00025463 | 809.2787 | 0.01408 | 803.82 | -0.002159 | 809.2787 | 0.0076916 | 633.6211 | 0.012345 | 809.2787 | 0.0015988 | 803.82 | 0.0026695 | 809.2787 | 0.00029794 | 803.82 | -0.0040807 | 809.2787 | 0.002426 | 636.199 | 2.5487 | 809.2787 | 0.013499 | 636.199 | 13.7903 | 809.2787 | 0.0047333 | 809.0786 | 0.012891 | 944.4016 | 0.013389 | 809.0786 | 6.0345 | 944.0212 | 0.0011796 | 944.4016 | 4.5441 | 809.0786 | 0.013216 | 809.2787 | 0.011471
|  | 633.7418 | 0 | 809.5166 | -0.00060947 | 809.3166 | -0.031706 | 633.7418 | 0 | 809.5166 | -0.026579 | 809.3166 | -0.048141 | 809.3166 | #REF! | 636.319 | 0.00046847 | 809.5166 | 0 | 804.06 | -0.0083963 | 809.5166 | 0 | 633.7418 | 0.013721 | 809.5166 | 0 | 804.06 | -0.010261 | 809.5166 | 0 | 804.06 | -0.0039276 | 809.5166 | 0 | 636.319 | 2.4841 | 809.5166 | 0 | 636.319 | 13.6853 | 809.5166 | 0 | 809.3166 | -0.0086741 | 944.5698 | 0.021921 | 809.3166 | 6.0852 | 944.1902 | 0 | 944.5698 | 4.5471 | 809.3166 | 0.0038953 | 809.5166 | 0.0087734
|  | 633.8625 | 0.0097132 | 809.7545 | 0.009472 | 809.5546 | 0.026097 | 633.8625 | 0.012801 | 809.7545 | 0.0035036 | 809.5546 | 0.033411 | 809.5546 | #REF! | 636.439 | 0.00022558 | 809.7545 | 0.021364 | 804.29 | -0.013194 | 809.7545 | 0.012175 | 633.8625 | 0.0085702 | 809.7545 | 0.0043765 | 804.29 | 0.0011552 | 809.7545 | 0.0028354 | 804.29 | -0.0039276 | 809.7545 | 0.0050748 | 636.439 | 2.4085 | 809.7545 | 0.01536 | 636.439 | 13.5327 | 809.7545 | 0.013236 | 809.5546 | 0.016138 | 944.738 | 0.028729 | 809.5546 | 6.1021 | 944.3591 | 0.0009651 | 944.738 | 4.5538 | 809.5546 | 0.013344 | 809.7545 | 0.01204
|  | 633.9833 | 0 | 809.9925 | -0.009881 | 809.7926 | -0.024404 | 633.9833 | 0 | 809.9925 | -0.01318 | 809.7926 | -0.075336 | 809.7926 | #REF! | 636.559 | 0.00047499 | 809.9925 | 0 | 804.53 | 0.010795 | 809.9925 | 0 | 633.9833 | 0.0080373 | 809.9925 | 0 | 804.53 | 0.0052322 | 809.9925 | 0 | 804.53 | 0.0018873 | 809.9925 | 0 | 636.559 | 2.351 | 809.9925 | 0 | 636.559 | 13.3763 | 809.9925 | 0 | 809.7926 | -0.023417 | 944.9062 | 0.018744 | 809.7926 | 6.1154 | 944.5281 | 0 | 944.9062 | 4.5691 | 809.7926 | 0.0016948 | 809.9925 | 0.0089009
|  | 634.104 | 0.0038207 | 810.2305 | 0.036121 | 810.0307 | 0.042543 | 634.104 | 0.0057976 | 810.2305 | 0.0059854 | 810.0307 | 0.023728 | 810.0307 | #REF! | 636.679 | 0.0002524 | 810.2304 | 0.021789 | 804.77 | -0.015593 | 810.2304 | 0.017805 | 634.104 | 0.014076 | 810.2304 | 0.0083898 | 804.77 | 0.002786 | 810.2305 | 0.0041124 | 804.77 | 0.0044887 | 810.2304 | 0.0044694 | 636.679 | 2.2702 | 810.2304 | 0.020963 | 636.679 | 13.166 | 810.2305 | 0.012672 | 810.0307 | 0.01974 | 945.0745 | 0.024009 | 810.0307 | 6.109 | 944.6971 | 0.00053624 | 945.0745 | 4.5827 | 810.0307 | 0.0084279 | 810.2305 | 0.011669
|  | 634.2247 | 0 | 810.4684 | 0.0074231 | 810.2687 | -0.01712 | 634.2247 | 0 | 810.4684 | -0.014775 | 810.2687 | -0.054659 | 810.2687 | #REF! | 636.799 | 0.00050517 | 810.4684 | 0 | 805.01 | -0.0035984 | 810.4684 | 0 | 634.2247 | 0.011323 | 810.4684 | 0 | 805.01 | -0.014221 | 810.4684 | 0 | 805.01 | -0.0010202 | 810.4684 | 0 | 636.799 | 2.2166 | 810.4684 | 0 | 636.799 | 13.0083 | 810.4684 | 0 | 810.2687 | -0.017599 | 945.2427 | 0.027685 | 810.2687 | 6.1192 | 944.8661 | 0 | 945.2427 | 4.5983 | 810.2687 | 0.0040031 | 810.4684 | 0.0086054
|  | 634.3455 | 0.0094662 | 810.7064 | 0.013289 | 810.5067 | 0.0027198 | 634.3455 | 0.0036442 | 810.7064 | -0.0023906 | 810.5067 | -0.007008 | 810.5067 | #REF! | 636.919 | 0.000255 | 810.7064 | 0.022071 | 805.24 | 0.0083963 | 810.7064 | 0.014956 | 634.3455 | 0.0024997 | 810.7064 | 0.0020728 | 805.24 | 0.0037179 | 810.7064 | 0.00032642 | 805.24 | 0.0021933 | 810.7064 | 0.0073035 | 636.919 | 2.1475 | 810.7064 | 0.023336 | 636.919 | 12.8166 | 810.7064 | 0.007613 | 810.5067 | 0.011725 | 945.4109 | 0.021149 | 810.5067 | 6.0946 | 945.035 | 0.00053624 | 945.4109 | 4.608 | 810.5067 | 0.013025 | 810.7064 | 0.011841
|  | 634.4663 | 0 | 810.9444 | 0.0016665 | 810.7448 | -0.011447 | 634.4663 | 0 | 810.9444 | -0.033111 | 810.7448 | -0.064179 | 810.7448 | #REF! | 637.039 | 0.00049734 | 810.9444 | 0 | 805.48 | -0.011755 | 810.9444 | 0 | 634.4663 | 0.0082593 | 810.9444 | 0 | 805.48 | 0.00045625 | 810.9444 | 0 | 805.48 | -0.0031625 | 810.9444 | 0 | 637.039 | 2.0907 | 810.9444 | 0 | 637.039 | 12.6217 | 810.9444 | 0 | 810.7448 | -0.019179 | 945.5791 | 0.027503 | 810.7448 | 6.1435 | 945.204 | 0 | 945.5791 | 4.6185 | 810.7448 | 0.0016604 | 810.9444 | 0.0087031
|  | 634.587 | 0 | 811.1824 | 0.013371 | 810.9828 | -0.012612 | 634.587 | 0.010126 | 811.1824 | -0.001274 | 810.9828 | 0.013377 | 810.9828 | #REF! | 637.159 | 0.0002429 | 811.1824 | 0.02535 | 805.72 | -0.013674 | 811.1824 | 0.0074667 | 634.587 | 0.008437 | 811.1824 | 0.0010826 | 805.72 | -0.00070865 | 811.1824 | 0.00041291 | 805.72 | 0.0046418 | 811.1824 | 0 | 637.159 | 2.0113 | 811.1824 | 0.010588 | 637.159 | 12.3907 | 811.1824 | 0.012892 | 810.9828 | 0.0090065 | 945.7474 | 0.022919 | 810.9828 | 6.1321 | 945.373 | 0.0007506 | 945.7474 | 4.6203 | 810.9828 | 0.0093856 | 811.1824 | 0.012172
|  | 634.7078 | 0 | 811.4204 | -0.013718 | 811.2209 | -0.014046 | 634.7078 | 0 | 811.4204 | -0.04087 | 811.2209 | -0.049448 | 811.2209 | #REF! | 637.279 | 0.00047537 | 811.4204 | 0 | 805.96 | 0.0031186 | 811.4204 | 0 | 634.7078 | 0.0050178 | 811.4204 | 0 | 805.96 | 0.0012716 | 811.4204 | 0 | 805.96 | 0.0052539 | 811.4204 | 0 | 637.279 | 1.9512 | 811.4204 | 0 | 637.279 | 12.2004 | 811.4204 | 0 | 811.2209 | -0.012879 | 945.9156 | 0.017292 | 811.2209 | 6.185 | 945.542 | 0 | 945.9156 | 4.6224 | 811.2209 | 0.0012538 | 811.4204 | 0.0088882
|  | 634.8286 | 0.0030813 | 811.6584 | 0.013846 | 811.4589 | -0.013253 | 634.8286 | 0.018723 | 811.6584 | -0.020804 | 811.4589 | -0.023125 | 811.4589 | #REF! | 637.399 | 0.00023284 | 811.6584 | 0.0092656 | 806.2 | 0.013674 | 811.6584 | 0.010855 | 634.8286 | 0.007016 | 811.6584 | 0.0034601 | 806.2 | -0.00035917 | 811.6584 | 0.0012108 | 806.2 | -0.00056109 | 811.6584 | 0.0003877 | 637.399 | 1.8843 | 811.6584 | 0.023025 | 637.399 | 12.04 | 811.6584 | 0.0071705 | 811.4589 | 0.0030053 | 946.0838 | 0.023782 | 811.4589 | 6.136 | 945.711 | 0.0009651 | 946.0838 | 4.6169 | 811.4589 | 0.013344 | 811.6584 | 0.011454
|  | 634.9494 | 0 | 811.8964 | -0.0086847 | 811.697 | -0.022438 | 634.9494 | 0 | 811.8964 | 0.00050431 | 811.697 | -0.04298 | 811.697 | #REF! | 637.5191 | 0.00045786 | 811.8964 | 0 | 806.43 | -0.032385 | 811.8964 | 0 | 634.9494 | 0.0072824 | 811.8964 | 0 | 806.43 | 0.0011552 | 811.8964 | 0 | 806.43 | -0.0051518 | 811.8964 | 0 | 637.5191 | 1.8365 | 811.8964 | 0 | 637.5191 | 11.89 | 811.8964 | 0 | 811.697 | -0.0033491 | 946.2521 | 0.018925 | 811.697 | 6.172 | 945.88 | 0 | 946.2521 | 4.6133 | 811.697 | 0.0031759 | 811.8964 | 0.0084802
|  | 635.0702 | 0.0024896 | 812.1345 | 0.015722 | 811.9351 | -0.014428 | 635.0702 | 0.018723 | 812.1345 | -0.0059783 | 811.9351 | 0.0097258 | 811.9351 | #REF! | 637.6391 | 0.00022558 | 812.1344 | 0.024745 | 806.67 | 0.012714 | 812.1344 | 0.010145 | 635.0702 | 0.01008 | 812.1344 | 0.0021618 | 806.67 | 0.0033685 | 812.1345 | 0.00048811 | 806.67 | -0.0030095 | 812.1344 | 0.00039427 | 637.6391 | 1.7807 | 812.1344 | 0.015671 | 637.6391 | 11.7241 | 812.1345 | 0.0044862 | 811.9351 | 0.0041922 | 946.4203 | 0.022329 | 811.9351 | 6.1586 | 946.049 | 0.00053624 | 946.4203 | 4.6033 | 811.9351 | 0.014685 | 812.1345 | 0.011486
|  | 635.191 | 0 | 812.3725 | -0.012496 | 812.1732 | -0.021857 | 635.191 | 0 | 812.3725 | -0.037061 | 812.1732 | -0.0668 | 812.1732 | #REF! | 637.7591 | 0.00045841 | 812.3725 | 0 | 806.91 | -0.014154 | 812.3725 | 0 | 635.191 | 0.0097691 | 812.3725 | 0 | 806.91 | -0.00070865 | 812.3725 | 0 | 806.91 | -0.0062227 | 812.3725 | 0 | 637.7591 | 1.738 | 812.3725 | 0 | 637.7591 | 11.5466 | 812.3725 | 0 | 812.1732 | -0.00748 | 946.5885 | 0.022329 | 812.1732 | 6.1729 | 946.2179 | 0 | 946.5885 | 4.5979 | 812.1732 | 0.0011856 | 812.3725 | 0.0089079
|  | 635.3118 | 0.0036729 | 812.6105 | 0.010048 | 812.4113 | -0.011897 | 635.3118 | 0.014425 | 812.6105 | 0.0043132 | 812.4113 | 0.010435 | 812.4113 | #REF! | 637.8791 | 0.00023452 | 812.6105 | 0.0030948 | 807.15 | 0.0088761 | 812.6105 | 0.01669 | 635.3118 | 0.0080373 | 812.6105 | 0.0041242 | 807.15 | -0.00024269 | 812.6105 | 0.0021087 | 807.15 | 0.0090795 | 812.6105 | 0.0043342 | 637.8791 | 1.6828 | 812.6105 | 0.0099305 | 637.8791 | 11.3625 | 812.6105 | 0.0086636 | 812.4113 | 0.0047232 | 946.7568 | 0.021376 | 812.4113 | 6.1727 | 946.3869 | 0.0007506 | 946.7568 | 4.5908 | 812.4113 | 0.0094495 | 812.6105 | 0.011967
|  | 635.4327 | 0 | 812.8486 | 0.0020498 | 812.6494 | 0.0008165 | 635.4327 | 0 | 812.8486 | -0.0061211 | 812.6494 | -0.058348 | 812.6494 | #REF! | 637.9991 | 0.00046885 | 812.8486 | 0 | 807.39 | -0.035264 | 812.8486 | 0 | 635.4327 | 0.011412 | 812.8486 | 0 | 807.39 | -0.0097949 | 812.8486 | 0 | 807.39 | -0.0034686 | 812.8486 | 0 | 637.9991 | 1.6354 | 812.8486 | 0 | 637.9991 | 11.1771 | 812.8486 | 0 | 812.6494 | -0.017379 | 946.925 | 0.021376 | 812.6494 | 6.1228 | 946.556 | 0 | 946.925 | 4.59 | 812.6494 | 0.0053294 | 812.8486 | 0.0077103
|  | 635.5535 | 0.0042645 | 813.0867 | -0.0058034 | 812.8875 | 0.025651 | 635.5535 | 0.01089 | 813.0867 | -0.0041204 | 812.8875 | 0.026901 | 812.8875 | #REF! | 638.1192 | 0.00023601 | 813.0866 | 0.027757 | 807.62 | 0.016073 | 813.0866 | 0.005992 | 635.5535 | 0.01119 | 813.0866 | 0.00636 | 807.62 | -0.0086301 | 813.0867 | 0.0041996 | 807.62 | -0.0007141 | 813.0866 | 0.0052172 | 638.1192 | 1.574 | 813.0866 | 0.012105 | 638.1192 | 10.9571 | 813.0867 | 0.0076558 | 812.8875 | 0.009491 | 947.0932 | 0.020922 | 812.8875 | 6.1268 | 946.725 | 0.0007506 | 947.0932 | 4.5852 | 812.8875 | 0.012642 | 813.0867 | 0.011165
|  | 635.6744 | 0 | 813.3247 | -0.011378 | 813.1256 | -0.0023494 | 635.6744 | 0 | 813.3247 | -0.020177 | 813.1256 | -0.054474 | 813.1256 | #REF! | 638.2392 | 0.00045804 | 813.3247 | 0 | 807.86 | -0.011275 | 813.3247 | 0 | 635.6744 | 0.0029836 | 813.3247 | 0 | 807.86 | -9.7074e-06 | 813.3247 | 0 | 807.86 | 0.0020403 | 813.3247 | 0 | 638.2392 | 1.5298 | 813.3247 | 0 | 638.2392 | 10.7654 | 813.3247 | 0 | 813.1256 | -0.02586 | 947.2615 | 0.021467 | 813.1256 | 6.1592 | 946.894 | 0 | 947.2615 | 4.5833 | 813.1256 | -0.019218 | 813.3247 | 0.0076984
|  | 635.7952 | 0.0039686 | 813.5628 | 0.012492 | 813.3638 | 0.022914 | 635.7952 | 0.013087 | 813.5628 | 0.028511 | 813.3638 | 0.00084118 | 813.3638 | #REF! | 638.3592 | 0.00022427 | 813.5628 | 0.022696 | 808.1 | 0.0059973 | 813.5628 | 0.013377 | 635.7952 | 0.0037601 | 813.5628 | 0.0042189 | 808.1 | -0.00024269 | 813.5628 | 0.0026342 | 808.1 | -0.0069881 | 813.5628 | 0.00797 | 638.3592 | 1.4734 | 813.5628 | 0.017186 | 638.3592 | 10.5755 | 813.5628 | 0.0083578 | 813.3638 | 0.011385 | 947.4297 | 0.024916 | 813.3638 | 6.1517 | 947.063 | 0.0007506 | 947.4297 | 4.5773 | 813.3638 | 0.0302 | 813.5628 | 0.010791
|  | 635.9161 | 0 | 813.8009 | 0.010023 | 813.6019 | -0.028719 | 635.9161 | 0 | 813.8009 | -0.026248 | 813.6019 | -0.064265 | 813.6019 | #REF! | 638.4793 | 0.00044835 | 813.8009 | 0 | 808.34 | -0.011755 | 813.8009 | 0 | 635.9161 | 0.0024794 | 813.8009 | 0 | 808.34 | -0.013639 | 813.8009 | 0 | 808.34 | -0.0065293 | 813.8009 | 0 | 638.4793 | 1.4372 | 813.8009 | 0 | 638.4793 | 10.4152 | 813.8009 | 0 | 813.6019 | -0.012285 | 947.598 | 0.026323 | 813.6019 | 6.12 | 947.232 | 0 | 947.598 | 4.5773 | 813.6019 | 9.1492e-05 | 813.8009 | 0.0079464
|  | 636.037 | 0.0016023 | 814.039 | 0.01068 | 813.84 | 0.0024546 | 636.037 | 0.0071227 | 814.039 | -0.0055517 | 813.84 | 0.01255 | 813.84 | #REF! | 638.5993 | 0.00022818 | 814.039 | 0.020011 | 808.58 | 0.036703 | 814.039 | 0.014138 | 636.037 | 0.0035081 | 814.039 | 0.0030922 | 808.58 | -0.0094454 | 814.039 | 0.0029731 | 808.58 | -0.0076005 | 814.039 | 0 | 638.5993 | 1.3851 | 814.039 | 0.0079503 | 638.5993 | 10.2143 | 814.039 | 0.0062986 | 813.84 | 0.017294 | 947.7662 | 0.030226 | 813.84 | 6.0671 | 947.401 | 0.0007506 | 947.7662 | 4.5771 | 813.84 | 0.011748 | 814.039 | 0.010929
|  | 636.1578 | 0 | 814.2771 | -0.026967 | 814.0782 | -0.021796 | 636.1578 | 0 | 814.2771 | 0.0029578 | 814.0782 | -0.062232 | 814.0782 | #REF! | 638.7193 | 0.00047965 | 814.2771 | 0 | 808.81 | 0.012714 | 814.2771 | 0 | 636.1578 | 0 | 814.2771 | 0 | 808.81 | 0.0023201 | 814.2771 | 0 | 808.81 | -0.0053048 | 814.2771 | 0 | 638.7193 | 1.351 | 814.2771 | 0 | 638.7193 | 10.0324 | 814.2771 | 0 | 814.0782 | -0.013072 | 947.9345 | 0.026868 | 814.0782 | 6.1165 | 947.57 | 0 | 947.9345 | 4.5829 | 814.0782 | 0.00091738 | 814.2771 | 0.0075553
|  | 636.2787 | 0.0024896 | 814.5152 | 0.025151 | 814.3164 | 0.032909 | 636.2787 | 0.017386 | 814.5152 | -0.0058914 | 814.3164 | 0.030906 | 814.3164 | #REF! | 638.8394 | 0.00025594 | 814.5152 | 0.020793 | 809.05 | 0.0098357 | 814.5152 | 0.0097695 | 636.2787 | 0.0080373 | 814.5152 | 0.0041635 | 809.05 | 0.0048828 | 814.5152 | 0.0033283 | 809.05 | 0.0024994 | 814.5152 | 0.0058822 | 638.8394 | 1.3104 | 814.5152 | 0.016957 | 638.8394 | 9.8335 | 814.5152 | 0.010518 | 814.3164 | 0.018389 | 948.1027 | 0.033857 | 814.3164 | 6.016 | 947.739 | 0.0007506 | 948.1027 | 4.587 | 814.3164 | 0.011365 | 814.5152 | 0.011681
|  | 636.3996 | 0 | 814.7534 | -0.011266 | 814.5545 | -0.031281 | 636.3996 | 0 | 814.7534 | -0.032337 | 814.5545 | -0.06416 | 814.5545 | #REF! | 638.9594 | 0.00049958 | 814.7533 | 0 | 809.29 | -0.033346 | 814.7533 | 0 | 636.3996 | 0.0046181 | 814.7533 | 0 | 809.29 | -0.0086301 | 814.7534 | 0 | 809.29 | -0.0057639 | 814.7533 | 0 | 638.9594 | 1.2825 | 814.7533 | 0 | 638.9594 | 9.6457 | 814.7534 | 0 | 814.5545 | -0.025453 | 948.271 | 0.027367 | 814.5545 | 6.0381 | 947.9081 | 0 | 948.271 | 4.5939 | 814.5545 | 0.00056606 | 814.7534 | 0.0073332
|  | 636.5205 | 0.0069267 | 814.9915 | 0.0066581 | 814.7927 | 0.052591 | 636.5205 | 0.01987 | 814.9915 | 0.032724 | 814.7927 | 0.015572 | 814.7927 | #REF! | 639.0795 | 0.00024681 | 814.9915 | 0.026776 | 809.53 | -0.011275 | 814.9915 | 0.0081863 | 636.5205 | 0.0080373 | 814.9915 | 0.0092378 | 809.53 | 0.0090765 | 814.9915 | 0.0042424 | 809.53 | 0.0037236 | 814.9915 | 0.005531 | 639.0795 | 1.243 | 814.9915 | 0.021692 | 639.0795 | 9.4246 | 814.9915 | 0.0092941 | 814.7927 | 0.017237 | 948.4392 | 0.021376 | 814.7927 | 6.0018 | 948.0771 | 0.00053624 | 948.4392 | 4.5969 | 814.7927 | 0.011812 | 814.9915 | 0.010317
|  | 636.6414 | 0 | 815.2296 | 0.012677 | 815.0309 | -0.015235 | 636.6414 | 0 | 815.2296 | -0.018504 | 815.0309 | -0.049043 | 815.0309 | #REF! | 639.1995 | 0.00048915 | 815.2296 | 0 | 809.76 | -0.013194 | 815.2296 | 0 | 636.6414 | 0 | 815.2296 | 0 | 809.76 | -0.0023395 | 815.2296 | 0 | 809.76 | -0.01112 | 815.2296 | 0 | 639.1995 | 1.2118 | 815.2296 | 0 | 639.1995 | 9.2215 | 815.2296 | 0 | 815.0309 | -0.014202 | 948.6075 | 0.021149 | 815.0309 | 5.9861 | 948.2461 | 0 | 948.6075 | 4.6008 | 815.0309 | 0.0020084 | 815.2296 | 0.0078065
|  | 636.7624 | 0.014323 | 815.4678 | 0.017947 | 815.2691 | 0.004244 | 636.7624 | 0.0059632 | 815.4678 | 0.003411 | 815.2691 | 0.054355 | 815.2691 | #REF! | 639.3196 | 0.00024327 | 815.4678 | 0.022702 | 810 | 0.012714 | 815.4678 | 0.0028008 | 636.7624 | 0.0090586 | 815.4678 | 0.0066446 | 810 | 0.0023201 | 815.4678 | 0.0018234 | 810 | 0.0054069 | 815.4678 | 0.0037777 | 639.3196 | 1.174 | 815.4678 | 0.020938 | 639.3196 | 8.9986 | 815.4678 | 0.012054 | 815.2691 | 0.020229 | 948.7757 | 0.028819 | 815.2691 | 5.9311 | 948.4151 | 0.0007506 | 948.7757 | 4.598 | 815.2691 | 0.019601 | 815.4678 | 0.010583
|  | 636.8833 | 0 | 815.7059 | -0.011422 | 815.5073 | -0.010191 | 636.8833 | 0 | 815.7059 | -0.013359 | 815.5073 | -0.090836 | 815.5073 | #REF! | 639.4396 | 0.00045879 | 815.7059 | 0 | 810.24 | -0.0064771 | 815.7059 | 0 | 636.8833 | 0.0099023 | 815.7059 | 0 | 810.24 | -0.00047565 | 815.7059 | 0 | 810.24 | -0.0065293 | 815.7059 | 0 | 639.4396 | 1.1458 | 815.7059 | 0 | 639.4396 | 8.81 | 815.7059 | 0 | 815.5073 | -0.016275 | 948.944 | 0.021558 | 815.5073 | 5.8967 | 948.5842 | 0 | 948.944 | 4.6001 | 815.5073 | 0.0032007 | 815.7059 | 0.0069142
|  | 637.0042 | 0.0089723 | 815.9441 | 0.027155 | 815.7455 | 0.0087884 | 637.0042 | 0.018341 | 815.9441 | 0.010165 | 815.7455 | 0.013015 | 815.7455 | #REF! | 639.5597 | 0.00021682 | 815.9441 | 0.0068646 | 810.48 | 0.012235 | 815.9441 | 0.011143 | 637.0042 | 0.01008 | 815.9441 | 0.0042976 | 810.48 | 0.0067465 | 815.9441 | 0.002149 | 810.48 | 0.006172 | 815.9441 | 0.0079284 | 639.5597 | 1.1062 | 815.9441 | 0.017108 | 639.5597 | 8.6228 | 815.9441 | 0.0083475 | 815.7455 | 0.026471 | 949.1122 | 0.022602 | 815.7455 | 5.8934 | 948.7532 | 0.0007506 | 949.1122 | 4.6004 | 815.7455 | 0.012067 | 815.9441 | 0.011074
|  | 637.1252 | 0 | 816.1823 | -0.0012734 | 815.9837 | -0.021846 | 637.1252 | 0 | 816.1823 | -0.034675 | 815.9837 | -0.029753 | 815.9837 | #REF! | 639.6797 | 0.00044109 | 816.1822 | 0 | 810.72 | -0.048699 | 816.1822 | 0 | 637.1252 | 0.0076377 | 816.1822 | 0 | 810.72 | -0.0064164 | 816.1823 | 0 | 810.72 | -0.0086717 | 816.1822 | 0 | 639.6797 | 1.0766 | 816.1822 | 0 | 639.6797 | 8.4581 | 816.1822 | 0 | 815.9837 | -0.014764 | 949.2805 | 0.029364 | 815.9837 | 5.8628 | 948.9222 | 0 | 949.2805 | 4.6048 | 815.9837 | 0.0040665 | 816.1823 | 0.006811
|  | 637.2461 | 0.0042645 | 816.4204 | 0.013128 | 816.2219 | -0.0046861 | 637.2461 | 0.014042 | 816.4204 | 0.00088356 | 816.2219 | -0.0044233 | 816.2219 | #REF! | 639.7998 | 0.00022688 | 816.4204 | 0.016362 | 810.95 | -0.019911 | 816.4204 | 0.0097475 | 637.2461 | 0.010835 | 816.4204 | 0.0026786 | 810.95 | -0.0014076 | 816.4204 | 0.0018043 | 810.95 | 0.00081613 | 816.4204 | 0.0042594 | 639.7998 | 1.0376 | 816.4204 | 0.0053337 | 639.7998 | 8.2545 | 816.4204 | 0.0099423 | 816.2219 | 0.014709 | 949.4487 | 0.02419 | 816.2219 | 5.8088 | 949.0913 | 0.0007506 | 949.4487 | 4.6043 | 816.2219 | 0.0079171 | 816.4204 | 0.010388
|  | 637.3671 | 0 | 816.6586 | -0.016556 | 816.4601 | -0.02035 | 637.3671 | 0 | 816.6586 | -0.016867 | 816.4601 | -0.03987 | 816.4601 | #REF! | 639.9198 | 0.00047872 | 816.6586 | 0 | 811.19 | -0.02375 | 816.6586 | 0 | 637.3671 | 0.0012187 | 816.6586 | 0 | 811.19 | -0.002456 | 816.6586 | 0 | 811.19 | 0.0044887 | 816.6586 | 0 | 639.9198 | 1.0073 | 816.6586 | 0 | 639.9198 | 8.0572 | 816.6586 | 0 | 816.4601 | -0.014305 | 949.617 | 0.023056 | 816.4601 | 5.7465 | 949.2603 | 0 | 949.617 | 4.6089 | 816.4601 | 0.0053616 | 816.6586 | 0.0069831
|  | 637.4881 | 0.010783 | 816.8969 | 0.0080124 | 816.6984 | -0.026838 | 637.4881 | 0.0061289 | 816.8969 | -0.0080994 | 816.6984 | 0.0041933 | 816.6984 | #REF! | 640.0399 | 0.00025463 | 816.8968 | 0.0079472 | 811.43 | 0.018472 | 816.8968 | 0.00046046 | 637.4881 | 0.0090586 | 816.8968 | 0 | 811.43 | 0.0041839 | 816.8969 | 0.00029411 | 811.43 | 0.0044887 | 816.8968 | 0.0055216 | 640.0399 | 0.9684 | 816.8968 | 0.012795 | 640.0399 | 7.8497 | 816.8968 | 0.0075343 | 816.6984 | 0.011424 | 949.7853 | 0.021149 | 816.6984 | 5.7227 | 949.4294 | 0.0007506 | 949.7853 | 4.6151 | 816.6984 | 0.014238 | 816.8969 | 0.010203
|  | 637.6091 | 0 | 817.135 | -0.016122 | 816.9366 | 0.012667 | 637.6091 | 0 | 817.135 | -0.050535 | 816.9366 | -0.0711 | 816.9366 | #REF! | 640.1599 | 0.00050386 | 817.135 | 0 | 811.67 | 0.018472 | 817.135 | 0 | 637.6091 | 0.0022272 | 817.135 | 0 | 811.67 | -0.011425 | 817.135 | 0 | 811.67 | -0.0014792 | 817.135 | 0 | 640.1599 | 0.94048 | 817.135 | 0 | 640.1599 | 7.6725 | 817.135 | 0 | 816.9366 | -0.016186 | 949.9535 | 0.015567 | 816.9366 | 5.6685 | 949.5984 | 0 | 949.9535 | 4.6273 | 816.9366 | 0.0040146 | 817.135 | 0.0074483
|  | 637.7301 | 0 | 817.3732 | 0.025023 | 817.1749 | 0.0083265 | 637.7301 | 0.014425 | 817.3732 | 0.006028 | 817.1749 | 0.014467 | 817.1749 | #REF! | 640.28 | 0.00025147 | 817.3732 | 0.024761 | 811.91 | 0.026628 | 817.3732 | 0.016402 | 637.7301 | 0.0052842 | 817.3732 | 0.0024179 | 811.91 | 0.0052322 | 817.3732 | 0.0027598 | 811.91 | -0.0068351 | 817.3732 | 0.0056995 | 640.28 | 0.90283 | 817.3732 | 0.01248 | 640.28 | 7.4775 | 817.3732 | 0.0055357 | 817.1749 | 0.021381 | 950.1218 | 0.023782 | 817.1749 | 5.5961 | 949.7675 | 0.00053624 | 950.1218 | 4.6359 | 817.1749 | 0.0061889 | 817.3732 | 0.010515
|  | 637.8511 | 0 | 817.6115 | 0.0037345 | 817.4131 | -0.048614 | 637.8511 | 0 | 817.6115 | -0.014932 | 817.4131 | -0.046842 | 817.4131 | #REF! | 640.4 | 0.00048133 | 817.6115 | 0 | 812.15 | -0.012235 | 817.6115 | 0 | 637.8511 | 0.01119 | 817.6115 | 0 | 812.15 | -0.0001262 | 817.6115 | 0 | 812.15 | 0.00020403 | 817.6115 | 0 | 640.4 | 0.86983 | 817.6115 | 0 | 640.4 | 7.3059 | 817.6114 | 0 | 817.4131 | -0.022399 | 950.2901 | 0.017564 | 817.4131 | 5.5214 | 949.9365 | 0 | 950.2901 | 4.6452 | 817.4131 | 0.0054888 | 817.6115 | 0.0070765
|  | 637.9721 | 0.0089723 | 817.8497 | 0.012408 | 817.6514 | 0.013324 | 637.9721 | 0.0066257 | 817.8497 | -0.019226 | 817.6514 | 0.023572 | 817.6514 | #REF! | 640.5201 | 0.00023284 | 817.8497 | 0.034992 | 812.38 | 0.011755 | 817.8497 | 0.0076095 | 637.9721 | 0.0065275 | 817.8497 | 0.0059077 | 812.38 | 0.0038344 | 817.8497 | 0.0044575 | 812.38 | 0.0051009 | 817.8497 | 0.0028203 | 640.5201 | 0.82005 | 817.8497 | 0.013621 | 640.5201 | 7.1132 | 817.8497 | 0.0090475 | 817.6514 | 0.021381 | 950.4583 | 0.023373 | 817.6514 | 5.4882 | 950.1056 | 0.00032174 | 950.4583 | 4.6449 | 817.6514 | 0.015196 | 817.8497 | 0.010248
|  | 638.0931 | 0 | 818.088 | -0.0092825 | 817.8897 | -0.02299 | 638.0931 | 0 | 818.088 | -0.026033 | 817.8897 | -0.04563 | 817.8897 | #REF! | 640.6402 | 0.00046754 | 818.0879 | 0 | 812.62 | 0.012714 | 818.0879 | 0 | 638.0931 | 0.0065275 | 818.0879 | 0 | 812.62 | -0.011309 | 818.088 | 0 | 812.62 | 0.00035706 | 818.0879 | 0 | 640.6402 | 0.78719 | 818.0879 | 0 | 640.6402 | 6.936 | 818.0879 | 0 | 817.8897 | -0.017425 | 950.6266 | 0.025552 | 817.8897 | 5.4241 | 950.2746 | 0 | 950.6266 | 4.6444 | 817.8897 | 0.0045441 | 818.088 | 0.0067516
|  | 638.2141 | 0 | 818.3262 | 0.025214 | 818.128 | 0.010756 | 638.2141 | 0.0081166 | 818.3262 | 0.010061 | 818.128 | 0.001236 | 818.128 | #REF! | 640.7603 | 0.00023768 | 818.3262 | 0.0050402 | 812.86 | -0.02135 | 818.3262 | 0.01123 | 638.2141 | 0.010169 | 818.3262 | 0.0033456 | 812.86 | -0.0035044 | 818.3262 | 0.002532 | 812.86 | -0.0036216 | 818.3262 | 0.0057007 | 640.7603 | 0.74206 | 818.3262 | 0.018273 | 640.7603 | 6.7591 | 818.3262 | 0.0051302 | 818.128 | 0.023417 | 950.7949 | 0.023963 | 818.128 | 5.3508 | 950.4437 | 0.0007506 | 950.7949 | 4.637 | 818.128 | 0.0050909 | 818.3262 | 0.010921
|  | 638.3352 | 0 | 818.5645 | -0.024989 | 818.3663 | -0.020895 | 638.3352 | 0 | 818.5645 | -0.019257 | 818.3663 | -0.084726 | 818.3663 | #REF! | 640.8803 | 0.00046456 | 818.5645 | 0 | 813.1 | 0.015593 | 818.5645 | 0 | 638.3352 | 0 | 818.5645 | 0 | 813.1 | -0.006999 | 818.5645 | 0 | 813.1 | -0.010661 | 818.5645 | 0 | 640.8803 | 0.725 | 818.5645 | 0 | 640.8803 | 6.5989 | 818.5644 | 0 | 818.3663 | -0.016143 | 950.9631 | 0.024826 | 818.3663 | 5.3535 | 950.6128 | 0 | 950.9631 | 4.6311 | 818.3663 | -0.0011304 | 818.5645 | 0.0075753
|  | 638.4562 | 0.011689 | 818.8027 | 0.01215 | 818.6046 | -0.0020741 | 638.4562 | 0.01538 | 818.8027 | -0.018864 | 818.6046 | 0.0054133 | 818.6046 | #REF! | 641.0004 | 0.00023023 | 818.8027 | 0.015858 | 813.34 | -0.012235 | 818.8027 | 0.010279 | 638.4562 | 0.012833 | 818.8027 | 0.0052344 | 813.34 | 0.00045625 | 818.8027 | 0.0006122 | 813.34 | 0.0055599 | 818.8027 | 0.0014948 | 641.0004 | 0.69144 | 818.8027 | 0.0095415 | 641.0004 | 6.4353 | 818.8027 | 0.0058597 | 818.6046 | 0.017077 | 951.1314 | 0.020605 | 818.6046 | 5.2984 | 950.7818 | 0.0007506 | 951.1314 | 4.6185 | 818.6046 | 0.010407 | 818.8027 | 0.010724
|  | 638.5773 | 0 | 819.041 | 0.00073314 | 818.8429 | -0.032135 | 638.5773 | 0 | 819.041 | -0.016197 | 818.8429 | -0.092563 | 818.8429 | #REF! | 641.1205 | 0.00046791 | 819.041 | 0 | 813.57 | -0.031426 | 819.041 | 0 | 638.5773 | 0.007016 | 819.041 | 0 | 813.57 | -0.0064164 | 819.041 | 0 | 813.57 | 0.00066312 | 819.041 | 0 | 641.1205 | 0.68312 | 819.041 | 0 | 641.1205 | 6.2787 | 819.041 | 0 | 818.8429 | -0.022195 | 951.2997 | 0.026959 | 818.8429 | 5.1938 | 950.9509 | 0 | 951.2997 | 4.6074 | 818.8429 | 0.0014904 | 819.041 | 0.0063205
|  | 638.6983 | 0.016134 | 819.2793 | -0.0061706 | 819.0812 | 0.0096943 | 638.6983 | 0.0086135 | 819.2793 | -0.016983 | 819.0812 | 0.020309 | 819.0812 | #REF! | 641.2405 | 0.0002863 | 819.2793 | 0.022124 | 813.81 | 0.0059973 | 819.2793 | 0.0091923 | 638.6983 | 0.008437 | 819.2793 | 0.0039486 | 813.81 | 0.0044169 | 819.2793 | 0.0010148 | 813.81 | 0.0014282 | 819.2793 | 0.0039852 | 641.2405 | 0.67522 | 819.2793 | 0.024115 | 641.2405 | 6.0823 | 819.2793 | 0.0061902 | 819.0812 | -0.00046354 | 951.4679 | 0.024916 | 819.0812 | 5.1187 | 951.12 | 0.0007506 | 951.4679 | 4.5957 | 819.0812 | 0.0088748 | 819.2793 | 0.010555
|  | 638.8194 | 0 | 819.5176 | 0.022733 | 819.3195 | 0.0021279 | 638.8194 | 0 | 819.5176 | 0.013668 | 819.3195 | 0.016321 | 819.3195 | #REF! | 641.3606 | 0.00033957 | 819.5176 | 0.0093577 | 814.05 | 0.0055175 | 819.5176 | 0.0089642 | 638.8194 | 0.0080373 | 819.5176 | 0.0044575 | 814.05 | 0.0031355 | 819.5176 | 0.0012371 | 814.05 | -0.0013262 | 819.5176 | 0.0058896 | 641.3606 | 0.67437 | 819.5176 | 0.011921 | 641.3606 | 5.8721 | 819.5176 | 0.0057745 | 819.3195 | 0.022399 | 951.6362 | 0.028547 | 819.3195 | 4.9746 | 951.289 | 0.00028599 | 951.6362 | 4.5884 | 819.3195 | 0.015643 | 819.5176 | 0.0097404
|  | 638.9405 | 0.0087254 | 819.7559 | -0.010076 | 819.5578 | -0.014322 | 638.9405 | 0.011272 | 819.7559 | -0.015397 | 819.5578 | -0.056929 | 819.5578 | #REF! | 641.4807 | 0.00016057 | 819.7559 | 0 | 814.29 | -0.0055175 | 819.7559 | 0 | 638.9405 | 0.00086122 | 819.7559 | 0 | 814.29 | -0.0078143 | 819.7559 | 0 | 814.29 | -0.0046928 | 819.7559 | 0 | 641.4807 | 0.64419 | 819.7559 | 0 | 641.4807 | 5.6782 | 819.7559 | 0 | 819.5578 | -0.016366 | 951.8045 | 0.019879 | 819.5578 | 4.9261 | 951.4581 | 0 | 951.8045 | 4.5834 | 819.5578 | -0.022666 | 819.7559 | 0.0073706
|  | 639.0616 | 0 | 819.9942 | 0.010504 | 819.7962 | 0.010074 | 639.0616 | 0 | 819.9942 | 0.010739 | 819.7962 | 0.044159 | 819.7962 | #REF! | 641.6008 | 0.00015963 | 819.9942 | 0.0052894 | 814.53 | 0.036225 | 819.9942 | 0.012586 | 639.0616 | 0.0047513 | 819.9942 | 0.0012132 | 814.53 | 0.0051159 | 819.9942 | 0.0017434 | 814.53 | 0.0017343 | 819.9942 | 0.0045343 | 641.6008 | 0.59201 | 819.9942 | 0.011824 | 641.6008 | 5.5137 | 819.9942 | 0.0086953 | 819.7962 | 0.014241 | 951.9728 | 0.026006 | 819.7962 | 4.768 | 951.6272 | 0.00028599 | 951.9728 | 4.5784 | 819.7962 | 0.028668 | 819.9942 | 0.0093792
|  | 639.1826 | 0.001898 | 820.2325 | -0.0075714 | 820.0345 | -0.033907 | 639.1826 | 0.0097437 | 820.2325 | -0.025344 | 820.0345 | -0.047391 | 820.0345 | #REF! | 641.7209 | 0.00015088 | 820.2325 | 0 | 814.76 | -0.041501 | 820.2325 | 0 | 639.1826 | 0.0075489 | 820.2325 | 0 | 814.76 | -0.0043198 | 820.2325 | 0 | 814.76 | -0.0046928 | 820.2325 | 0 | 641.7209 | 0.55732 | 820.2325 | 0 | 641.7209 | 5.3787 | 820.2325 | 0 | 820.0345 | -0.018539 | 952.1411 | 0.018018 | 820.0345 | 4.7145 | 951.7963 | 0.00010725 | 952.1411 | 4.574 | 820.0345 | 3.887e-05 | 820.2325 | 0.0073341
|  | 639.3038 | 0 | 820.4708 | 0.013403 | 820.2729 | -0.0053525 | 639.3038 | 0 | 820.4708 | 0.013764 | 820.2729 | 0.011862 | 820.2729 | #REF! | 641.841 | 0.00014473 | 820.4708 | 0.0095724 | 815 | -0.002159 | 820.4708 | 0.010299 | 639.3038 | 0.0055062 | 820.4708 | 0.0021512 | 815 | 0.0010387 | 820.4708 | 0.0011978 | 815 | -0.0011732 | 820.4708 | 0.00097882 | 641.841 | 0.51798 | 820.4708 | 0.008279 | 641.841 | 5.2229 | 820.4708 | 0.0091428 | 820.2729 | 0.0014963 | 952.3093 | 0.020106 | 820.2729 | 4.6156 | 951.9653 | 7.1499e-05 | 952.3093 | 4.5642 | 820.2729 | 0.012003 | 820.4708 | 0.010434
|  | 639.4249 | 0 | 820.7092 | -0.0046176 | 820.5112 | -0.036405 | 639.4249 | 0.013947 | 820.7092 | -0.040052 | 820.5112 | -0.073186 | 820.5112 | #REF! | 641.9611 | 0.00014268 | 820.7092 | 0 | 815.24 | 0.020391 | 820.7092 | 0 | 639.4249 | 0.0076821 | 820.7092 | 0 | 815.24 | 0.010591 | 820.7092 | 0 | 815.24 | 0.013211 | 820.7092 | 0 | 641.9611 | 0.50853 | 820.7092 | 0 | 641.9611 | 5.0917 | 820.7092 | 0 | 820.5112 | -0.022806 | 952.4776 | 0.021694 | 820.5112 | 4.5341 | 952.1344 | 0.00010725 | 952.4776 | 4.555 | 820.5112 | 0.00075718 | 820.7092 | 0.0068437
|  | 639.546 | 0 | 820.9475 | 0.0057893 | 820.7496 | 0.027777 | 639.546 | 0 | 820.9475 | -0.0013782 | 820.7496 | 0.020504 | 820.7496 | #REF! | 642.0811 | 0.00014082 | 820.9475 | 0.018502 | 815.48 | -0.0035984 | 820.9475 | 0.0062881 | 639.546 | 0 | 820.9475 | 0.0047606 | 815.48 | -0.0068827 | 820.9475 | 0.0037051 | 815.48 | -0.0045398 | 820.9475 | 0.000884 | 642.0811 | 0.44704 | 820.9475 | 0.020002 | 642.0811 | 4.9513 | 820.9475 | 0.010753 | 820.7496 | 0.023417 | 952.6459 | 0.026505 | 820.7496 | 4.4407 | 952.3035 | 0.00028599 | 952.6459 | 4.5416 | 820.7496 | 0.010088 | 820.9475 | 0.010961
|  | 639.6671 | 0.00041907 | 821.1859 | 0.010033 | 820.988 | -0.039906 | 639.6671 | 0.017195 | 821.1859 | -0.012543 | 820.988 | -0.086296 | 820.988 | #REF! | 642.2012 | 0.00013523 | 821.1859 | 0 | 815.72 | -0.018472 | 821.1859 | 0 | 639.6671 | 0.0099467 | 821.1859 | 0 | 815.72 | 0.0040674 | 821.1859 | 0 | 815.72 | -0.00056109 | 821.1859 | 0 | 642.2012 | 0.41757 | 821.1859 | 0 | 642.2012 | 4.8068 | 821.1858 | 0 | 820.988 | -0.022602 | 952.8142 | 0.024826 | 820.988 | 4.389 | 952.4726 | 0.00032174 | 952.8142 | 4.5325 | 820.988 | 0.0027517 | 821.1859 | 0.0062612
|  | 639.7882 | 0 | 821.4242 | 0.0021223 | 821.2264 | 0.0056186 | 639.7882 | 0 | 821.4242 | 0.0034601 | 821.2264 | 0.033762 | 821.2264 | #REF! | 642.3213 | 0.00013412 | 821.4242 | 0.019023 | 815.95 | 0.0083963 | 821.4242 | 0.0088003 | 639.7882 | 0.0028575 | 821.4242 | 0.0054917 | 815.95 | -0.0047858 | 821.4242 | 0.0010523 | 815.95 | -0.00010202 | 821.4242 | 0.0017706 | 642.3213 | 0.35369 | 821.4242 | 0.017759 | 642.3213 | 4.6493 | 821.4242 | 0.0079487 | 821.2264 | 0.0082513 | 952.9825 | 0.028411 | 821.2264 | 4.2448 | 952.6417 | 7.1499e-05 | 952.9825 | 4.5218 | 821.2264 | 0.010471 | 821.4242 | 0.010107
|  | 639.9094 | 0.015805 | 821.6626 | -0.0099321 | 821.4647 | -0.038113 | 639.9094 | 0.0087791 | 821.6626 | -0.018568 | 821.4647 | -0.075957 | 821.4647 | #REF! | 642.4414 | 0.00014306 | 821.6626 | 0 | 816.19 | -0.017032 | 821.6626 | 0 | 639.9094 | 0.0131 | 821.6626 | 0 | 816.19 | -0.0072322 | 821.6626 | 0 | 816.19 | 0.0021933 | 821.6626 | 0 | 642.4414 | 0.35369 | 821.6626 | 0 | 642.4414 | 4.5209 | 821.6626 | 0 | 821.4647 | -0.019635 | 953.1508 | 0.016838 | 821.4647 | 4.1876 | 952.8108 | 0.00032174 | 953.1508 | 4.5156 | 821.4647 | -0.00073026 | 821.6626 | 0.0065038
|  | 640.0305 | 0.00088884 | 821.9009 | 0.00011083 | 821.7031 | -0.0036272 | 640.0305 | 0 | 821.9009 | 0.0011801 | 821.7031 | 0.02506 | 821.7031 | #REF! | 642.5615 | 0.00013523 | 821.901 | 0.010305 | 816.43 | 0.012235 | 821.901 | 0.011693 | 640.0305 | 0.0042442 | 821.901 | 0.0016628 | 816.43 | -0.0040868 | 821.9009 | 0.0010532 | 816.43 | 0.0035706 | 821.901 | 0.002325 | 642.5615 | 0.35213 | 821.901 | 0.009423 | 642.5615 | 4.3977 | 821.9009 | 0.011034 | 821.7032 | 0.010683 | 953.3191 | 0.022012 | 821.7031 | 4.0504 | 952.9799 | 0 | 953.3191 | 4.51 | 821.7032 | 0.012067 | 821.9009 | 0.0092591
|  | 640.1517 | 0.0045602 | 822.1393 | 0.0055835 | 821.9416 | -0.028641 | 640.1517 | 0.0071227 | 822.1393 | -0.018506 | 821.9416 | -0.065013 | 821.9416 | #REF! | 642.6816 | 0.0001371 | 822.1394 | 0 | 816.67 | 0.0031186 | 822.1394 | 0 | 640.1517 | 0.0012394 | 822.1394 | 0 | 816.67 | 0.0011552 | 822.1393 | 0 | 816.67 | 0.0078554 | 822.1394 | 0 | 642.6816 | 0.3668 | 822.1394 | 0 | 642.6816 | 4.2882 | 822.1393 | 0 | 821.9416 | -0.01762 | 953.4873 | 0.011392 | 821.9416 | 3.9379 | 953.149 | 0.00010725 | 953.4873 | 4.5098 | 821.9416 | -0.0029443 | 822.1393 | 0.0067893
|  | 640.2729 | 0 | 822.3777 | 0.021501 | 822.18 | 0.02504 | 640.2729 | 0 | 822.3777 | -0.0095585 | 822.18 | 0.049684 | 822.18 | #REF! | 642.8017 | 0.00013803 | 822.3777 | 0.02127 | 816.91 | -0.0074367 | 822.3777 | 0.015261 | 640.2729 | 0 | 822.3777 | 0.0062981 | 816.91 | 0.0015046 | 822.3777 | 0.0025925 | 816.91 | 0.00051009 | 822.3777 | 0.0051399 | 642.8017 | 0.37019 | 822.3777 | 0.019079 | 642.8017 | 4.1543 | 822.3777 | 0.0099432 | 822.18 | 0.017813 | 953.6557 | 0.022829 | 822.18 | 3.8383 | 953.3181 | 0.00050049 | 953.6557 | 4.5042 | 822.18 | 0.013344 | 822.3777 | 0.009947
|  | 640.3941 | 0.007814 | 822.6161 | -0.0081719 | 822.4184 | -0.036127 | 640.3941 | 0.010126 | 822.6161 | -0.036492 | 822.4184 | -0.042544 | 822.4184 | #REF! | 642.9218 | 0.00016131 | 822.6161 | 0 | 817.15 | -0.030466 | 822.6161 | 0 | 640.3941 | 0.0087922 | 822.6161 | 0 | 817.15 | -0.0042033 | 822.6161 | 0 | 817.15 | -0.0091305 | 822.6161 | 0 | 642.9218 | 0.35213 | 822.6161 | 0 | 642.9218 | 4.0328 | 822.6161 | 0 | 822.4184 | -0.0090278 | 953.8239 | 0.025279 | 822.4184 | 3.8045 | 953.4872 | 0.00032174 | 953.8239 | 4.4993 | 822.4184 | -0.0012322 | 822.6161 | 0.0065745
|  | 640.5153 | 0 | 822.8546 | 0.0090247 | 822.6568 | 0.019066 | 640.5153 | 0 | 822.8546 | 0.0053538 | 822.6568 | -0.012177 | 822.6568 | #REF! | 643.0419 | 0.00016057 | 822.8546 | 0.012522 | 817.38 | 0.0079165 | 822.8546 | 0.013489 | 640.5153 | 0.015586 | 822.8546 | 0.0038105 | 817.38 | 0.0044169 | 822.8546 | 0.0025709 | 817.38 | -0.010202 | 822.8546 | 0.0050871 | 643.0419 | 0.35467 | 822.8546 | 0.017444 | 643.0419 | 3.9091 | 822.8546 | 0.0089251 | 822.6568 | 0.01441 | 953.9922 | 0.0236 | 822.6568 | 3.6808 | 953.6563 | 0 | 953.9922 | 4.4895 | 822.6568 | 0.014749 | 822.8546 | 0.0089388
|  | 640.6364 | 0.00071483 | 823.093 | -0.0041975 | 822.8953 | -0.031812 | 640.6364 | 0.012801 | 823.093 | -0.018156 | 822.8953 | -0.053565 | 822.8953 | #REF! | 643.1621 | 0.00016485 | 823.093 | 0 | 817.62 | -0.0031186 | 823.093 | 0 | 640.6364 | 0.0080373 | 823.093 | 0 | 817.62 | -0.00070865 | 823.093 | 0 | 817.62 | 0.0054069 | 823.093 | 0 | 643.1621 | 0.33465 | 823.093 | 0 | 643.1621 | 3.8158 | 823.093 | 0 | 822.8953 | -0.0029122 | 954.1605 | 0.023282 | 822.8953 | 3.6024 | 953.8254 | 0.00010725 | 954.1605 | 4.4834 | 822.8953 | -0.00031018 | 823.093 | 0.0060717
|  | 640.7577 | 0 | 823.3314 | 0.010773 | 823.1337 | -0.00048212 | 640.7577 | 0 | 823.3314 | 0.026158 | 823.1337 | 0.025937 | 823.1337 | #REF! | 643.2822 | 0.00013523 | 823.3314 | 0.023969 | 817.86 | 0.0031186 | 823.3314 | 0.0057948 | 640.7577 | 0.0052398 | 823.3314 | 0.0040561 | 817.86 | 0.00033976 | 823.3314 | 0.0028627 | 817.86 | -0.0053048 | 823.3314 | 0.0094125 | 643.2822 | 0.34579 | 823.3314 | 0.022159 | 643.2822 | 3.713 | 823.3314 | 0.0072214 | 823.1337 | 0.018622 | 954.3288 | 0.022738 | 823.1337 | 3.5103 | 953.9945 | 7.1499e-05 | 954.3288 | 4.4714 | 823.1337 | 0.0092579 | 823.3314 | 0.0099026
|  | 640.8789 | 0.00012322 | 823.5698 | -0.014402 | 823.3722 | -0.031148 | 640.8789 | 0.00099385 | 823.5698 | -0.019445 | 823.3722 | -0.038239 | 823.3722 | #REF! | 643.4023 | 0.00015479 | 823.5698 | 0 | 818.1 | -0.031426 | 823.5698 | 0 | 640.8789 | 0.010169 | 823.5698 | 0 | 818.1 | 0.00092222 | 823.5698 | 0 | 818.1 | -0.01112 | 823.5698 | 0 | 643.4023 | 0.33704 | 823.5698 | 0 | 643.4023 | 3.6093 | 823.5698 | 0 | 823.3722 | -0.022806 | 954.4971 | 0.020015 | 823.3722 | 3.4143 | 954.1637 | 0.00032174 | 954.4971 | 4.4601 | 823.3722 | 0.0036783 | 823.5698 | 0.0065157
|  | 641.0001 | 0 | 823.8083 | 0.010891 | 823.6106 | -0.0025371 | 641.0001 | 0 | 823.8083 | 0.016613 | 823.6106 | -0.0061991 | 823.6106 | #REF! | 643.5224 | 0.00014268 | 823.8083 | 0.02208 | 818.34 | 0.027587 | 823.8083 | 0.011794 | 641.0001 | 0.0059947 | 823.8083 | 0.003832 | 818.34 | 0.00092222 | 823.8083 | 0.0014295 | 818.34 | 0.0063253 | 823.8083 | 0.0026659 | 643.5224 | 0.33239 | 823.8083 | 0.018656 | 643.5224 | 3.4863 | 823.8083 | 0.0083871 | 823.6106 | 0.020029 | 954.6654 | 0.032949 | 823.6106 | 3.3594 | 954.3328 | 0 | 954.6654 | 4.4464 | 823.6106 | 0.0086833 | 823.8083 | 0.0091003
|  | 641.1213 | 0.013747 | 824.0468 | -0.0014381 | 823.8491 | -0.035575 | 641.1213 | 0.0089448 | 824.0468 | -0.037785 | 823.8491 | -0.068017 | 823.8491 | #REF! | 643.6425 | 0.00015088 | 824.0467 | 0 | 818.58 | -0.010315 | 824.0467 | 0 | 641.1213 | 0.007016 | 824.0467 | 0 | 818.58 | -0.0040868 | 824.0468 | 0 | 818.58 | -0.0010202 | 824.0467 | 0 | 643.6425 | 0.31942 | 824.0467 | 0 | 643.6425 | 3.3879 | 824.0467 | 0 | 823.8491 | -0.033598 | 954.8337 | 0.01652 | 823.8491 | 3.2333 | 954.5019 | 0.00010725 | 954.8337 | 4.4364 | 823.8491 | 0.0081087 | 824.0468 | 0.0063398
|  | 641.2426 | 0 | 824.2852 | 0.046824 | 824.0876 | 0.029792 | 641.2426 | 0 | 824.2852 | 0.002649 | 824.0876 | -0.013016 | 824.0876 | #REF! | 643.7626 | 0.00014604 | 824.2852 | 0.014522 | 818.81 | 0.016073 | 824.2852 | 0.01518 | 641.2426 | 0.0081705 | 824.2852 | 0.0064598 | 818.81 | 0.0010387 | 824.2852 | 0.0050655 | 818.81 | -0.0040807 | 824.2852 | 0.0086107 | 643.7626 | 0.29981 | 824.2852 | 0.024922 | 643.7626 | 3.3046 | 824.2852 | 0.012594 | 824.0876 | 0.013928 | 955.002 | 0.026641 | 824.0876 | 3.0926 | 954.671 | 7.1499e-05 | 955.002 | 4.4246 | 824.0876 | 0.011493 | 824.2852 | 0.010217
|  | 641.3638 | 0 | 824.5237 | -0.014778 | 824.326 | -0.0057935 | 641.3638 | 0.0099348 | 824.5237 | -0.022437 | 824.326 | -0.031277 | 824.326 | #REF! | 643.8827 | 0.00016224 | 824.5237 | 0 | 819.05 | -0.045821 | 824.5237 | 0 | 641.3638 | 0.0056394 | 824.5237 | 0 | 819.05 | 0.003485 | 824.5237 | 0 | 819.05 | -0.010355 | 824.5237 | 0 | 643.8827 | 0.28458 | 824.5237 | 0 | 643.8827 | 3.2358 | 824.5237 | 0 | 824.326 | -0.014574 | 955.1703 | 0.020423 | 824.326 | 3.0158 | 954.8401 | 0.00032174 | 955.1703 | 4.4133 | 824.326 | 0.00049155 | 824.5237 | 0.0053952
|  | 641.4851 | 0 | 824.7621 | 0.0052336 | 824.5645 | 0.014614 | 641.4851 | 0 | 824.7621 | 0.0071708 | 824.5645 | 0.061015 | 824.5645 | #REF! | 644.0029 | 0.00016951 | 824.7621 | 0.024003 | 819.29 | 0.0093559 | 824.7621 | 0.0066101 | 641.4851 | 0.0081705 | 824.7621 | 0.0050692 | 819.29 | 0.0048828 | 824.7621 | 0.002567 | 819.29 | 0.0069371 | 824.7621 | 0.0040137 | 644.0029 | 0.25003 | 824.7621 | 0.012015 | 644.0029 | 3.1658 | 824.7622 | 0.0094944 | 824.5645 | 0.021177 | 955.3386 | 0.026414 | 824.5645 | 2.9144 | 955.0093 | 0 | 955.3386 | 4.3966 | 824.5645 | 0.0084917 | 824.7621 | 0.0098282
|  | 641.6064 | 0.0095486 | 825.0006 | 0.001108 | 824.803 | -0.019901 | 641.6064 | 0.0064601 | 825.0006 | -0.019706 | 824.803 | -0.053321 | 824.803 | #REF! | 644.123 | 0.0001751 | 825.0006 | 0 | 819.53 | -0.02135 | 825.0006 | 0 | 641.6064 | 0.0042642 | 825.0006 | 0 | 819.53 | -0.0075817 | 825.0006 | 0 | 819.53 | 0.0011222 | 825.0006 | 0 | 644.123 | 0.22733 | 825.0006 | 0 | 644.123 | 3.0957 | 825.0006 | 0 | 824.803 | -0.017945 | 955.5069 | 0.019879 | 824.803 | 2.8686 | 955.1784 | 0.00010725 | 955.5069 | 4.3827 | 824.803 | -0.0018088 | 825.0006 | 0.0055641
|  | 641.7276 | 0 | 825.2391 | 0.027504 | 825.0415 | 0.0035434 | 641.7276 | 0 | 825.2391 | 0.0019104 | 825.0415 | 0.028337 | 825.0415 | #REF! | 644.2431 | 0.00015665 | 825.2391 | 0.011169 | 819.77 | -0.0064771 | 825.2391 | 0.011276 | 641.7276 | 0.0021011 | 825.2391 | 0.0029129 | 819.77 | 0.0018541 | 825.2391 | 0.0016777 | 819.77 | 0.0043357 | 825.2391 | 0.0052149 | 644.2431 | 0.19757 | 825.2391 | 0.014089 | 644.2431 | 3.009 | 825.2391 | 0.0055559 | 825.0415 | 0.0017843 | 955.6753 | 0.021603 | 825.0415 | 2.7393 | 955.3475 | 7.1499e-05 | 955.6753 | 4.3684 | 825.0415 | 0.0082363 | 825.2391 | 0.0087129
|  | 641.8489 | 0.0066309 | 825.4776 | -0.013812 | 825.2801 | -0.032964 | 641.8489 | 0.011941 | 825.4776 | -0.0048292 | 825.2801 | -0.077361 | 825.2801 | #REF! | 644.3632 | 0.00015777 | 825.4776 | 0 | 820 | -0.043421 | 825.4776 | 0 | 641.8489 | 0.012078 | 825.4776 | 0 | 820 | -0.0043198 | 825.4776 | 0 | 820 | -0.0048458 | 825.4776 | 0 | 644.3632 | 0.19264 | 825.4776 | 0 | 644.3632 | 2.9277 | 825.4776 | 0 | 825.28 | -0.012535 | 955.8436 | 0.016339 | 825.2801 | 2.6543 | 955.5167 | 0.00032174 | 955.8436 | 4.3599 | 825.28 | 0.00047341 | 825.4776 | 0.0057417
|  | 641.9702 | 0 | 825.7161 | 0.025424 | 825.5186 | -0.010435 | 641.9702 | 0 | 825.7161 | -0.0098086 | 825.5186 | 0.032023 | 825.5186 | #REF! | 644.4834 | 0.00015572 | 825.7161 | 0.017578 | 820.24 | -0.013674 | 825.7161 | 0.01391 | 641.9702 | 0.0077709 | 825.7161 | 0.0050722 | 820.24 | -0.005368 | 825.7161 | 0.00062839 | 820.24 | -0.0027035 | 825.7161 | 0.0024579 | 644.4834 | 0.1688 | 825.7161 | 0.016451 | 644.4834 | 2.8294 | 825.7161 | 0.0065573 | 825.5186 | 0.0085098 | 956.0119 | 0.028547 | 825.5186 | 2.5726 | 955.6858 | 0 | 956.0119 | 4.354 | 825.5186 | 0.011173 | 825.7161 | 0.009189
|  | 642.0915 | 0.0048561 | 825.9547 | -0.0018756 | 825.7571 | -0.015447 | 642.0915 | 0.014042 | 825.9547 | -0.023305 | 825.7571 | -0.030723 | 825.7571 | #REF! | 644.6035 | 0.0001805 | 825.9547 | 0 | 820.48 | -0.0059973 | 825.9547 | 0 | 642.0915 | 0.011812 | 825.9547 | 0 | 820.48 | -0.0029219 | 825.9547 | 0 | 820.48 | -0.0042337 | 825.9547 | 0 | 644.6035 | 0.16401 | 825.9547 | 0 | 644.6035 | 2.7645 | 825.9547 | 0 | 825.7571 | -0.016322 | 956.1802 | 0.020332 | 825.7571 | 2.5103 | 955.855 | 0.00010725 | 956.1802 | 4.3521 | 825.7571 | 0.00099531 | 825.9547 | 0.0053196
|  | 642.2128 | 0 | 826.1932 | 0.016677 | 825.9956 | 0.0045867 | 642.2128 | 0 | 826.1932 | -0.013213 | 825.9956 | 0.035388 | 825.9956 | #REF! | 644.7236 | 0.00017081 | 826.1932 | 0.0032577 | 820.72 | -0.014154 | 826.1932 | 0.005543 | 642.2128 | 0.011412 | 826.1932 | 0.0044966 | 820.72 | 0.00022327 | 826.1932 | 0.0019695 | 820.72 | 0.0052539 | 826.1932 | 0.004246 | 644.7236 | 0.14173 | 826.1932 | 0.025636 | 644.7236 | 2.6758 | 826.1932 | 0.010559 | 825.9956 | 0.011653 | 956.3485 | 0.02537 | 825.9956 | 2.4375 | 956.0241 | 7.1499e-05 | 956.3485 | 4.3513 | 825.9956 | 0.012578 | 826.1932 | 0.0097423
|  | 642.3341 | 0.0030813 | 826.4317 | 0.012758 | 826.2342 | -0.030361 | 642.3341 | 0.013087 | 826.4317 | -0.019526 | 826.2342 | -0.090382 | 826.2342 | #REF! | 644.8438 | 0.00018683 | 826.4317 | 0 | 820.96 | -0.0016793 | 826.4317 | 0 | 642.3341 | 0.0095471 | 826.4317 | 0 | 820.96 | 0.0046498 | 826.4317 | 0 | 820.96 | 0.00096913 | 826.4317 | 0 | 644.8438 | 0.13877 | 826.4317 | 0 | 644.8438 | 2.6129 | 826.4317 | 0 | 826.2342 | -0.013228 | 956.5168 | 0.021694 | 826.2342 | 2.3744 | 956.1933 | 0 | 956.5168 | 4.3487 | 826.2342 | -0.022474 | 826.4317 | 0.0053633
|  | 642.4555 | 0 | 826.6703 | 0.0078555 | 826.4727 | -0.0055079 | 642.4555 | 0 | 826.6703 | 0.0096163 | 826.4727 | -0.0031483 | 826.4727 | #REF! | 644.9639 | 0.00017044 | 826.6703 | 0.0042185 | 821.2 | -0.0064771 | 826.6703 | 0 | 642.4555 | 0.0079041 | 826.6703 | 0.0043572 | 821.2 | 0.0067465 | 826.6703 | 0.00043958 | 821.2 | -0.0025504 | 826.6703 | 0.0010807 | 644.9639 | 0.11874 | 826.6703 | 0.0098273 | 644.9639 | 2.5301 | 826.6703 | 0.00624 | 826.4727 | 0.022195 | 956.6851 | 0.023918 | 826.4727 | 2.2865 | 956.3624 | 0 | 956.6851 | 4.3362 | 826.4727 | 0.023368 | 826.6703 | 0.0085521
|  | 642.5768 | 0.0051518 | 826.9088 | -0.012154 | 826.7113 | -0.048698 | 642.5768 | 0.01175 | 826.9088 | -0.011644 | 826.7113 | -0.057501 | 826.7113 | #REF! | 645.084 | 0.00017435 | 826.9088 | 0 | 821.43 | -0.038623 | 826.9088 | 0 | 642.5768 | 0.0045293 | 826.9088 | 0 | 821.43 | -0.00047565 | 826.9088 | 0 | 821.43 | 0.0098449 | 826.9088 | 0 | 645.084 | 0.11578 | 826.9088 | 0 | 645.084 | 2.4643 | 826.9088 | 0 | 826.7113 | -0.0099227 | 956.8534 | 0.021558 | 826.7113 | 2.2408 | 956.5316 | 0.00032174 | 956.8534 | 4.3179 | 826.7113 | -0.00041336 | 826.9088 | 0.0050037
|  | 642.6982 | 0 | 827.1474 | -0.0012826 | 826.9499 | 0.016968 | 642.6982 | 0 | 827.1474 | -0.010956 | 826.9499 | -0.0042035 | 826.9499 | #REF! | 645.2042 | 0.00013914 | 827.1474 | 0.01159 | 821.67 | -0.0031186 | 827.1474 | 0.010253 | 642.6982 | 0.0012187 | 827.1474 | 0.0044929 | 821.67 | 0.003019 | 827.1474 | 0.0025355 | 821.67 | 0.0090795 | 827.1474 | 0.0043061 | 645.2042 | 0.094344 | 827.1474 | 0.0082916 | 645.2042 | 2.3844 | 827.1474 | 0.01033 | 826.9499 | 0.0064504 | 957.0217 | 0.019062 | 826.9499 | 2.096 | 956.7007 | 0.00028599 | 957.0217 | 4.2929 | 826.9499 | 0.013663 | 827.1474 | 0.0082228
|  | 642.8195 | 0 | 827.3859 | -0.002098 | 827.1884 | -0.0073286 | 642.8195 | 0.0084479 | 827.3859 | -0.01121 | 827.1884 | -0.059691 | 827.1884 | #REF! | 645.3243 | 0.00011754 | 827.386 | 0 | 821.91 | -0.02135 | 827.386 | 0 | 642.8195 | 0.0060391 | 827.386 | 0 | 821.91 | -0.0021065 | 827.3859 | 0 | 821.91 | 0.0077024 | 827.386 | 0 | 645.3243 | 0.094485 | 827.386 | 0 | 645.3243 | 2.3303 | 827.3859 | 0 | 827.1884 | -0.0090333 | 957.1901 | 0.033267 | 827.1884 | 2.0577 | 956.8699 | 0 | 957.1901 | 4.2704 | 827.1884 | 0.0010942 | 827.3859 | 0.0049457
|  | 642.9409 | 0 | 827.6245 | 0.0041478 | 827.427 | 0.016336 | 642.9409 | 0 | 827.6245 | -0.0012239 | 827.427 | 0.0037839 | 827.427 | #REF! | 645.4445 | 0.00010711 | 827.6245 | 0.011339 | 822.15 | 0.0083963 | 827.6245 | 0.013169 | 642.9409 | 0.0062611 | 827.6245 | 0.0043861 | 822.15 | -0.0075817 | 827.6245 | 0.0023031 | 822.15 | -0.0023974 | 827.6245 | 0.00098367 | 645.4445 | 0.075165 | 827.6245 | 0.011827 | 645.4445 | 2.2615 | 827.6245 | 0.0071895 | 827.427 | 0.0062121 | 957.3584 | 0.023782 | 827.427 | 2.0063 | 957.039 | 0.00028599 | 957.3584 | 4.2472 | 827.427 | 0.012003 | 827.6245 | 0.0091643
|  | 643.0622 | 0.0061872 | 827.8631 | -0.029468 | 827.6656 | -0.025407 | 643.0622 | 0.021685 | 827.8631 | -0.023847 | 827.6656 | -0.017039 | 827.6656 | #REF! | 645.5646 | 0.00012797 | 827.8631 | 0 | 822.39 | -0.032866 | 827.8631 | 0 | 643.0622 | 0.0062611 | 827.8631 | 0 | 822.39 | -0.0044363 | 827.8631 | 0 | 822.39 | -0.0092835 | 827.8631 | 0 | 645.5646 | 0.075729 | 827.8631 | 0 | 645.5646 | 2.2156 | 827.8631 | 0 | 827.6656 | -0.011896 | 957.5267 | 0.017655 | 827.6656 | 1.9247 | 957.2082 | 0.00010725 | 957.5267 | 4.2277 | 827.6656 | -0.00041007 | 827.8631 | 0.0056196
|  | 643.1836 | 0 | 828.1017 | 0.01853 | 827.9042 | -0.045567 | 643.1836 | 0 | 828.1017 | 0.019617 | 827.9042 | 0.0064699 | 827.9042 | #REF! | 645.6848 | 0.00014008 | 828.1017 | 0.023318 | 822.63 | 0.019911 | 828.1017 | 0.0083418 | 643.1836 | 0.0067496 | 828.1017 | 0 | 822.63 | 0.0039509 | 828.1017 | 0 | 822.63 | -0.005917 | 828.1017 | 0.0040348 | 645.6848 | 0.05514 | 828.1017 | 0.01442 | 645.6848 | 2.139 | 828.1017 | 0.0059754 | 827.9042 | -0.0016625 | 957.695 | 0.024417 | 827.9042 | 1.8648 | 957.3773 | 7.1499e-05 | 957.695 | 4.207 | 827.9042 | 0.0058895 | 828.1017 | 0.0080362
|  | 643.305 | 0.0098778 | 828.3403 | -0.013432 | 828.1428 | -0.0063708 | 643.305 | 0.0092761 | 828.3403 | -0.019105 | 828.1428 | -0.029265 | 828.1428 | #REF! | 645.8049 | 0.00016615 | 828.3403 | 0 | 822.86 | 0.0011995 | 828.3403 | 0 | 643.305 | 0.0036341 | 828.3403 | 0 | 822.86 | -0.00059213 | 828.3403 | 0 | 822.86 | 0.00709 | 828.3403 | 0 | 645.8049 | 0.052461 | 828.3403 | 0 | 645.8049 | 2.0885 | 828.3403 | 0 | 828.1428 | -0.0068085 | 957.8634 | 0.021694 | 828.1428 | 1.7979 | 957.5465 | 0 | 957.8634 | 4.1892 | 828.1428 | -0.0028108 | 828.3403 | 0.0054969
|  | 643.4264 | 0 | 828.5789 | -0.0021957 | 828.3814 | -0.00034523 | 643.4264 | 0 | 828.5789 | 0.0057835 | 828.3814 | 0.0076022 | 828.3814 | #REF! | 645.9251 | 0.00016448 | 828.5789 | 0.0095597 | 823.1 | -0.0026388 | 828.5789 | 0.0072175 | 643.4264 | 0.0059947 | 828.5789 | 0.0041949 | 823.1 | 0.00010678 | 828.5789 | 0.00062307 | 823.1 | -0.00040807 | 828.5789 | 0.0035313 | 645.9251 | 0.035256 | 828.5789 | 0.017193 | 645.9251 | 2.0161 | 828.5789 | 0.0066814 | 828.3814 | 0.0070455 | 958.0317 | 0.026232 | 828.3814 | 1.7427 | 957.7157 | 0 | 958.0317 | 4.166 | 828.3814 | 0.01162 | 828.5789 | 0.0082839
|  | 643.5478 | 0.0016023 | 828.8176 | -0.014382 | 828.62 | -0.022847 | 643.5478 | 0.0091104 | 828.8176 | -0.036451 | 828.62 | -0.030011 | 828.62 | #REF! | 646.0452 | 0.00016914 | 828.8175 | 0 | 823.34 | -0.026628 | 828.8175 | 0 | 643.5478 | 0.0059059 | 828.8175 | 0 | 823.34 | -0.0037373 | 828.8176 | 0 | 823.34 | -0.0010202 | 828.8175 | 0 | 646.0452 | 0.034833 | 828.8175 | 0 | 646.0452 | 1.9671 | 828.8176 | 0 | 828.62 | -0.0098342 | 958.2 | 0.019697 | 828.62 | 1.6712 | 957.8849 | 0 | 958.2 | 4.1475 | 828.62 | 0.0023118 | 828.8176 | 0.0056025
|  | 643.6692 | 0 | 829.0562 | 0.024934 | 828.8587 | 0.00050239 | 643.6692 | 0 | 829.0562 | 0.0060566 | 828.8587 | 0.0064051 | 828.8587 | #REF! | 646.1654 | 0.00015349 | 829.0562 | 0.0062101 | 823.58 | -0.014154 | 829.0562 | 0.011869 | 643.6692 | 0.0009665 | 829.0562 | 0.0025819 | 823.58 | 0.00010678 | 829.0562 | 0.0022204 | 823.58 | -0.0020913 | 829.0562 | 0.00087252 | 646.1654 | 0.020166 | 829.0562 | 0.010847 | 646.1654 | 1.9061 | 829.0562 | 0.0031843 | 828.8587 | 0.0046796 | 958.3683 | 0.023237 | 828.8587 | 1.6191 | 958.054 | 0 | 958.3683 | 4.1268 | 828.8587 | 0.0045823 | 829.0562 | 0.0090085
|  | 643.7907 | 0.0098778 | 829.2948 | -0.012396 | 829.0973 | 0.0053657 | 643.7907 | 0.001822 | 829.2948 | -0.02888 | 829.0973 | -0.056935 | 829.0973 | #REF! | 646.2855 | 0.00013803 | 829.2948 | 0 | 823.82 | 0.0093559 | 829.2948 | 0 | 643.7907 | 0 | 829.2948 | 0 | 823.82 | 0.00045625 | 829.2948 | 0 | 823.82 | -0.00010202 | 829.2948 | 0 | 646.2855 | 0.024538 | 829.2948 | 0 | 646.2855 | 1.8688 | 829.2948 | 0 | 829.0973 | -0.010179 | 958.5367 | 0.024508 | 829.0973 | 1.5594 | 958.2232 | 0.00010725 | 958.5367 | 4.1088 | 829.0973 | 0.00038289 | 829.2948 | 0.0056609
|  | 643.9121 | 0 | 829.5334 | 0.014259 | 829.3359 | -0.0060673 | 643.9121 | 0 | 829.5334 | 0.016421 | 829.3359 | 0.045284 | 829.3359 | #REF! | 646.4057 | 0.00012406 | 829.5335 | 0.028672 | 824.06 | 0.02327 | 829.5335 | 0.0097871 | 643.9121 | 0 | 829.5335 | 0.00091112 | 824.06 | 0.0013882 | 829.5334 | 0.00051585 | 824.06 | -0.0031625 | 829.5335 | 0.0023993 | 646.4057 | 0.01301 | 829.5335 | 0.016181 | 646.4057 | 1.8141 | 829.5335 | 0.0071049 | 829.3359 | 0.0053213 | 958.705 | 0.028411 | 829.3359 | 1.4881 | 958.3924 | 0 | 958.705 | 4.0877 | 829.3359 | 0.007981 | 829.5334 | 0.008338
|  | 644.0335 | 0.00012322 | 829.7721 | -0.0075452 | 829.5746 | -0.04075 | 644.0335 | 0.0094417 | 829.7721 | -0.012411 | 829.5746 | -0.046087 | 829.5746 | #REF! | 646.5259 | 0.00012536 | 829.7721 | 0 | 824.3 | -0.012714 | 829.7721 | 0 | 644.0335 | 0.0081705 | 829.7721 | 0 | 824.3 | 0.00057274 | 829.7721 | 0 | 824.3 | 0.0087736 | 829.7721 | 0 | 646.5259 | 0.014243 | 829.7721 | 0 | 646.5259 | 1.7659 | 829.7721 | 0 | 829.5746 | -0.0081894 | 958.8733 | 0.016929 | 829.5746 | 1.4116 | 958.5616 | 0.00032174 | 958.8733 | 4.0716 | 829.5746 | 0.00077552 | 829.7721 | 0.0049343
|  | 644.155 | 0 | 830.0107 | 0.012416 | 829.8132 | -0.0061377 | 644.155 | 0 | 830.0107 | -0.00095534 | 829.8132 | 0.033868 | 829.8132 | #REF! | 646.646 | 0.00012964 | 830.0108 | 0.018023 | 824.53 | 0.019431 | 830.0108 | 0.011982 | 644.155 | 0.00046226 | 830.0108 | 0.0035255 | 824.53 | 0.0054654 | 830.0107 | 0.00070137 | 824.53 | -0.00056109 | 830.0108 | 0.0029087 | 646.646 | 0.0032361 | 830.0108 | 0.0094954 | 646.646 | 1.6954 | 830.0107 | 0.0017785 | 829.8132 | 0.0095691 | 959.0417 | 0.025143 | 829.8132 | 1.3714 | 958.7307 | 7.1499e-05 | 959.0417 | 4.0546 | 829.8132 | 0.01079 | 830.0107 | 0.0078237
|  | 644.2764 | 0.0036729 | 830.2495 | -0.014565 | 830.0519 | -0.016538 | 644.2764 | 0.0076196 | 830.2495 | -0.01354 | 830.0519 | -0.047991 | 830.0519 | #REF! | 646.7662 | 0.00015274 | 830.2494 | 0 | 824.77 | -0.010795 | 830.2494 | 0 | 644.2764 | 0.0042642 | 830.2494 | 0 | 824.77 | -0.0050185 | 830.2495 | 0 | 824.77 | -0.0028565 | 830.2494 | 0 | 646.7662 | 0.0031846 | 830.2494 | 0 | 646.7662 | 1.6437 | 830.2495 | 0 | 830.0519 | -0.027897 | 959.21 | 0.015885 | 830.0519 | 1.3401 | 958.8999 | 0.00032174 | 959.21 | 4.0425 | 830.0519 | 0.0024862 | 830.2495 | 0.0048198
|  | 644.3979 | 0 | 830.4881 | 0.01667 | 830.2906 | -0.01416 | 644.3979 | 0 | 830.4881 | 0.01596 | 830.2906 | 0.047842 | 830.2906 | #REF! | 646.8863 | 0.00016038 | 830.4881 | 0.016028 | 825.01 | 0.0069569 | 830.4881 | 0.018479 | 644.3979 | 0.011545 | 830.4881 | 0.0057451 | 825.01 | -0.0064164 | 830.4881 | 0.0010042 | 825.01 | -0.0011732 | 830.4881 | 0.0042626 | 646.8863 | 0.00019306 | 830.4881 | 0.019208 | 646.8863 | 1.5888 | 830.4881 | 0.0042473 | 830.2906 | 0.012849 | 959.3783 | 0.02419 | 830.2906 | 1.323 | 959.0691 | 0.00028599 | 959.3783 | 4.0243 | 830.2906 | 0.0076617 | 830.4881 | 0.0090179
|  | 644.5194 | 0.011359 | 830.7268 | -0.020905 | 830.5293 | -0.030274 | 644.5194 | 0.0086135 | 830.7268 | -0.018813 | 830.5293 | -0.047186 | 830.5293 | #REF! | 647.0065 | 0.00016224 | 830.7268 | 0 | 825.25 | -0.012714 | 830.7268 | 0 | 644.5194 | 0.0060391 | 830.7268 | 0 | 825.25 | -0.0018735 | 830.7268 | 0 | 825.25 | -0.0046928 | 830.7268 | 0 | 647.0065 | 0.00019884 | 830.7268 | 0 | 647.0065 | 1.5525 | 830.7268 | 0 | 830.5293 | -0.023621 | 959.5466 | 0.022738 | 830.5293 | 1.235 | 959.2383 | 0.00010725 | 959.5466 | 4.0085 | 830.5293 | -0.00032058 | 830.7268 | 0.0054745
|  | 644.6409 | 0 | 830.9655 | -0.0046869 | 830.7679 | -0.029855 | 644.6409 | 0 | 830.9655 | 0.0057501 | 830.7679 | 0.016346 | 830.7679 | #REF! | 647.1267 | 0.0001492 | 830.9655 | 0.017558 | 825.49 | 0.0002399 | 830.9655 | 0.0090134 | 644.6409 | 0.0048846 | 830.9655 | 0.0012722 | 825.49 | 0.002553 | 830.9655 | 0.0017501 | 825.49 | 0.00051009 | 830.9655 | 0.005685 | 647.1267 | 5.7802e-06 | 830.9655 | 0.016672 | 647.1267 | 1.5004 | 830.9655 | 0.0066278 | 830.768 | 0.0040149 | 959.715 | 0.032405 | 830.7679 | 1.2348 | 959.4075 | 7.1499e-05 | 959.715 | 3.9866 | 830.768 | 0.012067 | 830.9655 | 0.0082967
|  | 644.7624 | 0.0045602 | 831.2042 | -0.016324 | 831.0066 | 0.024427 | 644.7624 | 0.01175 | 831.2042 | -0.026167 | 831.0066 | -0.052019 | 831.0066 | #REF! | 647.2469 | 0.00014622 | 831.2042 | 0 | 825.73 | 0.00071969 | 831.2042 | 0 | 644.7624 | 0.014076 | 831.2042 | 0 | 825.73 | -0.010377 | 831.2042 | 0 | 825.73 | -0.0051518 | 831.2042 | 0 | 647.2469 | 7.5968e-06 | 831.2042 | 0 | 647.2469 | 1.4575 | 831.2042 | 0 | 831.0066 | -0.0075008 | 959.8833 | 0.028184 | 831.0066 | 1.1821 | 959.5767 | 0.00010725 | 959.8833 | 3.9738 | 831.0066 | 0.0020379 | 831.2042 | 0.0046946
|  | 644.8839 | 0 | 831.4429 | 0.026537 | 831.2453 | 0.012397 | 644.8839 | 0 | 831.4429 | -0.0078397 | 831.2453 | 0.035294 | 831.2453 | #REF! | 647.367 | 0.00014082 | 831.4429 | 0.015396 | 825.96 | -0.004558 | 831.4429 | 0.0080666 | 644.8839 | 0.0041182 | 831.4429 | 0.0051421 | 825.96 | -0.0032714 | 831.4429 | 0.00076225 | 825.96 | 0.0034176 | 831.4429 | 0.0036493 | 647.367 | 1.8166e-06 | 831.4429 | 0.018182 | 647.367 | 1.3965 | 831.4429 | 0.0077894 | 831.2453 | 0.015701 | 960.0517 | 0.031361 | 831.2453 | 1.1369 | 959.7459 | 7.1499e-05 | 960.0517 | 3.9594 | 831.2453 | 0.009641 | 831.4429 | 0.0075823
|  | 645.0054 | 0.0064829 | 831.6816 | 0.0060586 | 831.4841 | -0.028853 | 645.0054 | 0.010412 | 831.6816 | -0.0087838 | 831.4841 | -0.068627 | 831.4841 | #REF! | 647.4872 | 0.00016299 | 831.6816 | 0 | 826.2 | -0.017032 | 831.6816 | 0 | 645.0054 | 0.0037601 | 831.6816 | 0 | 826.2 | -0.00199 | 831.6816 | 0 | 826.2 | -0.0040807 | 831.6816 | 0 | 647.4872 | 6.1105e-06 | 831.6816 | 0 | 647.4872 | 1.3568 | 831.6816 | 0 | 831.4841 | -0.024842 | 960.22 | 0.026505 | 831.4841 | 1.1007 | 959.9151 | 0.00010725 | 960.22 | 3.9466 | 831.4841 | -0.001635 | 831.6816 | 0.0047063
|  | 645.1269 | 0 | 831.9203 | 0.02604 | 831.7228 | 0.020378 | 645.1269 | 0 | 831.9203 | -0.00076983 | 831.7228 | 0.0052813 | 831.7228 | #REF! | 647.6074 | 0.00016355 | 831.9204 | 0.030199 | 826.44 | -0.010315 | 831.9204 | 0.014612 | 645.1269 | 0.0082593 | 831.9204 | 0.0040212 | 826.44 | 0.0029025 | 831.9203 | 0.0025086 | 826.44 | 0.0044887 | 831.9204 | 0.0017695 | 647.6074 | 4.2939e-06 | 831.9204 | 0.02531 | 647.6074 | 1.3018 | 831.9203 | 0.0086589 | 831.7228 | 0.010996 | 960.3883 | 0.026959 | 831.7228 | 1.0612 | 960.0843 | 7.1499e-05 | 960.3883 | 3.9204 | 831.7228 | 0.010088 | 831.9203 | 0.0075624
|  | 645.2484 | 0.012265 | 832.1591 | 0.01212 | 831.9615 | -0.011164 | 645.2484 | 0.0036442 | 832.1591 | -0.019064 | 831.9615 | -0.056553 | 831.9615 | #REF! | 647.7276 | 0.00016429 | 832.1591 | 0 | 826.68 | -0.0093559 | 832.1591 | 0 | 645.2484 | 0.0072824 | 832.1591 | 0 | 826.68 | 0.00057274 | 832.1591 | 0 | 826.68 | 0.0054069 | 832.1591 | 0 | 647.7276 | 4.2939e-06 | 832.1591 | 0 | 647.7276 | 1.2671 | 832.1591 | 0 | 831.9615 | -0.0076078 | 960.5567 | 0.027912 | 831.9615 | 1.0052 | 960.2535 | 0 | 960.5567 | 3.8928 | 831.9615 | -9.8595e-05 | 832.1591 | 0.0048069
|  | 645.37 | 0 | 832.3978 | 0.008493 | 832.2002 | 0.002417 | 645.37 | 0 | 832.3978 | -0.0069563 | 832.2002 | -0.034679 | 832.2002 | #REF! | 647.8478 | 0.00016131 | 832.3978 | 0.027912 | 826.92 | -0.00071969 | 832.3978 | 0.0074692 | 645.37 | 0.0024794 | 832.3978 | 0.003175 | 826.92 | -0.0037373 | 832.3978 | 0.002849 | 826.92 | -0.0016323 | 832.3978 | 0.0042331 | 647.8478 | 0 | 832.3978 | 0.012181 | 647.8478 | 1.2152 | 832.3978 | 0.0071105 | 832.2002 | 0.02525 | 960.725 | 0.025189 | 832.2002 | 0.99715 | 960.4227 | 0.00028599 | 960.725 | 3.8638 | 832.2002 | 0.009641 | 832.3978 | 0.007951
|  | 645.4915 | 0.0060393 | 832.6366 | -0.0018119 | 832.439 | -0.035753 | 645.4915 | 0.0096482 | 832.6366 | -0.0088803 | 832.439 | -0.08432 | 832.439 | #REF! | 647.9679 | 0.00015349 | 832.6366 | 0 | 827.16 | -0.0050378 | 832.6366 | 0 | 645.4915 | 0.003256 | 832.6366 | 0 | 827.16 | -0.0018735 | 832.6366 | 0 | 827.16 | -0.0079064 | 832.6366 | 0 | 647.9679 | 0 | 832.6366 | 0 | 647.9679 | 1.1812 | 832.6366 | 0 | 832.439 | -0.01196 | 960.8934 | 0.025279 | 832.439 | 0.95433 | 960.5919 | 0.00032174 | 960.8934 | 3.8416 | 832.439 | -0.00086488 | 832.6366 | 0.0045636
|  | 645.6131 | 0 | 832.8754 | 0.0072691 | 832.6777 | -0.00090248 | 645.6131 | 0 | 832.8754 | -0.0017218 | 832.6777 | 0.020283 | 832.6777 | #REF! | 648.0881 | 0.00014306 | 832.8753 | 0.019431 | 827.4 | 0.030946 | 832.8753 | 0.0063088 | 645.6131 | 0.0095471 | 832.8753 | 0.0027025 | 827.4 | 0.0052322 | 832.8754 | 0.0017885 | 827.4 | 0.00066312 | 832.8753 | 0.00392 | 648.0881 | 3.303e-07 | 832.8753 | 0.016362 | 648.0881 | 1.1339 | 832.8754 | 0.0089559 | 832.6777 | 0.010428 | 961.0617 | 0.035037 | 832.6777 | 0.93142 | 960.7612 | 0 | 961.0617 | 3.8177 | 832.6777 | 0.0074063 | 832.8754 | 0.0084768
|  | 645.7346 | 0.0036729 | 833.1141 | -0.01898 | 832.9165 | -0.026363 | 645.7346 | 0.018914 | 833.1141 | -0.020882 | 832.9165 | -0.051399 | 832.9165 | #REF! | 648.2083 | 0.00014138 | 833.1141 | 0 | 827.63 | 0.022311 | 833.1141 | 0 | 645.7346 | 0.013588 | 833.1141 | 0 | 827.63 | -0.0049022 | 833.1141 | 0 | 827.63 | 0.0018873 | 833.1141 | 0 | 648.2083 | 1.9818e-06 | 833.1141 | 0 | 648.2083 | 1.0995 | 833.1141 | 0 | 832.9165 | -0.013063 | 961.2301 | 0.017019 | 832.9165 | 0.8837 | 960.9304 | 0.00010725 | 961.2301 | 3.7949 | 832.9165 | -0.022474 | 833.1141 | 0.0050653
|  | 645.8562 | 0 | 833.3529 | 0.002936 | 833.1552 | 0.017304 | 645.8562 | 0 | 833.3529 | -0.0033788 | 833.1552 | 0.015059 | 833.1552 | #REF! | 648.3285 | 0.00014138 | 833.3529 | 0.027574 | 827.87 | -0.014634 | 833.3529 | 0.010914 | 645.8562 | 0.0085258 | 833.3529 | 0.003434 | 827.87 | -0.0073485 | 833.3529 | 0.00093263 | 827.87 | -0.0068351 | 833.3529 | 0.0072852 | 648.3285 | 1.9818e-06 | 833.3529 | 0.017718 | 648.3285 | 1.0519 | 833.3529 | 0.0060797 | 833.1552 | 0.012692 | 961.3984 | 0.029046 | 833.1552 | 0.86536 | 961.0996 | 7.1499e-05 | 961.3984 | 3.7683 | 833.1552 | 0.028221 | 833.3529 | 0.008924
|  | 645.9778 | 0 | 833.5917 | -0.038086 | 833.394 | -0.015536 | 645.9778 | 0.018723 | 833.5917 | 0.013642 | 833.394 | -0.057467 | 833.394 | #REF! | 648.4487 | 0.00015051 | 833.5917 | 0 | 828.11 | -0.034785 | 833.5917 | 0 | 645.9778 | 0.0019956 | 833.5917 | 0 | 828.11 | -0.0093286 | 833.5917 | 0 | 828.11 | 0.0012752 | 833.5917 | 0 | 648.4487 | 1.8166e-06 | 833.5917 | 0 | 648.4487 | 1.0211 | 833.5917 | 0 | 833.394 | -0.021788 | 961.5668 | 0.019334 | 833.394 | 0.81134 | 961.2688 | 0.00010725 | 961.5668 | 3.7414 | 833.394 | -0.00095134 | 833.5917 | 0.004416
|  | 646.0994 | 0 | 833.8304 | 0.020002 | 833.6328 | 0.0095265 | 646.0994 | 0.00066409 | 833.8304 | 0.010176 | 833.6328 | -0.00341 | 833.6328 | #REF! | 648.5689 | 0.00014492 | 833.8305 | 0.011758 | 828.35 | 0.014154 | 833.8305 | 0.014869 | 646.0994 | 0.0052398 | 833.8305 | 0.0045756 | 828.35 | -0.0023395 | 833.8304 | 0.0011821 | 828.35 | 0.0075495 | 833.8305 | 0.0027863 | 648.5689 | 0 | 833.8305 | 0.013183 | 648.5689 | 0.9731 | 833.8304 | 0.0065871 | 833.6328 | 0.01305 | 961.7351 | 0.027866 | 833.6328 | 0.80693 | 961.438 | 7.1499e-05 | 961.7351 | 3.7073 | 833.6328 | 0.0087471 | 833.8304 | 0.0077175
|  | 646.221 | 0.0051518 | 834.0693 | -0.00093136 | 833.8716 | -0.059165 | 646.221 | 0.014616 | 834.0693 | -0.010634 | 833.8716 | -0.047046 | 833.8716 | #REF! | 648.6891 | 0.0001587 | 834.0693 | 0 | 828.59 | -0.031905 | 834.0693 | 0 | 646.221 | 0.0026258 | 834.0693 | 0 | 828.59 | 0.0013882 | 834.0693 | 0 | 828.59 | -0.00086717 | 834.0693 | 0 | 648.6891 | 1.9818e-06 | 834.0693 | 0 | 648.6891 | 0.95141 | 834.0693 | 0 | 833.8716 | -0.015985 | 961.9035 | 0.027049 | 833.8716 | 0.77712 | 961.6073 | 0.00010725 | 961.9035 | 3.674 | 833.8716 | -0.0011201 | 834.0693 | 0.0040284
|  | 646.3426 | 0 | 834.3081 | 0.019739 | 834.1103 | 0.0018319 | 646.3426 | 0 | 834.3081 | 0.00027441 | 834.1103 | 0.021455 | 834.1103 | #REF! | 648.8093 | 0.00015908 | 834.3081 | 0.019197 | 828.83 | 0.02327 | 834.3081 | 0.0028659 | 646.3426 | 0.0038661 | 834.3081 | 0.0045964 | 828.83 | -0.0001262 | 834.3081 | 0.00092281 | 828.83 | 0.00051009 | 834.3081 | 0 | 648.8093 | 1.9818e-06 | 834.3081 | 0.014442 | 648.8093 | 0.91242 | 834.3081 | 0.0037743 | 834.1104 | 0.0010444 | 962.0718 | 0.027276 | 834.1103 | 0.75015 | 961.7765 | 0 | 962.0718 | 3.6402 | 834.1104 | 0.0088748 | 834.3081 | 0.0075197
|  | 646.4642 | 0 | 834.5469 | 0.006014 | 834.3491 | -0.035471 | 646.4642 | 0.01901 | 834.5469 | -0.021532 | 834.3491 | -0.049406 | 834.3491 | #REF! | 648.9295 | 0.00016168 | 834.5469 | 0 | 829.07 | -0.012714 | 834.5469 | 0 | 646.4642 | 0.011057 | 834.5469 | 0 | 829.07 | -0.00094161 | 834.5469 | 0 | 829.07 | 0.0018873 | 834.5469 | 0 | 648.9295 | 2.6424e-06 | 834.5469 | 0 | 648.9295 | 0.88668 | 834.5469 | 0 | 834.3492 | -0.0060555 | 962.2402 | 0.011982 | 834.3491 | 0.69639 | 961.9457 | 0 | 962.2402 | 3.6125 | 834.3492 | -0.0013752 | 834.5469 | 0.0045246
|  | 646.5858 | 0 | 834.7857 | 0.034588 | 834.588 | 0.013235 | 646.5858 | 0 | 834.7857 | 0.0077859 | 834.588 | -0.0088758 | 834.588 | #REF! | 649.0497 | 0.00016988 | 834.7857 | 0.0038402 | 829.3 | -0.032866 | 834.7857 | 0.0074159 | 646.5858 | 0.0072824 | 834.7857 | 0.0031456 | 829.3 | -0.0032714 | 834.7857 | 0.0010819 | 829.3 | 0.00051009 | 834.7857 | 0.0024117 | 649.0497 | 1.9818e-06 | 834.7857 | 0.015485 | 649.0497 | 0.8274 | 834.7857 | 0.0092216 | 834.588 | 0.012822 | 962.4085 | 0.028638 | 834.588 | 0.70037 | 962.115 | 0 | 962.4085 | 3.5813 | 834.588 | 0.014685 | 834.7857 | 0.0079462
|  | 646.7075 | 0.0097132 | 835.0245 | -0.00608 | 834.8268 | -0.00068025 | 646.7075 | 0.0086135 | 835.0245 | -0.029613 | 834.8268 | -0.080867 | 834.8268 | #REF! | 649.1699 | 0.0001805 | 835.0246 | 0 | 829.54 | -0.0064771 | 835.0246 | 0 | 646.7075 | 0.0028778 | 835.0246 | 0 | 829.54 | 0.002786 | 835.0245 | 0 | 829.54 | 5.1009e-05 | 835.0246 | 0 | 649.1699 | 5.2848e-06 | 835.0246 | 0 | 649.1699 | 0.79105 | 835.0245 | 0 | 834.8268 | -0.0069514 | 962.5769 | 0.019152 | 834.8268 | 0.64847 | 962.2842 | 0.00032174 | 962.5769 | 3.5498 | 834.8268 | 0.0014838 | 835.0245 | 0.0050693
|  | 646.8291 | 0 | 835.2634 | 0.020614 | 835.0656 | -0.0050577 | 646.8291 | 0 | 835.2634 | -0.016362 | 835.0656 | 0.0098017 | 835.0656 | #REF! | 649.2901 | 0.0001574 | 835.2634 | 0.029073 | 829.78 | 0.0083963 | 835.2634 | 0.01207 | 646.8291 | 0.011057 | 835.2634 | 0.0050983 | 829.78 | 0.00057274 | 835.2634 | 0.0027345 | 829.78 | 0.0086207 | 835.2634 | 1.9781e-05 | 649.2901 | 4.9545e-06 | 835.2634 | 0.0084873 | 649.2901 | 0.73801 | 835.2634 | 0.0049468 | 835.0656 | 0.021788 | 962.7453 | 0.023872 | 835.0656 | 0.65131 | 962.4534 | 0 | 962.7453 | 3.5072 | 835.0656 | 0.0091941 | 835.2634 | 0.008271
|  | 646.9508 | 0.0094662 | 835.5023 | 0.0027249 | 835.3044 | -0.024085 | 646.9508 | 0.0076196 | 835.5023 | -0.020473 | 835.3044 | -0.029052 | 835.3044 | #REF! | 649.4103 | 0.00013281 | 835.5023 | 0 | 830.02 | -0.041501 | 835.5023 | 0 | 646.9508 | 0.0069272 | 835.5023 | 0 | 830.02 | -0.0018735 | 835.5023 | 0 | 830.02 | -0.0074475 | 835.5023 | 0 | 649.4103 | 4.9545e-06 | 835.5023 | 0 | 649.4103 | 0.7246 | 835.5023 | 0 | 835.3044 | -0.0084702 | 962.9136 | 0.021694 | 835.3044 | 0.63611 | 962.6227 | 0 | 962.9136 | 3.4652 | 835.3044 | -0.00062598 | 835.5023 | 0.0046758
|  | 647.0724 | 0 | 835.7411 | 0.022242 | 835.5433 | 0.0017258 | 647.0724 | 0 | 835.7411 | 0.0082706 | 835.5433 | 0.069069 | 835.5433 | #REF! | 649.5305 | 0.00010878 | 835.7411 | 0.024946 | 830.26 | 0.0069569 | 835.7411 | 0.014486 | 647.0724 | 0.0034878 | 835.7411 | 0.0030436 | 830.26 | -0.0047858 | 835.7411 | 0.0019473 | 830.26 | -0.0016323 | 835.7411 | 0.0041215 | 649.5305 | 1.9818e-06 | 835.7411 | 0.016779 | 649.5305 | 0.69808 | 835.7411 | 0.0072354 | 835.5433 | 0.024842 | 963.082 | 0.026641 | 835.5433 | 0.60748 | 962.7919 | 0 | 963.082 | 3.4204 | 835.5433 | 0.0052424 | 835.7411 | 0.0075753
|  | 647.1941 | 0.005004 | 835.98 | -0.010466 | 835.7821 | 0.0049776 | 647.1941 | 0.021876 | 835.98 | -0.020907 | 835.7821 | -0.064463 | 835.7821 | #REF! | 649.6507 | 0.00013281 | 835.98 | 0 | 830.5 | -0.019431 | 835.98 | 0 | 647.1941 | 0.0043903 | 835.98 | 0 | 830.5 | -0.001524 | 835.98 | 0 | 830.5 | -0.0068351 | 835.98 | 0 | 649.6507 | 2.9727e-06 | 835.98 | 0 | 649.6507 | 0.70291 | 835.98 | 0 | 835.7821 | -0.0078721 | 963.2503 | 0.020605 | 835.7821 | 0.58005 | 962.9611 | 0.00010725 | 963.2503 | 3.3857 | 835.7821 | 0.0033698 | 835.98 | 0.0044946
|  | 647.3158 | 0 | 836.2189 | 0.0085249 | 836.021 | 0.017839 | 647.3158 | 0 | 836.2189 | -0.0083088 | 836.021 | 0.028676 | 836.021 | #REF! | 649.7709 | 0.00014436 | 836.2189 | 0.021643 | 830.74 | -0.012235 | 836.2189 | 0.014243 | 647.3158 | 0.0080373 | 836.2189 | 0.0036464 | 830.74 | -0.0028054 | 836.2189 | 0.0031011 | 830.74 | -0.00010202 | 836.2189 | 0.0027458 | 649.7709 | 4.6242e-06 | 836.2189 | 0.013812 | 649.7709 | 0.70151 | 836.2189 | 0.010417 | 836.0209 | 0.024028 | 963.4187 | 0.02419 | 836.021 | 0.57863 | 963.1304 | 0 | 963.4187 | 3.3519 | 836.0209 | 0.0097048 | 836.2189 | 0.0078459
|  | 647.4375 | 0.0045602 | 836.4578 | -0.0081144 | 836.2598 | -0.013389 | 647.4375 | 0.01175 | 836.4578 | -0.013506 | 836.2598 | -0.051447 | 836.2598 | #REF! | 649.8911 | 0.00015535 | 836.4577 | 0 | 830.97 | 0.0098357 | 836.4577 | 0 | 647.4375 | 0.015364 | 836.4577 | 0 | 830.97 | 0.0067465 | 836.4578 | 0 | 830.97 | -0.0028565 | 836.4577 | 0 | 649.8911 | 8.4226e-06 | 836.4577 | 0 | 649.8911 | 0.7065 | 836.4578 | 0 | 836.2598 | -0.013748 | 963.587 | 0.032632 | 836.2598 | 0.53476 | 963.2997 | 0.00010725 | 963.587 | 3.327 | 836.2598 | 0.00022405 | 836.4578 | 0.0047703
|  | 647.5592 | 0 | 836.6967 | 0.010065 | 836.4987 | -0.021437 | 647.5592 | 0 | 836.6967 | -0.00081305 | 836.4987 | 0.0072987 | 836.4987 | #REF! | 650.0113 | 0.00016038 | 836.6966 | 0.026339 | 831.21 | 0.00071969 | 836.6966 | 0.0063354 | 647.5592 | 0.0097691 | 836.6966 | 0.0037972 | 831.21 | 0.00010678 | 836.6967 | 0.00064744 | 831.21 | 0.0029585 | 836.6966 | 0.0015984 | 650.0113 | 9.2483e-06 | 836.6966 | 0.02333 | 650.0113 | 0.70198 | 836.6967 | 0.0099846 | 836.4987 | 0.0069268 | 963.7554 | 0.022647 | 836.4987 | 0.52629 | 963.4689 | 7.1499e-05 | 963.7554 | 3.2971 | 836.4987 | 0.0068317 | 836.6967 | 0.0073793
|  | 647.6809 | 0 | 836.9355 | -0.012449 | 836.7375 | -0.022141 | 647.6809 | 0.0054662 | 836.9355 | -0.015663 | 836.7375 | -0.06216 | 836.7375 | #REF! | 650.1316 | 0.00015926 | 836.9355 | 0 | 831.45 | -0.010795 | 836.9355 | 0 | 647.6809 | 0.010568 | 836.9355 | 0 | 831.45 | 0.0024366 | 836.9355 | 0 | 831.45 | -0.0013262 | 836.9355 | 0 | 650.1316 | 8.7529e-06 | 836.9355 | 0 | 650.1316 | 0.65502 | 836.9356 | 0 | 836.7376 | -0.03034 | 963.9238 | 0.020605 | 836.7375 | 0.49825 | 963.6382 | 0.00032174 | 963.9238 | 3.2669 | 836.7376 | 0.00093843 | 836.9355 | 0.0042755
|  | 647.8026 | 0 | 837.1744 | 0.022311 | 836.9764 | 0.020768 | 647.8026 | 0 | 837.1744 | -0.0094445 | 836.9764 | 0.023988 | 836.9764 | #REF! | 650.2518 | 0.00016653 | 837.1745 | 0.014694 | 831.69 | 0.016073 | 837.1745 | 0.0044689 | 647.8026 | 0.0024794 | 837.1745 | 0.0042294 | 831.69 | -0.001524 | 837.1744 | 0.003489 | 831.69 | -0.0046928 | 837.1745 | 0.0063348 | 650.2518 | 4.9545e-06 | 837.1745 | 0.022176 | 650.2518 | 0.59621 | 837.1744 | 0.009172 | 836.9764 | 0.01742 | 964.0921 | 0.029591 | 836.9764 | 0.50185 | 963.8074 | 0 | 964.0921 | 3.2292 | 836.9764 | 0.010982 | 837.1744 | 0.0081272
|  | 647.9243 | 0.003377 | 837.4134 | 0.024491 | 837.2153 | -0.012661 | 647.9243 | 0.015093 | 837.4134 | -0.0035627 | 837.2153 | -0.068362 | 837.2153 | #REF! | 650.372 | 0.0001384 | 837.4134 | 0 | 831.93 | 0.0016793 | 837.4134 | 0 | 647.9243 | 0.005151 | 837.4134 | 0 | 831.93 | -0.002223 | 837.4134 | 0 | 831.93 | -0.0088246 | 837.4134 | 0 | 650.372 | 9.5786e-06 | 837.4134 | 0 | 650.372 | 0.55441 | 837.4134 | 0 | 837.2153 | -0.013529 | 964.2605 | 0.024099 | 837.2153 | 0.46964 | 963.9767 | 0.00010725 | 964.2605 | 3.1965 | 837.2153 | -0.00091473 | 837.4134 | 0.0052036
|  | 648.0461 | 0 | 837.6523 | 0.0029985 | 837.4542 | 0.00098425 | 648.0461 | 0 | 837.6523 | 0.019063 | 837.4542 | 0.027069 | 837.4542 | #REF! | 650.4922 | 0.00012238 | 837.6523 | 0.0074385 | 832.17 | -0.024709 | 837.6523 | 0.0056137 | 648.0461 | 0.0077709 | 837.6523 | 0.0021395 | 832.17 | -0.0052516 | 837.6523 | 0.0012934 | 832.17 | 0.0084671 | 837.6523 | 0.0046465 | 650.4922 | 8.918e-06 | 837.6523 | 0.014945 | 650.4922 | 0.51385 | 837.6523 | 0.0052053 | 837.4542 | 0.0085407 | 964.4289 | 0.027594 | 837.4542 | 0.45695 | 964.1459 | 0 | 964.4289 | 3.1608 | 837.4542 | 0.011684 | 837.6523 | 0.0069541
|  | 648.1678 | 0.016875 | 837.8912 | 0.00218 | 837.6931 | -0.038253 | 648.1678 | 0.0066257 | 837.8912 | -0.023704 | 837.6931 | -0.063348 | 837.6931 | #REF! | 650.6125 | 0.00011921 | 837.8912 | 0 | 832.41 | -0.017032 | 837.8912 | 0 | 648.1678 | 0.006794 | 837.8912 | 0 | 832.41 | -0.0031549 | 837.8912 | 0 | 832.41 | -0.0028565 | 837.8912 | 0 | 650.6125 | 1.8827e-05 | 837.8912 | 0 | 650.6125 | 0.52274 | 837.8912 | 0 | 837.6931 | -0.013835 | 964.5973 | 0.024644 | 837.6931 | 0.44418 | 964.3152 | 0.00032174 | 964.5973 | 3.1274 | 837.6931 | -0.00089749 | 837.8912 | 0.0038985
|  | 648.2895 | 0 | 838.1302 | 0.012625 | 837.932 | 0.0083506 | 648.2895 | 0 | 838.1302 | -0.0095895 | 837.932 | 0.013023 | 837.932 | #REF! | 650.7327 | 0.00012368 | 838.1302 | 0.030634 | 832.64 | 0.010315 | 838.1302 | 0.014994 | 648.2895 | 0.0090142 | 838.1302 | 0.0027872 | 832.64 | 0.00010678 | 838.1302 | 0.002137 | 832.64 | -0.0028565 | 838.1302 | 0.0049839 | 650.7327 | 1.8827e-05 | 838.1302 | 0.013304 | 650.7327 | 0.47173 | 838.1302 | 0.0083838 | 837.932 | 0.014965 | 964.7656 | 0.031497 | 837.932 | 0.43708 | 964.4845 | 0 | 964.7656 | 3.0883 | 837.932 | 0.0063154 | 838.1302 | 0.0078284
|  | 648.4113 | 0.0075183 | 838.3691 | -0.0039151 | 838.1709 | -0.0013865 | 648.4113 | 0.012609 | 838.3691 | 0.010307 | 838.1709 | -0.042159 | 838.1709 | #REF! | 650.8529 | 0.00015088 | 838.3691 | 0 | 832.88 | -0.0016793 | 838.3691 | 0 | 648.4113 | 0.0127 | 838.3691 | 0 | 832.88 | -0.0085133 | 838.3691 | 0 | 832.88 | -0.0031625 | 838.3691 | 0 | 650.8529 | 2.3451e-05 | 838.3691 | 0 | 650.8529 | 0.44006 | 838.3691 | 0 | 838.1709 | -0.025657 | 964.934 | 0.019788 | 838.1709 | 0.40085 | 964.6537 | 0.00010725 | 964.934 | 3.0551 | 838.1709 | -0.0030603 | 838.3691 | 0.0042599
|  | 648.5331 | 0 | 838.6081 | 0.031675 | 838.4099 | 0.014756 | 648.5331 | 0 | 838.6081 | 0.0062222 | 838.4099 | 0.031995 | 838.4099 | #REF! | 650.9731 | 0.00015051 | 838.6081 | 0.027115 | 833.12 | 0.002159 | 838.6081 | 0.017353 | 648.5331 | 0.0068828 | 838.6081 | 0.002456 | 833.12 | 0.0052322 | 838.6081 | 0.0024819 | 833.12 | 0.0040296 | 838.6081 | 0.0044845 | 650.9731 | 1.8001e-05 | 838.6081 | 0.020629 | 650.9731 | 0.36534 | 838.6081 | 0.0067361 | 838.4099 | 0.011732 | 965.1024 | 0.019379 | 838.4099 | 0.4092 | 964.823 | 7.1499e-05 | 965.1024 | 3.0213 | 838.4099 | 0.0071509 | 838.6081 | 0.0077248
|  | 648.6549 | 0 | 838.847 | -0.018635 | 838.6488 | -0.035205 | 648.6549 | 0.0062945 | 838.847 | -0.0033997 | 838.6488 | -0.060137 | 838.6488 | #REF! | 651.0934 | 0.00016131 | 838.847 | 0 | 833.36 | 0.0069569 | 838.847 | 0 | 648.6549 | 0.011323 | 838.847 | 0 | 833.36 | 0.00080569 | 838.847 | 0 | 833.36 | -0.0010202 | 838.847 | 0 | 651.0934 | 2.1965e-05 | 838.847 | 0 | 651.0934 | 0.34553 | 838.847 | 0 | 838.6488 | -0.018058 | 965.2707 | 0.026323 | 838.6488 | 0.38703 | 964.9923 | 0.00010725 | 965.2707 | 2.9954 | 838.6488 | 8.7877e-05 | 838.847 | 0.0034237
|  | 648.7766 | 0 | 839.086 | 0.011996 | 838.8877 | 0.018739 | 648.7766 | 0 | 839.086 | 0.010852 | 838.8877 | -0.019144 | 838.8877 | #REF! | 651.2136 | 0.00015181 | 839.086 | 0.018796 | 833.6 | -0.0002399 | 839.086 | 0.0080266 | 648.7766 | 0.0065275 | 839.086 | 0.0010243 | 833.6 | -0.0095617 | 839.086 | 0.0032429 | 833.6 | 0.00096913 | 839.086 | 0.010087 | 651.2136 | 1.9653e-05 | 839.086 | 0.021317 | 651.2136 | 0.34974 | 839.086 | 0.01267 | 838.8877 | 0.029526 | 965.4391 | 0.041573 | 838.8877 | 0.36754 | 965.1616 | 7.1499e-05 | 965.4391 | 2.9667 | 838.8877 | 0.0078533 | 839.086 | 0.0077479
|  | 648.8984 | 0.01317 | 839.325 | -0.0082872 | 839.1267 | -0.029083 | 648.8984 | 0.015762 | 839.325 | -0.016037 | 839.1267 | -0.077739 | 839.1267 | #REF! | 651.3338 | 0.00015572 | 839.325 | 0 | 833.84 | -0.0035984 | 839.325 | 0 | 648.8984 | 0.012345 | 839.325 | 0 | 833.84 | -0.00035917 | 839.325 | 0 | 833.84 | -0.0062227 | 839.325 | 0 | 651.3338 | 2.1139e-05 | 839.325 | 0 | 651.3338 | 0.36846 | 839.325 | 0 | 839.1267 | -0.0062513 | 965.6075 | 0.015658 | 839.1267 | 0.38085 | 965.3308 | 0.00010725 | 965.6075 | 2.9384 | 839.1267 | -0.0021634 | 839.325 | 0.0041
|  | 649.0202 | 0 | 839.564 | 0.0031174 | 839.3656 | 0.002083 | 649.0202 | 0 | 839.564 | -0.022592 | 839.3656 | 0.023773 | 839.3656 | #REF! | 651.4541 | 0.00015405 | 839.564 | 0.013279 | 834.08 | 0.0059973 | 839.564 | 0.0063517 | 649.0202 | 0.0021011 | 839.564 | 0.0049985 | 834.08 | -0.002223 | 839.564 | 0.0020782 | 834.08 | 0.010916 | 839.564 | 0.0054306 | 651.4541 | 1.8166e-05 | 839.564 | 0.015851 | 651.4541 | 0.38344 | 839.564 | 0.0085635 | 839.3656 | 0.0078175 | 965.7759 | 0.027503 | 839.3656 | 0.36746 | 965.5001 | 0 | 965.7759 | 2.9035 | 839.3656 | 0.0090025 | 839.564 | 0.0072805
|  | 649.1421 | 0.0063351 | 839.803 | -0.0085736 | 839.6046 | -0.028631 | 649.1421 | 0.0062945 | 839.803 | -0.024274 | 839.6046 | -0.0714 | 839.6046 | #REF! | 651.5743 | 0.00015926 | 839.803 | 0 | 834.32 | -0.0050378 | 839.803 | 0 | 649.1421 | 0.003256 | 839.803 | 0 | 834.32 | 0.0054654 | 839.803 | 0 | 834.32 | -0.0083652 | 839.803 | 0 | 651.5743 | 2.5268e-05 | 839.803 | 0 | 651.5743 | 0.37376 | 839.803 | 0 | 839.6046 | -0.019019 | 965.9443 | 0.026323 | 839.6046 | 0.34912 | 965.6694 | 0.00010725 | 965.9443 | 2.866 | 839.6046 | -0.02075 | 839.803 | 0.0037357
|  | 649.2639 | 0 | 840.042 | 0.015081 | 839.8436 | -0.0049023 | 649.2639 | 0 | 840.042 | -0.0073159 | 839.8436 | 0.0104 | 839.8436 | #REF! | 651.6946 | 0.00015516 | 840.042 | 0.00049776 | 834.55 | -0.02375 | 840.042 | 0.007389 | 649.2639 | 0.0041182 | 840.042 | 0.0014644 | 834.55 | 0.0010387 | 840.042 | 0.001829 | 834.55 | -0.0011732 | 840.042 | 0.0014135 | 651.6946 | 2.6919e-05 | 840.042 | 0.011656 | 651.6946 | 0.37548 | 840.042 | 0.0091918 | 839.8436 | 0.014836 | 966.1126 | 0.023691 | 839.8436 | 0.3429 | 965.8387 | 0 | 966.1126 | 2.8183 | 839.8436 | 0.023751 | 840.042 | 0.0072422
|  | 649.3857 | 0 | 840.281 | -0.0052528 | 840.0825 | -0.025148 | 649.3857 | 0.012801 | 840.281 | -0.012222 | 840.0825 | -0.043257 | 840.0825 | #REF! | 651.8148 | 0.00016224 | 840.281 | 0 | 834.79 | -0.015593 | 840.281 | 0 | 649.3857 | 0.0009873 | 840.281 | 0 | 834.79 | -0.0012911 | 840.281 | 0 | 834.79 | 0.00051009 | 840.281 | 0 | 651.8148 | 3.6168e-05 | 840.281 | 0 | 651.8148 | 0.35021 | 840.281 | 0 | 840.0825 | -0.021788 | 966.281 | 0.018653 | 840.0825 | 0.29865 | 966.008 | 0.00010725 | 966.281 | 2.769 | 840.0825 | -0.00035544 | 840.281 | 0.0042052
|  | 649.5076 | 0 | 840.52 | -0.010242 | 840.3215 | 0.0071826 | 649.5076 | 0 | 840.52 | 0.0064493 | 840.3215 | -0.023817 | 840.3215 | #REF! | 651.9351 | 0.00016224 | 840.52 | 0.01689 | 835.03 | -0.0011995 | 840.52 | 0.0099093 | 649.5076 | 0.0022272 | 840.52 | 0.0023923 | 835.03 | -0.012591 | 840.52 | 0.00064445 | 835.03 | 0.0015813 | 840.52 | 0.003598 | 651.9351 | 3.7654e-05 | 840.52 | 0.020339 | 651.9351 | 0.35895 | 840.52 | 0.0065321 | 840.3215 | 0.011676 | 966.4494 | 0.026187 | 840.3215 | 0.32469 | 966.1773 | 7.1499e-05 | 966.4494 | 2.7161 | 840.3215 | 0.0086194 | 840.52 | 0.007406
|  | 649.6294 | 0.0075183 | 840.7591 | -0.023372 | 840.5605 | -0.046189 | 649.6294 | 0.013278 | 840.7591 | -0.020895 | 840.5605 | -0.073463 | 840.5605 | #REF! | 652.0553 | 0.00018422 | 840.7591 | 0 | 835.27 | -0.0069569 | 840.7591 | 0 | 649.6294 | 0.003256 | 840.7591 | 0 | 835.27 | 0.00045625 | 840.7591 | 0 | 835.27 | -0.0030095 | 840.7591 | 0 | 652.0553 | 3.9636e-05 | 840.7591 | 0 | 652.0553 | 0.34054 | 840.7591 | 0 | 840.5605 | -0.019722 | 966.6178 | 0.023373 | 840.5605 | 0.29715 | 966.3466 | 0.00032174 | 966.6178 | 2.6736 | 840.5605 | -0.0032076 | 840.7591 | 0.0030475
|  | 649.7513 | 0 | 840.9981 | 0.0075422 | 840.7995 | 0.011862 | 649.7513 | 0 | 840.9981 | -0.0014536 | 840.7995 | 0.0060592 | 840.7995 | #REF! | 652.1756 | 0.0001751 | 840.9981 | 0.022605 | 835.51 | 0.032385 | 840.9981 | 0.0051724 | 649.7513 | 0.00058834 | 840.9981 | 0.0039148 | 835.51 | 0.00033976 | 840.9981 | 0.00049188 | 835.51 | 0.0051009 | 840.9981 | 0.0057681 | 652.1756 | 3.1048e-05 | 840.9981 | 0.020877 | 652.1756 | 0.35224 | 840.9981 | 0.0070498 | 840.7995 | 0.0051642 | 966.7862 | 0.027776 | 840.7995 | 0.28655 | 966.5159 | 0 | 966.7862 | 2.632 | 840.7995 | 0.007981 | 840.9981 | 0.0072907
|  | 649.8731 | 0.0075183 | 841.2372 | 0.0036011 | 841.0385 | -0.015988 | 649.8731 | 0.012132 | 841.2372 | -0.0055656 | 841.0385 | -0.052011 | 841.0385 | #REF! | 652.2958 | 0.00017007 | 841.2372 | 0 | 835.75 | -0.014154 | 841.2372 | 0 | 649.8731 | 0.0093251 | 841.2372 | 0 | 835.75 | -0.0035044 | 841.2372 | 0 | 835.75 | -0.0063763 | 841.2372 | 0 | 652.2958 | 3.4681e-05 | 841.2372 | 0 | 652.2958 | 0.34709 | 841.2372 | 0 | 841.0385 | -0.024231 | 966.9546 | 0.019561 | 841.0385 | 0.27971 | 966.6852 | 0 | 966.9546 | 2.5971 | 841.0385 | -0.0048707 | 841.2372 | 0.0046289
|  | 649.995 | 0 | 841.4762 | 0.015115 | 841.2775 | -0.0037785 | 649.995 | 0 | 841.4762 | -0.012541 | 841.2775 | 0.034684 | 841.2775 | #REF! | 652.4161 | 0.00015703 | 841.4762 | 0.012094 | 835.99 | -0.0098357 | 841.4762 | 0.011005 | 649.995 | 0.013188 | 841.4762 | 0.00098931 | 835.99 | -0.0010581 | 841.4762 | 0.001707 | 835.99 | -0.012038 | 841.4762 | 0.0049866 | 652.4161 | 3.5672e-05 | 841.4762 | 0.012164 | 652.4161 | 0.34085 | 841.4762 | 0.0081467 | 841.2775 | 0.014521 | 967.1229 | 0.022965 | 841.2775 | 0.27824 | 966.8545 | 0 | 967.1229 | 2.5572 | 841.2775 | 0.011237 | 841.4762 | 0.0066145
|  | 650.1169 | 0 | 841.7153 | 0.0045388 | 841.5166 | -0.020478 | 650.1169 | 0.0097437 | 841.7153 | -0.017573 | 841.5166 | -0.057078 | 841.5166 | #REF! | 652.5363 | 0.00015926 | 841.7153 | 0 | 836.23 | -0.0040782 | 841.7153 | 0 | 650.1169 | 0.0087922 | 841.7153 | 0 | 836.23 | -0.0031549 | 841.7153 | 0 | 836.23 | -0.0037746 | 841.7153 | 0 | 652.5363 | 4.8058e-05 | 841.7153 | 0 | 652.5363 | 0.32463 | 841.7153 | 0 | 841.5166 | -0.015302 | 967.2913 | 0.021966 | 841.5166 | 0.26452 | 967.0238 | 0.00032174 | 967.2913 | 2.5203 | 841.5166 | -0.0032676 | 841.7153 | 0.0039377
|  | 650.2388 | 0 | 841.9543 | 0.021142 | 841.7556 | 0.02012 | 650.2388 | 0 | 841.9543 | -0.02626 | 841.7556 | -0.016199 | 841.7556 | #REF! | 652.6566 | 0.00016708 | 841.9544 | 0.0039244 | 836.46 | 0.011275 | 841.9544 | 0.0085021 | 650.2388 | 0.0057727 | 841.9544 | 0.0042474 | 836.46 | -0.001524 | 841.9543 | 0.0030951 | 836.46 | 0.0063253 | 841.9544 | 0.0043702 | 652.6566 | 5.4664e-05 | 841.9544 | 0.01314 | 652.6566 | 0.28594 | 841.9543 | 0.0066236 | 841.7556 | 0.02077 | 967.4597 | 0.019697 | 841.7556 | 0.27087 | 967.1931 | 0.00028599 | 967.4597 | 2.4788 | 841.7556 | 0.0055566 | 841.9543 | 0.007059
|  | 650.3607 | 0.012512 | 842.1934 | -0.010175 | 841.9946 | -0.0057329 | 650.3607 | 0.0089448 | 842.1934 | -0.0064243 | 841.9946 | -0.043835 | 841.9946 | #REF! | 652.7768 | 0.00015218 | 842.1934 | 0 | 836.7 | -0.02135 | 842.1934 | 0 | 650.3607 | 0.0091919 | 842.1934 | 0 | 836.7 | -0.0021065 | 842.1934 | 0 | 836.7 | 0.00081613 | 842.1934 | 0 | 652.7768 | 6.3087e-05 | 842.1934 | 0 | 652.7768 | 0.26488 | 842.1934 | 0 | 841.9946 | -0.020566 | 967.6281 | 0.028411 | 841.9946 | 0.2577 | 967.3624 | 0.00032174 | 967.6281 | 2.4404 | 841.9946 | -0.0015066 | 842.1934 | 0.0037014
|  | 650.4826 | 0 | 842.4325 | 0.01575 | 842.2337 | 0.011613 | 650.4826 | 0 | 842.4325 | -0.0027777 | 842.2337 | 0.045635 | 842.2337 | #REF! | 652.8971 | 0.00016522 | 842.4325 | 0.021466 | 836.94 | -0.013194 | 842.4325 | 0.015725 | 650.4826 | 0.0055062 | 842.4325 | 0.0057064 | 836.94 | 0.0062807 | 842.4325 | 0.003126 | 836.94 | -0.0088246 | 842.4325 | 0.0067492 | 652.8971 | 5.3013e-05 | 842.4325 | 0.019069 | 652.8971 | 0.22775 | 842.4325 | 0.0062381 | 842.2337 | 0.027489 | 967.7965 | 0.024962 | 842.2337 | 0.24686 | 967.5317 | 7.1499e-05 | 967.7965 | 2.3972 | 842.2337 | 0.0066402 | 842.4325 | 0.0076244
|  | 650.6045 | 0.00041907 | 842.6716 | -0.046464 | 842.4727 | -0.019127 | 650.6045 | 0.0039755 | 842.6716 | -0.015861 | 842.4727 | -0.050995 | 842.4727 | #REF! | 653.0173 | 0.00016057 | 842.6716 | 0 | 837.18 | -0.020391 | 842.6716 | 0 | 650.6045 | 0.007016 | 842.6716 | 0 | 837.18 | 0.0051159 | 842.6716 | 0 | 837.18 | -0.0022444 | 842.6716 | 0 | 653.0173 | 5.2187e-05 | 842.6716 | 0 | 653.0173 | 0.21824 | 842.6716 | 0 | 842.4727 | -0.013385 | 967.9649 | 0.026323 | 842.4727 | 0.24873 | 967.701 | 0 | 967.9649 | 2.3572 | 842.4727 | -0.0034334 | 842.6716 | 0.0035226
|  | 650.7264 | 0 | 842.9107 | 0.00815 | 842.7118 | -0.011262 | 650.7264 | 0 | 842.9107 | -0.010219 | 842.7118 | 0.04322 | 842.7118 | #REF! | 653.1376 | 0.00017435 | 842.9107 | 0.02401 | 837.42 | -0.011275 | 842.9107 | 0.011154 | 650.7264 | 0.0046181 | 842.9107 | 0.0031044 | 837.42 | -0.0051353 | 842.9107 | 0.0024814 | 837.42 | 0.0012752 | 842.9107 | 0.0056838 | 653.1376 | 4.2608e-05 | 842.9107 | 0.019334 | 653.1376 | 0.19031 | 842.9107 | 0.0065932 | 842.7118 | 0.011201 | 968.1333 | 0.021467 | 842.7118 | 0.24122 | 967.8703 | 0 | 968.1333 | 2.3143 | 842.7118 | 0.0085556 | 842.9107 | 0.0072724
|  | 650.8484 | 0.00056695 | 843.1498 | -0.018282 | 842.9508 | -0.013927 | 650.8484 | 0.0039755 | 843.1498 | -0.0059049 | 842.9508 | -0.063703 | 842.9508 | #REF! | 653.2579 | 0.00015405 | 843.1498 | 0 | 837.66 | -0.029026 | 843.1498 | 0 | 650.8484 | 0.0041382 | 843.1498 | 0 | 837.66 | -0.0060669 | 843.1498 | 0 | 837.66 | 0.00096913 | 843.1498 | 0 | 653.2579 | 5.5325e-05 | 843.1498 | 0 | 653.2579 | 0.18797 | 843.1498 | 0 | 842.9508 | -0.019299 | 968.3017 | 0.017065 | 842.9508 | 0.22388 | 968.0396 | 0.00032174 | 968.3017 | 2.2758 | 842.9508 | -0.0018887 | 843.1498 | 0.003463
|  | 650.9703 | 0 | 843.389 | 0.0097354 | 843.1899 | -0.019161 | 650.9703 | 0 | 843.389 | 0.0075931 | 843.1899 | -0.01906 | 843.1899 | #REF! | 653.3781 | 0.0001397 | 843.389 | 0.0071294 | 837.9 | -0.02327 | 843.389 | 0 | 650.9703 | 0.0058615 | 843.389 | 0.0026969 | 837.9 | 0.0033685 | 843.389 | 0.00012711 | 837.9 | -0.0040807 | 843.389 | 0.0025006 | 653.3781 | 5.3343e-05 | 843.389 | 0.011117 | 653.3781 | 0.1627 | 843.389 | 0.0046073 | 843.1899 | 0.015814 | 968.4701 | 0.037079 | 843.1899 | 0.22233 | 968.209 | 7.1499e-05 | 968.4701 | 2.2357 | 843.1899 | 0.0076617 | 843.389 | 0.0074366
|  | 651.0923 | 0.0036729 | 843.6281 | -0.0060181 | 843.429 | -0.018935 | 651.0923 | 0.0082822 | 843.6281 | -0.013766 | 843.429 | -0.06543 | 843.429 | #REF! | 653.4984 | 0.00013393 | 843.6281 | 0 | 838.14 | -0.012235 | 843.6281 | 0 | 651.0923 | 0.0055062 | 843.6281 | 0 | 838.14 | -0.0021065 | 843.6281 | 0 | 838.14 | 0.0084671 | 843.6281 | 0 | 653.4984 | 6.7381e-05 | 843.6281 | 0 | 653.4984 | 0.15522 | 843.6281 | 0 | 843.429 | -0.023417 | 968.6385 | 0.025461 | 843.429 | 0.2184 | 968.3783 | 0.00010725 | 968.6385 | 2.1998 | 843.429 | 0.0014688 | 843.6281 | 0.0040177
|  | 651.2143 | 0 | 843.8672 | 0.028577 | 843.6681 | 0.012286 | 651.2143 | 0 | 843.8672 | 0.006699 | 843.6681 | -0.0046389 | 843.6681 | #REF! | 653.6187 | 0.00012238 | 843.8672 | 0.019253 | 838.38 | 0.019431 | 843.8672 | 0.0097703 | 651.2143 | 0.0047513 | 843.8672 | 0.0027587 | 838.38 | -0.0047858 | 843.8672 | 0.0030075 | 838.38 | -0.0028565 | 843.8672 | 0.0047154 | 653.6187 | 5.6481e-05 | 843.8672 | 0.012598 | 653.6187 | 0.12792 | 843.8673 | 0.0082436 | 843.6681 | 0.019631 | 968.8069 | 0.032541 | 843.6681 | 0.20992 | 968.5476 | 0 | 968.8069 | 2.1639 | 843.6681 | 0.012514 | 843.8672 | 0.007237
|  | 651.3362 | 0.0083961 | 844.1064 | -0.008729 | 843.9072 | 0.015124 | 651.3362 | 0.0029816 | 844.1064 | -0.021626 | 843.9072 | -0.040458 | 843.9072 | #REF! | 653.7389 | 0.00012536 | 844.1064 | 0 | 838.61 | 0.012714 | 844.1064 | 0 | 651.3362 | 0.0038861 | 844.1064 | 0 | 838.61 | -0.0052516 | 844.1064 | 0 | 838.61 | -0.0030095 | 844.1064 | 0 | 653.7389 | 7.4978e-05 | 844.1064 | 0 | 653.7389 | 0.12916 | 844.1064 | 0 | 843.9072 | 0.0035248 | 968.9752 | 0.025279 | 843.9072 | 0.19612 | 968.7169 | 0.00010725 | 968.9752 | 2.1308 | 843.9072 | 0.0013517 | 844.1064 | 0.0038866
|  | 651.4582 | 0 | 844.3455 | 0.0090106 | 844.1463 | -0.020419 | 651.4582 | 0 | 844.3455 | 0.0076375 | 844.1463 | 0.012687 | 844.1463 | #REF! | 653.8592 | 0.0001289 | 844.3455 | 0.0050644 | 838.85 | -0.0069569 | 844.3455 | 0.004768 | 651.4582 | 0.0058615 | 844.3455 | 0.0021258 | 838.85 | -0.00199 | 844.3455 | 0 | 838.85 | -0.0016323 | 844.3455 | 0.00029365 | 653.8592 | 7.6794e-05 | 844.3455 | 0.016398 | 653.8592 | 0.10982 | 844.3455 | 0.0021111 | 844.1463 | 0.015721 | 969.1436 | 0.030226 | 844.1463 | 0.19435 | 968.8863 | 0 | 969.1436 | 2.0948 | 844.1463 | 0.011046 | 844.3455 | 0.0067233
|  | 651.5802 | 0.0029334 | 844.5847 | -0.0007517 | 844.3854 | 0.0048026 | 651.5802 | 0.0053006 | 844.5847 | -0.00011819 | 844.3854 | -0.050088 | 844.3854 | #REF! | 653.9795 | 0.0001492 | 844.5847 | 0 | 839.09 | -0.02375 | 844.5847 | 0 | 651.5802 | 0.0079041 | 844.5847 | 0 | 839.09 | -0.0067659 | 844.5847 | 0 | 839.09 | -0.0028565 | 844.5847 | 0 | 653.9795 | 9.0667e-05 | 844.5847 | 0 | 653.9795 | 0.1092 | 844.5847 | 0 | 844.3854 | -0.0076741 | 969.312 | 0.026505 | 844.3854 | 0.19237 | 969.0556 | 0.00032174 | 969.312 | 2.0579 | 844.3854 | -0.0022347 | 844.5847 | 0.0035779
|  | 651.7022 | 0 | 844.8239 | 0.010251 | 844.6245 | 0.012838 | 651.7022 | 0 | 844.8239 | -0.0021808 | 844.6245 | 0.0037709 | 844.6245 | #REF! | 654.0998 | 0.00013877 | 844.8239 | 0.019224 | 839.33 | -0.0083963 | 844.8239 | 0.012109 | 651.7022 | 0.0097691 | 844.8239 | 0.0041702 | 839.33 | -0.006999 | 844.8239 | 0.0017342 | 839.33 | -0.00086717 | 844.8239 | 0.003189 | 654.0998 | 7.5308e-05 | 844.8239 | 0.013827 | 654.0998 | 0.089073 | 844.8238 | 0.0048352 | 844.6245 | 0.017241 | 969.4805 | 0.029137 | 844.6245 | 0.19625 | 969.2249 | 0.00028599 | 969.4805 | 2.0183 | 844.6245 | 0.010918 | 844.8239 | 0.0066058
|  | 651.8242 | 0.0069267 | 845.063 | -0.0049457 | 844.8636 | -0.0035957 | 651.8242 | 0.0091104 | 845.063 | -0.0044401 | 844.8636 | -0.077649 | 844.8636 | #REF! | 654.22 | 0.00011977 | 845.063 | 0 | 839.57 | -0.0055175 | 845.063 | 0 | 651.8242 | 0.006794 | 845.063 | 0 | 839.57 | -0.0074648 | 845.063 | 0 | 839.57 | 0.0028055 | 845.063 | 0 | 654.22 | 8.2244e-05 | 845.063 | 0 | 654.22 | 0.083769 | 845.063 | 0 | 844.8636 | -0.018531 | 969.6489 | 0.0098031 | 844.8636 | 0.18018 | 969.3943 | 0.00010725 | 969.6489 | 1.9851 | 844.8636 | -0.0012662 | 845.063 | 0.0036394
|  | 651.9462 | 0 | 845.3022 | -0.001308 | 845.1027 | 0.0017487 | 651.9462 | 0 | 845.3022 | 0.0077593 | 845.1027 | 0.0073874 | 845.1027 | #REF! | 654.3403 | 0.00010841 | 845.3022 | 0.030345 | 839.81 | 0.018472 | 845.3022 | 0.015627 | 651.9462 | 0.0044849 | 845.3022 | 0.0026264 | 839.81 | 0.0040674 | 845.3022 | 0.002122 | 839.81 | -0.00040807 | 845.3022 | 0.006743 | 654.3403 | 7.6134e-05 | 845.3022 | 0.012231 | 654.3403 | 0.063958 | 845.3022 | 0.010985 | 845.1027 | 0.0059902 | 969.8172 | 0.027912 | 845.1027 | 0.17427 | 969.5636 | 7.1499e-05 | 969.8172 | 1.9523 | 845.1027 | 0.011173 | 845.3022 | 0.006792
|  | 652.0683 | 0.0024896 | 845.5414 | -0.0086003 | 845.3419 | 0.0038403 | 652.0683 | 0.0057976 | 845.5414 | -0.020144 | 845.3419 | -0.019399 | 845.3419 | #REF! | 654.4606 | 0.00012629 | 845.5414 | 0 | 840.05 | 0.0059973 | 845.5414 | 0 | 652.0683 | 0.0027518 | 845.5414 | 0 | 840.05 | -0.0042033 | 845.5414 | 0 | 840.05 | 0.0054069 | 845.5414 | 0 | 654.4606 | 8.6208e-05 | 845.5414 | 0 | 654.4606 | 0.055378 | 845.5414 | 0 | 845.3419 | -0.0054502 | 969.9856 | 0.021149 | 845.3419 | 0.17592 | 969.7329 | 0.00010725 | 969.9856 | 1.9223 | 845.3419 | 0.00033452 | 845.5414 | 0.0029597
|  | 652.1903 | 0 | 845.7806 | 0.01735 | 845.581 | 0.0067628 | 652.1903 | 0 | 845.7806 | 0.00031356 | 845.581 | -0.0083546 | 845.581 | #REF! | 654.5809 | 0.00013281 | 845.7806 | 0.0081675 | 840.29 | 0.010315 | 845.7806 | 0.015112 | 652.1903 | 0.0026054 | 845.7806 | 0.0042427 | 840.29 | -0.0021065 | 845.7806 | 0.002511 | 840.29 | -0.0022444 | 845.7806 | 0.0075778 | 654.5809 | 7.2335e-05 | 845.7806 | 0.0097724 | 654.5809 | 0.037907 | 845.7806 | 0.012899 | 845.581 | 0.026675 | 970.1541 | 0.027276 | 845.581 | 0.17324 | 969.9023 | 7.1499e-05 | 970.1541 | 1.8865 | 845.581 | 0.01079 | 845.7806 | 0.0068066
|  | 652.3124 | 0.0036729 | 846.0198 | -0.011995 | 845.8202 | -0.023852 | 652.3124 | 0.0076196 | 846.0198 | -0.020334 | 845.8202 | -0.043181 | 845.8202 | #REF! | 654.7012 | 0.00012573 | 846.0198 | 0 | 840.52 | -0.035264 | 846.0198 | 0 | 652.3124 | 0.0050178 | 846.0198 | 0 | 840.52 | -0.013057 | 846.0198 | 0 | 840.52 | -0.013568 | 846.0198 | 0 | 654.7012 | 7.2005e-05 | 846.0198 | 0 | 654.7012 | 0.034631 | 846.0198 | 0 | 845.8202 | -0.013824 | 970.3225 | 0.024099 | 845.8202 | 0.16027 | 970.0716 | 0.00010725 | 970.3225 | 1.8509 | 845.8202 | -0.0045532 | 846.0198 | 0.0028896
|  | 652.4344 | 0 | 846.259 | 0.033437 | 846.0593 | -0.016836 | 652.4344 | 0 | 846.259 | 0.0080162 | 846.0593 | 0.0031408 | 846.0593 | #REF! | 654.8215 | 0.00012927 | 846.2591 | 0.026497 | 840.76 | -0.02375 | 846.2591 | 0.016532 | 652.4344 | 0.013588 | 846.2591 | 0.0035295 | 840.76 | -0.0029219 | 846.259 | 0.0026933 | 840.76 | -0.0030095 | 846.2591 | 0.0048455 | 654.8215 | 6.1105e-05 | 846.2591 | 0.017759 | 654.8215 | 0.019343 | 846.259 | 0.005586 | 846.0593 | 0.0091101 | 970.4909 | 0.026006 | 846.0593 | 0.1551 | 970.241 | 7.1499e-05 | 970.4909 | 1.8125 | 846.0593 | 0.010279 | 846.259 | 0.0079387
|  | 652.5565 | 0.007814 | 846.4983 | -0.0085623 | 846.2985 | 0.028531 | 652.5565 | 0.010412 | 846.4983 | -0.026614 | 846.2985 | -0.037282 | 846.2985 | #REF! | 654.9417 | 0.00014622 | 846.4983 | 0 | 841 | -0.015113 | 846.4983 | 0 | 652.5565 | 0.0056394 | 846.4983 | 0 | 841 | -0.0038538 | 846.4983 | 0 | 841 | 0.0038766 | 846.4983 | 0 | 654.9417 | 7.6794e-05 | 846.4983 | 0 | 654.9417 | 0.021059 | 846.4983 | 0 | 846.2985 | -0.0082538 | 970.6593 | 0.024826 | 846.2985 | 0.15198 | 970.4103 | 0.00032174 | 970.6593 | 1.7791 | 846.2985 | -0.023113 | 846.4983 | 0.0025438
|  | 652.6786 | 0 | 846.7375 | 0.018466 | 846.5377 | 0.022402 | 652.6786 | 0 | 846.7375 | -0.0068574 | 846.5377 | 0.020536 | 846.5377 | #REF! | 655.062 | 0.00017212 | 846.7375 | 0.0083166 | 841.24 | 0.0040782 | 846.7375 | 0.009471 | 652.6786 | 0.0051066 | 846.7375 | 0.0091209 | 841.24 | -0.00082513 | 846.7375 | 0.0035806 | 841.24 | 0.0081613 | 846.7375 | 0.0045589 | 655.062 | 7.8776e-05 | 846.7375 | 0.019886 | 655.062 | 0.010726 | 846.7375 | 0.0075539 | 846.5377 | 0.016806 | 970.8277 | 0.023237 | 846.5377 | 0.14234 | 970.5797 | 7.1499e-05 | 970.8277 | 1.7446 | 846.5377 | 0.025731 | 846.7375 | 0.0066804
|  | 652.8007 | 0.0041166 | 846.9767 | 0.0064636 | 846.7769 | -0.038205 | 652.8007 | 0.016431 | 846.9767 | -0.0201 | 846.7769 | -0.076442 | 846.7769 | #REF! | 655.1823 | 0.00018031 | 846.9768 | 0 | 841.48 | -0.012235 | 846.9768 | 0 | 652.8007 | 0.0089254 | 846.9768 | 0 | 841.48 | -0.011775 | 846.9767 | 0 | 841.48 | -0.010661 | 846.9768 | 0 | 655.1823 | 9.1988e-05 | 846.9768 | 0 | 655.1823 | 0.011887 | 846.9768 | 0 | 846.7768 | -0.026064 | 970.9961 | 0.034946 | 846.7769 | 0.13995 | 970.7491 | 0.00032174 | 970.9961 | 1.7143 | 846.7768 | 0.0010628 | 846.9767 | 0.0031342
|  | 652.9227 | 0 | 847.216 | 0.023575 | 847.016 | 0.016055 | 652.9227 | 0 | 847.216 | 0.031431 | 847.016 | 0.028878 | 847.016 | #REF! | 655.3026 | 0.00015665 | 847.216 | 0.039302 | 841.72 | 0.017992 | 847.216 | 0.0052354 | 652.9227 | 0.0032358 | 847.216 | 0.0053714 | 841.72 | 0.0026695 | 847.216 | 0.0040943 | 841.72 | 0.0020403 | 847.216 | 0.0085155 | 655.3026 | 8.0262e-05 | 847.216 | 0.0091236 | 655.3026 | 0.0035147 | 847.216 | 0.0075367 | 847.016 | 0.016572 | 971.1645 | 0.036126 | 847.016 | 0.13685 | 970.9184 | 0 | 971.1645 | 1.6807 | 847.016 | 0.0057509 | 847.216 | 0.0072404
|  | 653.0448 | 0.0093016 | 847.4553 | -0.017946 | 847.2552 | -0.048962 | 653.0448 | 0.012227 | 847.4553 | -0.030803 | 847.2552 | -0.050901 | 847.2552 | #REF! | 655.4229 | 0.00014995 | 847.4553 | 0 | 841.96 | -0.018472 | 847.4553 | 0 | 653.0448 | 0.0050178 | 847.4553 | 0 | 841.96 | -9.7074e-06 | 847.4553 | 0 | 841.96 | 0.0020403 | 847.4553 | 0 | 655.4229 | 9.1492e-05 | 847.4553 | 0 | 655.4229 | 0.0021652 | 847.4553 | 0 | 847.2552 | -0.010984 | 971.3329 | 0.01534 | 847.2552 | 0.12314 | 971.0878 | 0.00032174 | 971.3329 | 1.6528 | 847.2552 | -0.0021966 | 847.4553 | 0.002972
|  | 653.167 | 0 | 847.6945 | 0.0066658 | 847.4944 | -0.012089 | 653.167 | 0 | 847.6945 | 0.0070942 | 847.4944 | 0.0018642 | 847.4944 | #REF! | 655.5432 | 0.00012611 | 847.6945 | 0.015198 | 842.2 | 0.015593 | 847.6945 | 0.010035 | 653.167 | 0.0034878 | 847.6945 | 0.0012685 | 842.2 | -0.0068827 | 847.6945 | 0.0017628 | 842.2 | -0.0027035 | 847.6945 | 0.0036137 | 655.5432 | 7.6959e-05 | 847.6945 | 0.017575 | 655.5432 | 9.9352e-06 | 847.6945 | 0.0092118 | 847.4944 | 0.012658 | 971.5013 | 0.032722 | 847.4944 | 0.13705 | 971.2571 | 0 | 971.5013 | 1.6251 | 847.4944 | 0.0087471 | 847.6945 | 0.0070433
|  | 653.2891 | 0.0094662 | 847.9338 | -0.0029662 | 847.7336 | -0.01335 | 653.2891 | 0.013278 | 847.9338 | -0.027199 | 847.7336 | -0.052009 | 847.7336 | #REF! | 655.6635 | 0.00013356 | 847.9338 | 0 | 842.44 | -0.026148 | 847.9338 | 0 | 653.2891 | 0.008659 | 847.9338 | 0 | 842.44 | -0.0012911 | 847.9338 | 0 | 842.44 | -0.0079064 | 847.9338 | 0 | 655.6635 | 8.8355e-05 | 847.9338 | 0 | 655.6635 | 1.3361e-05 | 847.9338 | 0 | 847.7337 | -0.026879 | 971.6698 | 0.026096 | 847.7336 | 0.12954 | 971.4265 | 0.00053624 | 971.6698 | 1.6014 | 847.7337 | -0.0056756 | 847.9338 | 0.0033036
|  | 653.4112 | 0 | 848.1731 | 0.018021 | 847.9729 | 0.0032232 | 653.4112 | 0 | 848.1731 | 0.011789 | 847.9729 | 0.023173 | 847.9729 | #REF! | 655.7838 | 0.00013803 | 848.1731 | 0.025941 | 842.68 | 0.017032 | 848.1731 | 0.014546 | 653.4112 | 0.0085258 | 848.1731 | 0.0057219 | 842.68 | -0.0016406 | 848.1731 | 0.00075611 | 842.68 | -0.00010202 | 848.1731 | 0.005205 | 655.7838 | 7.0353e-05 | 848.1731 | 0.020641 | 655.7838 | 3.2546e-06 | 848.1731 | 0.0089259 | 847.9729 | 0.0097299 | 971.8382 | 0.024644 | 847.9729 | 0.12185 | 971.5959 | 7.1499e-05 | 971.8382 | 1.5755 | 847.9729 | 0.0062404 | 848.1731 | 0.0070633
|  | 653.5333 | 0.0069267 | 848.4124 | -0.0026524 | 848.2121 | -0.0090378 | 653.5333 | 0.012609 | 848.4124 | -0.016501 | 848.2121 | -0.067454 | 848.2121 | #REF! | 655.9041 | 0.00014213 | 848.4124 | 0 | 842.91 | 0.0016793 | 848.4124 | 0 | 653.5333 | 0.0050178 | 848.4124 | 0 | 842.91 | 0.0017376 | 848.4124 | 0 | 842.91 | -0.00025504 | 848.4124 | 0 | 655.9041 | 8.34e-05 | 848.4124 | 0 | 655.9041 | 3.2546e-06 | 848.4124 | 0 | 848.2121 | -0.010407 | 972.0066 | 0.019652 | 848.2121 | 0.13181 | 971.7652 | 0.00010725 | 972.0066 | 1.5515 | 848.2121 | -0.0031948 | 848.4124 | 0.0027381
|  | 653.6555 | 0 | 848.6517 | 0.00060598 | 848.4513 | -0.0030845 | 653.6555 | 0 | 848.6517 | -0.0088739 | 848.4513 | 0.024351 | 848.4513 | #REF! | 656.0244 | 0.0001371 | 848.6517 | 0.015661 | 843.15 | 0.022789 | 848.6517 | 0.008598 | 653.6555 | 0.0027314 | 848.6517 | 0.0028074 | 843.15 | 0.010474 | 848.6517 | 0.0021576 | 843.15 | -0.0033155 | 848.6517 | 0.0045049 | 656.0244 | 7.2665e-05 | 848.6517 | 0.022729 | 656.0244 | 0 | 848.6517 | 0.0067766 | 848.4513 | 0.022399 | 972.175 | 0.031679 | 848.4513 | 0.12567 | 971.9346 | 0 | 972.175 | 1.5235 | 848.4513 | 0.0087471 | 848.6517 | 0.006723
|  | 653.7776 | 0.005004 | 848.891 | 0.0010226 | 848.6906 | 0.011531 | 653.7776 | 0.010412 | 848.891 | -0.028099 | 848.6906 | -0.0473 | 848.6906 | #REF! | 656.1447 | 0.00013579 | 848.891 | 0 | 843.39 | -0.0074367 | 848.891 | 0 | 653.7776 | 0.0056394 | 848.891 | 0 | 843.39 | -0.0039703 | 848.891 | 0 | 843.39 | -0.014792 | 848.891 | 0 | 656.1447 | 7.9932e-05 | 848.891 | 0 | 656.1447 | 0 | 848.891 | 0 | 848.6906 | 0.0038752 | 972.3434 | 0.020015 | 848.6906 | 0.12676 | 972.104 | 0.00010725 | 972.3434 | 1.4991 | 848.6906 | 0.00050614 | 848.891 | 0.0030398
|  | 653.8998 | 0 | 849.1303 | 0.018555 | 848.9298 | -0.013942 | 653.8998 | 0 | 849.1303 | 0.0096732 | 848.9298 | 0.057393 | 848.9298 | #REF! | 656.265 | 0.00013449 | 849.1303 | 0.017206 | 843.63 | 0.0016793 | 849.1303 | 0.0082965 | 653.8998 | 0.0044849 | 849.1303 | 0.0038511 | 843.63 | 0.00022327 | 849.1303 | 0.0012066 | 843.63 | 5.1009e-05 | 849.1303 | 0.0020705 | 656.265 | 8.6208e-05 | 849.1303 | 0.0054386 | 656.265 | 0 | 849.1303 | 0.0038232 | 848.9298 | 0.020018 | 972.5118 | 0.028093 | 848.9298 | 0.10051 | 972.2734 | 7.1499e-05 | 972.5118 | 1.4725 | 848.9298 | 0.0065763 | 849.1303 | 0.006425
|  | 654.022 | 0.0095486 | 849.3696 | 0.0014138 | 849.1691 | -0.030055 | 654.022 | 0.01175 | 849.3696 | -0.025568 | 849.1691 | -0.056901 | 849.1691 | #REF! | 656.3854 | 0.00013412 | 849.3696 | 0 | 843.87 | 0.015113 | 849.3696 | 0 | 654.022 | 0.0043903 | 849.3696 | 0 | 843.87 | -0.00199 | 849.3696 | 0 | 843.87 | 0.0078554 | 849.3696 | 0 | 656.3854 | 8.9511e-05 | 849.3696 | 0 | 656.3854 | 0 | 849.3696 | 0 | 849.1691 | -0.0065168 | 972.6803 | 0.022965 | 849.1691 | 0.092287 | 972.4427 | 0.00032174 | 972.6803 | 1.4501 | 849.1691 | -0.00094992 | 849.3696 | 0.0027547
|  | 654.1442 | 0 | 849.6089 | 0.024031 | 849.4083 | -0.00028299 | 654.1442 | 0 | 849.6089 | -0.0025502 | 849.4083 | -0.025428 | 849.4083 | #REF! | 656.5057 | 0.00012145 | 849.609 | 0.025859 | 844.11 | -0.0093559 | 849.609 | 0.0043003 | 654.1442 | 0.0009665 | 849.609 | 0.0042297 | 844.11 | -0.0060669 | 849.6089 | 0.0025793 | 844.11 | 0.0021933 | 849.609 | 0.0064231 | 656.5057 | 0.00010652 | 849.609 | 0.013878 | 656.5057 | 0 | 849.609 | 0.011437 | 849.4083 | 0.01162 | 972.8487 | 0.025052 | 849.4083 | 0.11526 | 972.6121 | 0 | 972.8487 | 1.4235 | 849.4083 | 0.0097048 | 849.6089 | 0.0069853
|  | 654.2664 | 0.0042645 | 849.8483 | -0.01318 | 849.6476 | -0.0082204 | 654.2664 | 0.0084479 | 849.8483 | -0.051887 | 849.6476 | -0.073128 | 849.6476 | #REF! | 656.626 | 0.00012108 | 849.8483 | 0 | 844.35 | -0.0040782 | 849.8483 | 0 | 654.2664 | 0.0087922 | 849.8483 | 0 | 844.35 | 0.0051159 | 849.8483 | 0 | 844.35 | -0.0086717 | 849.8483 | 0 | 656.626 | 9.4961e-05 | 849.8483 | 0 | 656.626 | 0 | 849.8483 | 0 | 849.6476 | -0.0093256 | 973.0171 | 0.021286 | 849.6476 | 0.11412 | 972.7815 | 0.00032174 | 973.0171 | 1.3994 | 849.6476 | -0.0013001 | 849.8483 | 0.0031758
|  | 654.3886 | 0 | 850.0876 | 0.0042748 | 849.8869 | -0.0093288 | 654.3886 | 0 | 850.0876 | 0.001578 | 849.8869 | 0.038986 | 849.8869 | #REF! | 656.7463 | 0.00014101 | 850.0877 | 0.026907 | 844.59 | 0.0079165 | 850.0877 | 0.0039527 | 654.3886 | 0 | 850.0877 | 0.0023145 | 844.59 | 0.002786 | 850.0876 | 0.0015713 | 844.59 | 0.0026524 | 850.0877 | 0.0058437 | 656.7463 | 9.9254e-05 | 850.0877 | 0.012196 | 656.7463 | 0 | 850.0877 | 0.0096982 | 849.8869 | 0.013852 | 973.1855 | 0.027866 | 849.8869 | 0.10283 | 972.9509 | 0 | 973.1855 | 1.3742 | 849.8869 | 0.004118 | 850.0876 | 0.0065402
|  | 654.5108 | 0.00086279 | 850.327 | -0.016044 | 850.1261 | -0.0066415 | 654.5108 | 0.010794 | 850.327 | -0.019183 | 850.1261 | -0.063209 | 850.1261 | #REF! | 656.8666 | 0.00015479 | 850.327 | 0 | 844.83 | -0.016073 | 850.327 | 0 | 654.5108 | 0.0036341 | 850.327 | 0 | 844.83 | -0.0040868 | 850.327 | 0 | 844.83 | -0.0048458 | 850.327 | 0 | 656.8666 | 9.3474e-05 | 850.327 | 0 | 656.8666 | 0 | 850.327 | 0 | 850.1261 | -0.028915 | 973.3539 | 0.021059 | 850.1261 | 0.085609 | 973.1203 | 0.00032174 | 973.3539 | 1.3529 | 850.1261 | 0.0034377 | 850.327 | 0.0028125
|  | 654.633 | 0 | 850.5664 | 0.0036436 | 850.3654 | -0.00034519 | 654.633 | 0 | 850.5664 | 0.0013411 | 850.3654 | 0.03916 | 850.3654 | #REF! | 656.9869 | 0.0001682 | 850.5664 | 0.017209 | 845.07 | 0.0098357 | 850.5664 | 0.018396 | 654.633 | 0.0022272 | 850.5664 | 0.0038282 | 845.07 | -0.0046693 | 850.5664 | 0.0017576 | 845.07 | 0.0023464 | 850.5664 | 0.0053778 | 656.9869 | 9.0336e-05 | 850.5664 | 0.016849 | 656.9869 | 1.713e-06 | 850.5664 | 0.0069497 | 850.3654 | 0.011704 | 973.5224 | 0.02065 | 850.3654 | 0.083663 | 973.2897 | 7.1499e-05 | 973.5224 | 1.3297 | 850.3654 | 0.0072786 | 850.5664 | 0.006244
|  | 654.7552 | 0.0036729 | 850.8057 | -0.0074361 | 850.6047 | -0.0009948 | 654.7552 | 0.01175 | 850.8057 | 0.0079146 | 850.6047 | -0.072314 | 850.6047 | #REF! | 657.1073 | 0.00016448 | 850.8057 | 0 | 845.3 | -0.027109 | 850.8057 | 0 | 654.7552 | 0.0031299 | 850.8057 | 0 | 845.3 | -0.002689 | 850.8057 | 0 | 845.3 | 0.0029585 | 850.8057 | 0 | 657.1073 | 9.7603e-05 | 850.8057 | 0 | 657.1073 | 1.713e-06 | 850.8057 | 0 | 850.6047 | -0.012572 | 973.6908 | 0.019016 | 850.6047 | 0.092523 | 973.4591 | 0.00032174 | 973.6908 | 1.3086 | 850.6047 | -0.0027312 | 850.8057 | 0.00282
|  | 654.8775 | 0 | 851.0451 | -0.00011774 | 850.844 | 0.0034823 | 654.8775 | 0 | 851.0451 | -0.013101 | 850.844 | 0.025369 | 850.844 | #REF! | 657.2276 | 0.00015908 | 851.0451 | 0.015467 | 845.54 | -0.0055175 | 851.0451 | 0.0084306 | 654.8775 | 0.0050178 | 851.0451 | 0.0046096 | 845.54 | 0.0039509 | 851.0451 | 0.00081702 | 845.54 | 0.0032646 | 851.0451 | 0.0067372 | 657.2276 | 9.2979e-05 | 851.0451 | 0.025033 | 657.2276 | 1.713e-06 | 851.0451 | 0.0055328 | 850.844 | 0.016094 | 973.8592 | 0.028093 | 850.844 | 0.084264 | 973.6285 | 0 | 973.8592 | 1.2846 | 850.844 | 0.0082363 | 851.0451 | 0.0061188
|  | 654.9997 | 0.0089723 | 851.2845 | 0.0096568 | 851.0833 | -0.01051 | 654.9997 | 0.014233 | 851.2845 | -0.015504 | 851.0833 | -0.056405 | 851.0833 | #REF! | 657.3479 | 0.00016057 | 851.2845 | 0 | 845.78 | 0.031905 | 851.2845 | 0 | 654.9997 | 0.0037601 | 851.2845 | 0 | 845.78 | 0.0060475 | 851.2845 | 0 | 845.78 | 0.0028055 | 851.2845 | 0 | 657.3479 | 9.8759e-05 | 851.2845 | 0 | 657.3479 | 0 | 851.2845 | 0 | 851.0833 | -0.017876 | 974.0276 | 0.024281 | 851.0833 | 0.07589 | 973.7979 | 0.00032174 | 974.0276 | 1.2625 | 851.0833 | -0.0016427 | 851.2845 | 0.0017909
|  | 655.122 | 0 | 851.5239 | -0.0093258 | 851.3227 | -0.023754 | 655.122 | 0 | 851.5239 | -0.0001457 | 851.3227 | -0.0097851 | 851.3227 | #REF! | 657.4682 | 0.00015088 | 851.5239 | 0.0044259 | 846.02 | -0.013194 | 851.5239 | 0.0084874 | 655.122 | 0 | 851.5239 | 0.0015578 | 846.02 | 0.0022036 | 851.5239 | 0.0009818 | 846.02 | -0.0014792 | 851.5239 | 0.00078786 | 657.4682 | 8.0758e-05 | 851.5239 | 0.016854 | 657.4682 | 0 | 851.5239 | 0.0026506 | 851.3226 | 0.0044687 | 974.1961 | 0.028547 | 851.3227 | 0.073276 | 973.9673 | 7.1499e-05 | 974.1961 | 1.2372 | 851.3226 | 0.011109 | 851.5239 | 0.0066308
|  | 655.2442 | 0.011524 | 851.7633 | 0.0028324 | 851.562 | -0.018697 | 655.2442 | 0.011941 | 851.7633 | -0.033403 | 851.562 | -0.070867 | 851.562 | #REF! | 657.5886 | 0.00015312 | 851.7633 | 0 | 846.26 | -0.0064771 | 851.7633 | 0 | 655.2442 | 0.0035081 | 851.7633 | 0 | 846.26 | 0.0054654 | 851.7633 | 0 | 846.26 | -0.0097429 | 851.7633 | 0 | 657.5886 | 8.9511e-05 | 851.7633 | 0 | 657.5886 | 0 | 851.7633 | 0 | 851.562 | -0.016506 | 974.3645 | 0.023782 | 851.562 | 0.088859 | 974.1367 | 0 | 974.3645 | 1.2131 | 851.562 | 0.0040871 | 851.7633 | 0.0031662
|  | 655.3665 | 0 | 852.0027 | 0.01236 | 851.8013 | 3.1417e-05 | 655.3665 | 0 | 852.0027 | -0.0044 | 851.8013 | 0.054112 | 851.8013 | #REF! | 657.7089 | 0.00013486 | 852.0027 | 0.011985 | 846.5 | -0.0093559 | 852.0027 | 0.0087896 | 655.3665 | 0.007016 | 852.0027 | 0.0045345 | 846.5 | -0.0014076 | 852.0027 | 0.0013356 | 846.5 | 0.00020403 | 852.0027 | 0.0055143 | 657.7089 | 9.5456e-05 | 852.0027 | 0.011342 | 657.7089 | 0 | 852.0027 | 0.010535 | 851.8013 | 0.011357 | 974.5329 | 0.034538 | 851.8013 | 0.098623 | 974.3061 | 0 | 974.5329 | 1.1855 | 851.8013 | 0.010024 | 852.0027 | 0.007354
|  | 655.4888 | 0.0075183 | 852.2421 | -0.010156 | 852.0406 | -0.022893 | 655.4888 | 0.0013252 | 852.2421 | -0.027601 | 852.0406 | -0.065875 | 852.0406 | #REF! | 657.8292 | 0.00015572 | 852.2422 | 0 | 846.74 | -0.039583 | 852.2422 | 0 | 655.4888 | 0.003382 | 852.2422 | 0 | 846.74 | -0.0090959 | 852.2421 | 0 | 846.74 | -0.0042337 | 852.2422 | 0 | 657.8292 | 0.00013608 | 852.2422 | 0 | 657.8292 | 0 | 852.2421 | 0 | 852.0407 | -0.02301 | 974.7014 | 0.028093 | 852.0406 | 0.076751 | 974.4755 | 0.00032174 | 974.7014 | 1.1601 | 852.0407 | -0.0029173 | 852.2421 | 0.0023753
|  | 655.6111 | 0 | 852.4816 | 0.0080944 | 852.28 | -0.010894 | 655.6111 | 0 | 852.4816 | -0.0089315 | 852.28 | 0.012435 | 852.28 | #REF! | 657.9496 | 0.0001397 | 852.4816 | 0.032088 | 846.98 | 0.022789 | 852.4816 | 0.011952 | 655.6111 | 0.0022272 | 852.4816 | 0 | 846.98 | -0.00094161 | 852.4816 | 0.00049865 | 846.98 | 0.0037236 | 852.4816 | 0.00092406 | 657.9496 | 0.00012271 | 852.4816 | 0.012632 | 657.9496 | 0 | 852.4816 | 0.0076742 | 852.28 | 0.004979 | 974.8698 | 0.028093 | 852.28 | 0.087924 | 974.6449 | 7.1499e-05 | 974.8698 | 1.1359 | 852.28 | 0.0067679 | 852.4816 | 0.0068798
|  | 655.7334 | 0.0094662 | 852.721 | -0.015406 | 852.5193 | -0.027573 | 655.7334 | 0.0082822 | 852.721 | -0.014932 | 852.5193 | -0.07238 | 852.5193 | #REF! | 658.0699 | 0.00017305 | 852.721 | 0 | 847.22 | -0.0064771 | 852.721 | 0 | 655.7334 | 0.0040121 | 852.721 | 0 | 847.22 | 0.00092222 | 852.721 | 0 | 847.22 | 0.0024994 | 852.721 | 0 | 658.0699 | 0.00010966 | 852.721 | 0 | 658.0699 | 0 | 852.721 | 0 | 852.5194 | -0.026675 | 975.0382 | 0.029863 | 852.5193 | 0.057539 | 974.8143 | 0.00032174 | 975.0382 | 1.116 | 852.5194 | -0.0059996 | 852.721 | 0.0026458
|  | 655.8557 | 0 | 852.9604 | 0.0027535 | 852.7587 | 0.0035883 | 655.8557 | 0 | 852.9604 | -0.0035384 | 852.7587 | 0.029858 | 852.7587 | #REF! | 658.1902 | 0.00014697 | 852.9605 | 0.013961 | 847.46 | -0.013674 | 852.9605 | 0.0077474 | 655.8557 | 0.0090142 | 852.9605 | 0.0036328 | 847.46 | 0.0045333 | 852.9604 | 0.0016882 | 847.46 | -0.0031625 | 852.9605 | 0.0047041 | 658.1902 | 9.1988e-05 | 852.9605 | 0.013649 | 658.1902 | 0 | 852.9605 | 0.010058 | 852.7587 | 0.012764 | 975.2066 | 0.029273 | 852.7587 | 0.070751 | 974.9837 | 7.1499e-05 | 975.2066 | 1.097 | 852.7587 | 0.012706 | 852.9604 | 0.0059709
|  | 655.978 | 0.0032291 | 853.1999 | -0.015193 | 852.9981 | 0.004012 | 655.978 | 0.01175 | 853.1999 | -0.029008 | 852.9981 | -0.066591 | 852.9981 | #REF! | 658.3106 | 0.00014101 | 853.1999 | 0 | 847.7 | -0.010795 | 853.1999 | 0 | 655.978 | 0.007016 | 853.1999 | 0 | 847.7 | 0.0016211 | 853.1999 | 0 | 847.7 | 0.0018873 | 853.1999 | 0 | 658.3106 | 0.00011527 | 853.1999 | 0 | 658.3106 | 0 | 853.1999 | 0 | 852.9981 | -0.011462 | 975.3751 | 0.022193 | 852.9981 | 0.087435 | 975.1531 | 0.00032174 | 975.3751 | 1.0794 | 852.9981 | -0.023049 | 853.1999 | 0.002747
|  | 656.1004 | 0 | 853.4394 | 0.021948 | 853.2374 | 0.03404 | 656.1004 | 0 | 853.4394 | -0.001327 | 853.2374 | 0.017852 | 853.2374 | #REF! | 658.4309 | 0.00010841 | 853.4394 | 0.033754 | 847.93 | -0.013194 | 853.4394 | 0.013987 | 656.1004 | 0.011679 | 853.4394 | 0.0090416 | 847.93 | -0.0018735 | 853.4394 | 0.0026999 | 847.93 | 0.0046418 | 853.4394 | 0.0078459 | 658.4309 | 0.00012716 | 853.4394 | 0.01354 | 658.4309 | 3.2546e-06 | 853.4394 | 0.0097641 | 853.2374 | 0.01833 | 975.5435 | 0.034765 | 853.2374 | 0.082397 | 975.3225 | 0.00028599 | 975.5435 | 1.0601 | 853.2374 | 0.025028 | 853.4394 | 0.0071964
|  | 656.2227 | 0.0047082 | 853.6788 | -0.0055252 | 853.4768 | -0.031386 | 656.2227 | 0.0021534 | 853.6788 | -0.028167 | 853.4768 | -0.064768 | 853.4768 | #REF! | 658.5512 | 0.00011065 | 853.6788 | 0 | 848.17 | -0.0050378 | 853.6788 | 0 | 656.2227 | 0.0061723 | 853.6788 | 0 | 848.17 | -0.00094161 | 853.6788 | 0 | 848.17 | -0.0023974 | 853.6788 | 0 | 658.5512 | 0.00013146 | 853.6788 | 0 | 658.5512 | 3.2546e-06 | 853.6788 | 0 | 853.4768 | -0.026064 | 975.712 | 0.019561 | 853.4768 | 0.067899 | 975.492 | 0 | 975.712 | 1.0421 | 853.4768 | -0.0064486 | 853.6788 | 0.0022021
|  | 656.3451 | 0 | 853.9183 | -0.0037021 | 853.7162 | -0.007977 | 656.3451 | 0.00033209 | 853.9183 | 0.0088293 | 853.7162 | 0.03482 | 853.7162 | #REF! | 658.6716 | 0.00014231 | 853.9183 | 0.0058152 | 848.41 | -0.017992 | 853.9183 | 0.0011046 | 656.3451 | 0.0055062 | 853.9183 | 0.003183 | 848.41 | -0.0043198 | 853.9183 | 0.0026767 | 848.41 | 0.00051009 | 853.9183 | 0.002624 | 658.6716 | 0.00013063 | 853.9183 | 0.017828 | 658.6716 | 3.2546e-06 | 853.9183 | 0.0076685 | 853.7162 | 0.02586 | 975.8804 | 0.028865 | 853.7162 | 0.068225 | 975.6614 | 7.1499e-05 | 975.8804 | 1.0233 | 853.7162 | 0.0058379 | 853.9183 | 0.0064114
|  | 656.4674 | 0.0085608 | 854.1578 | -0.011734 | 853.9556 | -0.034779 | 656.4674 | 0.011559 | 854.1578 | -0.0060502 | 853.9556 | -0.07385 | 853.9556 | #REF! | 658.7919 | 0.0001561 | 854.1578 | 0 | 848.65 | -0.026628 | 854.1578 | 0 | 656.4674 | 0.0069272 | 854.1578 | 0 | 848.65 | -0.0037373 | 854.1578 | 0 | 848.65 | -0.0053048 | 854.1578 | 0 | 658.7919 | 0.00011924 | 854.1578 | 0 | 658.7919 | 0 | 854.1578 | 0 | 853.9556 | -0.016306 | 976.0488 | 0.023691 | 853.9556 | 0.052899 | 975.8308 | 0.00010725 | 976.0488 | 1.0051 | 853.9556 | -0.0015084 | 854.1578 | 0.0028205
|  | 656.5898 | 0 | 854.3973 | 0.014224 | 854.195 | -0.00095542 | 656.5898 | 0 | 854.3973 | 0.028171 | 854.195 | -0.0061238 | 854.195 | #REF! | 658.9123 | 0.00017174 | 854.3973 | 0.0010331 | 848.89 | 0.02135 | 854.3973 | 0.020201 | 656.5898 | 0.0082593 | 854.3973 | 0.0040581 | 848.89 | -0.0025725 | 854.3973 | 0.0030857 | 848.89 | 0.00051009 | 854.3973 | 0.005582 | 658.9123 | 0.00010685 | 854.3973 | 0.012358 | 658.9123 | 6.6805e-06 | 854.3973 | 0.010155 | 854.195 | 0.029729 | 976.2173 | 0.022511 | 854.195 | 0.061684 | 976.0002 | 0 | 976.2173 | 0.984 | 854.195 | 0.0076617 | 854.3973 | 0.0071779
|  | 656.7122 | 0.0013064 | 854.6368 | -0.0087859 | 854.4344 | -0.023368 | 656.7122 | 0.0076196 | 854.6368 | -0.032969 | 854.4344 | -0.058276 | 854.4344 | #REF! | 659.0326 | 0.00016355 | 854.6368 | 0 | 849.13 | -0.0055175 | 854.6368 | 0 | 656.7122 | 0.0078153 | 854.6368 | 0 | 849.13 | -0.0085133 | 854.6368 | 0 | 849.13 | -0.0043867 | 854.6368 | 0 | 659.0326 | 0.00010603 | 854.6368 | 0 | 659.0326 | 9.9352e-06 | 854.6368 | 0 | 854.4344 | -0.017593 | 976.3857 | 0.021966 | 854.4344 | 0.054353 | 976.1697 | 0 | 976.3857 | 0.9625 | 854.4344 | -0.0010801 | 854.6368 | 0.0032196
|  | 656.8346 | 0 | 854.8763 | 0.018461 | 854.6738 | 0.003153 | 656.8346 | 0 | 854.8763 | -0.0032907 | 854.6738 | 0.011648 | 854.6738 | #REF! | 659.153 | 0.00015274 | 854.8763 | 0.013991 | 849.37 | 0.017032 | 854.8763 | 0.013369 | 656.8346 | 0.0090142 | 854.8763 | 0.0062841 | 849.37 | 0.00080569 | 854.8763 | 0.0027876 | 849.37 | 0.0035706 | 854.8763 | 0.0053863 | 659.153 | 0.00011181 | 854.8763 | 0.011586 | 659.153 | 9.9352e-06 | 854.8763 | 0.0078985 | 854.6738 | 0.020183 | 976.5542 | 0.02537 | 854.6738 | 0.065704 | 976.3391 | 0.00028599 | 976.5542 | 0.93997 | 854.6738 | 0.0060283 | 854.8763 | 0.0059772
|  | 656.9569 | 0.011195 | 855.1158 | -0.0026109 | 854.9133 | 0.0010453 | 656.9569 | 0.0086135 | 855.1158 | -0.0059604 | 854.9133 | -0.088853 | 854.9133 | #REF! | 659.2733 | 0.00012629 | 855.1158 | 0 | 849.61 | -0.011755 | 855.1158 | 0 | 656.9569 | 0.0028778 | 855.1158 | 0 | 849.61 | 0.00022327 | 855.1158 | 0 | 849.61 | 0.011987 | 855.1158 | 0 | 659.2733 | 0.00012601 | 855.1158 | 0 | 659.2733 | 3.2546e-06 | 855.1158 | 0 | 854.9133 | -0.0081594 | 976.7226 | 0.019243 | 854.9133 | 0.0577 | 976.5085 | 0.00010725 | 976.7226 | 0.92129 | 854.9133 | -0.0046676 | 855.1158 | 0.0030998
|  | 657.0793 | 0 | 855.3553 | 0.012895 | 855.1527 | 0.010606 | 657.0793 | 0 | 855.3553 | 0.0020218 | 855.1527 | 0.038631 | 855.1527 | #REF! | 659.3937 | 0.00010673 | 855.3553 | 0.013993 | 849.85 | -0.025189 | 855.3553 | 0.013165 | 657.0793 | 0.008659 | 855.3553 | 0.0061947 | 849.85 | 0.0017376 | 855.3553 | 0.0027657 | 849.85 | -0.0049988 | 855.3553 | 0.0067362 | 659.3937 | 0.00011494 | 855.3553 | 0.020593 | 659.3937 | 0 | 855.3554 | 0.0088877 | 855.1527 | 0.0045655 | 976.891 | 0.030635 | 855.1527 | 0.064976 | 976.678 | 0 | 976.891 | 0.9016 | 855.1527 | 0.0048066 | 855.3553 | 0.0056329
|  | 657.2018 | 0.010454 | 855.5948 | -0.01279 | 855.3921 | -0.027942 | 657.2018 | 0.0026503 | 855.5948 | -0.013241 | 855.3921 | -0.06509 | 855.3921 | #REF! | 659.514 | 0.00010673 | 855.5949 | 0 | 850.09 | -0.033825 | 855.5949 | 0 | 657.2018 | 0.012966 | 855.5949 | 0 | 850.09 | -0.0071154 | 855.5948 | 0 | 850.09 | -0.0091305 | 855.5949 | 0 | 659.514 | 0.00012716 | 855.5949 | 0 | 659.514 | 3.2546e-06 | 855.5948 | 0 | 855.3921 | -0.020323 | 977.0595 | 0.024735 | 855.3921 | 0.051979 | 976.8474 | 0 | 977.0595 | 0.88441 | 855.3921 | -0.00059512 | 855.5948 | 0.0028157
|  | 657.3242 | 0 | 855.8344 | 0.0057825 | 855.6316 | 0.015788 | 657.3242 | 0 | 855.8344 | -0.0038905 | 855.6316 | 0.027101 | 855.6316 | #REF! | 659.6344 | 0.00012834 | 855.8344 | 0.031678 | 850.33 | 0.037664 | 855.8344 | 0.023618 | 657.3242 | 0.0047513 | 855.8344 | 0.0061319 | 850.33 | 0.0022036 | 855.8344 | 0.0025329 | 850.33 | -0.0037746 | 855.8344 | 0.0037023 | 659.6344 | 0.00012304 | 855.8344 | 0.020303 | 659.6344 | 3.2546e-06 | 855.8344 | 0.0098559 | 855.6316 | 0.018143 | 977.2279 | 0.024009 | 855.6316 | 0.063079 | 977.0168 | 0 | 977.2279 | 0.86476 | 855.6316 | 0.0031619 | 855.8344 | 0.0063972
|  | 657.4466 | 0.0048561 | 856.074 | -0.0077697 | 855.871 | -0.0016271 | 657.4466 | 0.010412 | 856.074 | -0.01767 | 855.871 | -0.030983 | 855.871 | #REF! | 659.7548 | 0.00016355 | 856.074 | 0 | 850.57 | 0.017512 | 856.074 | 0 | 657.4466 | 0.0009873 | 856.074 | 0 | 850.57 | -0.0028054 | 856.074 | 0 | 850.57 | -0.00040807 | 856.074 | 0 | 659.7548 | 0.00013806 | 856.074 | 0 | 659.7548 | 1.6616e-05 | 856.074 | 0 | 855.871 | -0.020566 | 977.3964 | 0.023963 | 855.871 | 0.054182 | 977.1863 | 0.00032174 | 977.3964 | 0.84822 | 855.871 | -0.00085184 | 856.074 | 0.0022548
|  | 657.5691 | 0 | 856.3135 | 0.014168 | 856.1105 | 0.0029724 | 657.5691 | 0 | 856.3135 | 0.0051963 | 856.1105 | -0.0028848 | 856.1105 | #REF! | 659.8751 | 0.00016914 | 856.3135 | 0.036647 | 850.8 | 0.0093559 | 856.3135 | 0.013884 | 657.5691 | 0.0044849 | 856.3135 | 0.0066266 | 850.8 | -0.0030384 | 856.3135 | 0.0023152 | 850.8 | 0.011222 | 856.3135 | 0.0069733 | 659.8751 | 0.00013063 | 856.3135 | 0.010321 | 659.8751 | 1.6616e-05 | 856.3135 | 0.0028579 | 856.1105 | 0.032173 | 977.5648 | 0.029046 | 856.1105 | 0.051297 | 977.3557 | 0 | 977.5648 | 0.83127 | 856.1105 | 0.0095133 | 856.3135 | 0.0056892
|  | 657.6915 | 0.0066309 | 856.5531 | -0.0067724 | 856.35 | -0.0083919 | 657.6915 | 0.014425 | 856.5531 | -0.030085 | 856.35 | -0.08641 | 856.35 | #REF! | 659.9955 | 0.00018255 | 856.5531 | 0 | 851.04 | -0.0016793 | 856.5531 | 0 | 657.6915 | 0.0016175 | 856.5531 | 0 | 851.04 | 0.0075623 | 856.5531 | 0 | 851.04 | -0.0033155 | 856.5531 | 0 | 659.9955 | 0.00012006 | 856.5531 | 0 | 659.9955 | 2.0042e-05 | 856.5531 | 0 | 856.35 | -0.013159 | 977.7333 | 0.022511 | 856.35 | 0.046059 | 977.5252 | 0.00010725 | 977.7333 | 0.81571 | 856.35 | 0.001123 | 856.5531 | 0.0028888
|  | 657.814 | 0 | 856.7927 | 0.014758 | 856.5894 | -0.032363 | 657.814 | 0 | 856.7927 | 0.01379 | 856.5894 | 0.028581 | 856.5894 | #REF! | 660.1159 | 0.00017249 | 856.7927 | 0.013459 | 851.28 | 0.0083963 | 856.7927 | 0.013175 | 657.814 | 0.0010926 | 856.7927 | 0.005266 | 851.28 | 0.0017376 | 856.7927 | 0.00064211 | 851.28 | -0.0048458 | 856.7927 | 0.0027188 | 660.1159 | 9.7603e-05 | 856.7927 | 0.014827 | 660.1159 | 1.8329e-05 | 856.7927 | 0.0097644 | 856.5894 | 0.01205 | 977.9017 | 0.026414 | 856.5894 | 0.032199 | 977.6946 | 0.00028599 | 977.9017 | 0.80061 | 856.5894 | 0.0072148 | 856.7927 | 0.0065029
|  | 657.9364 | 0.0054477 | 857.0322 | -0.0068332 | 856.8289 | -0.035813 | 657.9364 | 0.011272 | 857.0322 | -0.02452 | 856.8289 | -0.052587 | 856.8289 | #REF! | 660.2362 | 0.00017081 | 857.0322 | 0 | 851.52 | -0.029026 | 857.0322 | 0 | 657.9364 | 0.0014915 | 857.0322 | 0 | 851.52 | -0.00070865 | 857.0322 | 0 | 851.52 | 0.0012752 | 857.0322 | 0 | 660.2362 | 0.00010157 | 857.0322 | 0 | 660.2362 | 1.8329e-05 | 857.0322 | 0 | 856.8289 | -0.01989 | 978.0702 | 0.027866 | 856.8289 | 0.036876 | 977.8641 | 0.00010725 | 978.0702 | 0.7883 | 856.8289 | -0.0015038 | 857.0322 | 0.0013113
|  | 658.0589 | 0 | 857.2719 | 0.015868 | 857.0684 | -0.02007 | 658.0589 | 0 | 857.2719 | -0.0091798 | 857.0684 | 0.021186 | 857.0684 | #REF! | 660.3566 | 0.00015312 | 857.2718 | 0.015545 | 851.76 | -0.0093559 | 857.2718 | 0.014327 | 658.0589 | 0.0065275 | 857.2718 | 0.0048245 | 851.76 | -0.0001262 | 857.2719 | 0.002395 | 851.76 | 0.0055599 | 857.2718 | 0.0049856 | 660.3566 | 0.00010949 | 857.2718 | 0.022463 | 660.3566 | 1.5074e-05 | 857.2718 | 0.008233 | 857.0684 | 0.010495 | 978.2386 | 0.030862 | 857.0684 | 0.034118 | 978.0335 | 7.1499e-05 | 978.2386 | 0.77687 | 857.0684 | 0.006704 | 857.2719 | 0.0056583
|  | 658.1814 | 0.0042645 | 857.5114 | -0.0045744 | 857.3079 | -0.021358 | 658.1814 | 0.01624 | 857.5114 | -0.0071102 | 857.3079 | -0.038034 | 857.3079 | #REF! | 660.477 | 0.00014399 | 857.5114 | 0 | 852 | -0.030466 | 857.5114 | 0 | 658.1814 | 0.0019956 | 857.5114 | 0 | 852 | -0.0083969 | 857.5114 | 0 | 852 | 0.0018873 | 857.5114 | 0 | 660.477 | 0.00011544 | 857.5114 | 0 | 660.477 | 1.1648e-05 | 857.5114 | 0 | 857.3079 | -0.011555 | 978.4071 | 0.015885 | 857.3079 | 0.037663 | 978.203 | 0.00032174 | 978.4071 | 0.7673 | 857.3079 | -0.0024754 | 857.5114 | 0.0022866
|  | 658.3039 | 0 | 857.751 | 0.015303 | 857.5474 | 0.011257 | 658.3039 | 0 | 857.751 | 0.021721 | 857.5474 | 0.023568 | 857.5474 | #REF! | 660.5973 | 0.00014138 | 857.751 | 0.020807 | 852.24 | 0.0035984 | 857.751 | 0.01786 | 658.3039 | 0.0090142 | 857.751 | 0.0046929 | 852.24 | 0.0016211 | 857.751 | 0.0023063 | 852.24 | 0.0020403 | 857.751 | 0.0037833 | 660.5973 | 0.00011379 | 857.751 | 0.017852 | 660.5973 | 1.1648e-05 | 857.751 | 0.0077594 | 857.5474 | 0.02301 | 978.5755 | 0.02655 | 857.5474 | 0.053729 | 978.3725 | 0 | 978.5755 | 0.75462 | 857.5474 | 0.0041194 | 857.751 | 0.0061203
|  | 658.4264 | 0.0081099 | 857.9907 | -0.025117 | 857.7869 | 0.00028541 | 658.4264 | 0.0033129 | 857.9907 | -0.021924 | 857.7869 | -0.076385 | 857.7869 | #REF! | 660.7177 | 0.00013952 | 857.9906 | 0 | 852.48 | -0.012235 | 857.9906 | 0 | 658.4264 | 0.010568 | 857.9906 | 0 | 852.48 | -0.0035044 | 857.9907 | 0 | 852.48 | -0.0057639 | 857.9906 | 0 | 660.7177 | 0.00010107 | 857.9906 | 0 | 660.7177 | 1.5074e-05 | 857.9907 | 0 | 857.7869 | -0.021788 | 978.744 | 0.022284 | 857.7869 | 0.041746 | 978.5419 | 0.00010725 | 978.744 | 0.74245 | 857.7869 | -0.0023951 | 857.9907 | 0.0027679
|  | 658.5489 | 0 | 858.2303 | 0.018527 | 858.0264 | 0.022047 | 658.5489 | 0 | 858.2303 | 0.003768 | 858.0264 | 0.050242 | 858.0264 | #REF! | 660.8381 | 0.00014753 | 858.2303 | 0.038989 | 852.72 | -0.030466 | 858.2303 | 0.014489 | 658.5489 | 0.0032358 | 858.2303 | 0.0060719 | 852.72 | -9.7074e-06 | 858.2303 | 0.0042806 | 852.72 | -0.0028565 | 858.2303 | 0.0064394 | 660.8381 | 0.0001161 | 858.2303 | 0.020243 | 660.8381 | 1.3361e-05 | 858.2303 | 0.0082457 | 858.0264 | 0.031969 | 978.9124 | 0.023782 | 858.0264 | 0.058427 | 978.7114 | 0 | 978.9124 | 0.72768 | 858.0264 | 0.010471 | 858.2303 | 0.0068937
|  | 658.6715 | 0.0024896 | 858.4699 | 0.00017113 | 858.2659 | -0.018251 | 658.6715 | 0.011559 | 858.4699 | 0.0027115 | 858.2659 | -0.10952 | 858.2659 | #REF! | 660.9584 | 0.0001669 | 858.4699 | 0 | 852.96 | 0.002159 | 858.4699 | 0 | 658.6715 | 0.0080373 | 858.4699 | 0 | 852.96 | -0.0086301 | 858.4699 | 0 | 852.96 | 0.0063253 | 858.4699 | 0 | 660.9584 | 0.00011065 | 858.4699 | 0 | 660.9584 | 1.6616e-05 | 858.4699 | 0 | 858.2659 | 0.0044082 | 979.0809 | 0.020514 | 858.2659 | 0.032608 | 978.8809 | 0.00010725 | 979.0809 | 0.71453 | 858.2659 | -0.0053466 | 858.4699 | 0.0029081
|  | 658.794 | 0 | 858.7095 | 0.0044477 | 858.5055 | 0.0012495 | 658.794 | 0 | 858.7095 | -0.020346 | 858.5055 | 0.030345 | 858.5055 | #REF! | 661.0788 | 0.00017565 | 858.7095 | 0.022439 | 853.2 | -0.002159 | 858.7095 | 0.015335 | 658.794 | 0.0015969 | 858.7095 | 0.0047933 | 853.2 | -0.0012911 | 858.7095 | 0.0012716 | 853.2 | 0.0051009 | 858.7095 | 0.0049293 | 661.0788 | 0.00010916 | 858.7095 | 0.020537 | 661.0788 | 2.1755e-05 | 858.7095 | 0.009479 | 858.5055 | 0.011551 | 979.2493 | 0.026414 | 858.5055 | 0.049721 | 979.0503 | 0 | 979.2493 | 0.69953 | 858.5055 | 0.002922 | 858.7095 | 0.0064077
|  | 658.9165 | 0 | 858.9492 | -0.013908 | 858.745 | -0.012916 | 658.9165 | 0.014233 | 858.9492 | -0.023198 | 858.745 | -0.07042 | 858.745 | #REF! | 661.1992 | 0.00016914 | 858.9492 | 0 | 853.44 | -0.011755 | 858.9492 | 0 | 658.9165 | 0.007016 | 858.9492 | 0 | 853.44 | -0.0047858 | 858.9492 | 0 | 853.44 | -0.0031625 | 858.9492 | 0 | 661.1992 | 0.0001085 | 858.9492 | 0 | 661.1992 | 2.0042e-05 | 858.9492 | 0 | 858.745 | -0.019337 | 979.4178 | 0.022829 | 858.745 | 0.033733 | 979.2198 | 0.00032174 | 979.4178 | 0.68527 | 858.745 | 8.8135e-05 | 858.9492 | 0.0024468
|  | 659.0391 | 0 | 859.1888 | 0.03062 | 858.9846 | 6.525e-05 | 659.0391 | 0 | 859.1888 | 0.01776 | 858.9846 | -0.017086 | 858.9846 | #REF! | 661.3196 | 0.00016262 | 859.1888 | 0.029225 | 853.68 | 0.014634 | 859.1888 | 0.018388 | 659.0391 | 0.0090142 | 859.1888 | 0.0055163 | 853.68 | -0.0021065 | 859.1888 | 0.0039094 | 853.68 | 0.006172 | 859.1888 | 0.0076439 | 661.3196 | 0.00011032 | 859.1888 | 0.016436 | 661.3196 | 2.8435e-05 | 859.1888 | 0.0091552 | 858.9846 | 0.01263 | 979.5862 | 0.035264 | 858.9846 | 0.040862 | 979.3893 | 0 | 979.5862 | 0.66938 | 858.9846 | 0.0064486 | 859.1888 | 0.0058801
|  | 659.1617 | 0 | 859.4285 | -0.018026 | 859.2241 | -0.037115 | 659.1617 | 0.0087791 | 859.4285 | -0.029616 | 859.2241 | -0.072667 | 859.2241 | #REF! | 661.44 | 0.00017044 | 859.4285 | 0 | 853.91 | -0.0040782 | 859.4285 | 0 | 659.1617 | 0.0026258 | 859.4285 | 0 | 853.91 | -0.0045528 | 859.4285 | 0 | 853.91 | -0.011885 | 859.4285 | 0 | 661.44 | 0.00012601 | 859.4285 | 0 | 661.44 | 2.0042e-05 | 859.4285 | 0 | 859.2241 | -0.029322 | 979.7547 | 0.024916 | 859.2241 | 0.041893 | 979.5587 | 0 | 979.7547 | 0.65656 | 859.2241 | -0.0030903 | 859.4285 | 0.0021007
|  | 659.2842 | 0 | 859.6682 | 0.033444 | 859.4637 | -0.011057 | 659.2842 | 0 | 859.6682 | -0.0040508 | 859.4637 | 0.0060219 | 859.4637 | #REF! | 661.5604 | 0.00016615 | 859.6681 | 0.028717 | 854.15 | -0.025668 | 859.6681 | 0.0094454 | 659.2842 | 0 | 859.6681 | 0.0043219 | 854.15 | -0.0018735 | 859.6682 | 0.0013796 | 854.15 | -0.0031625 | 859.6681 | 0.0042479 | 661.5604 | 0.00011081 | 859.6681 | 0.021507 | 661.5604 | 2.6722e-05 | 859.6681 | 0.0080475 | 859.4637 | 0.03034 | 979.9232 | 0.025869 | 859.4637 | 0.039058 | 979.7282 | 0 | 979.9232 | 0.64193 | 859.4637 | 0.010279 | 859.6682 | 0.0057035
|  | 659.4068 | 0.00012322 | 859.9078 | 0.013815 | 859.7032 | -0.018657 | 659.4068 | 0.0091104 | 859.9078 | -0.018167 | 859.7032 | -0.099877 | 859.7032 | #REF! | 661.6807 | 0.0001682 | 859.9078 | 0 | 854.39 | -0.022789 | 859.9078 | 0 | 659.4068 | 0.0026258 | 859.9078 | 0 | 854.39 | -0.0067659 | 859.9078 | 0 | 854.39 | -0.0028565 | 859.9078 | 0 | 661.6807 | 0.00012238 | 859.9078 | 0 | 661.6807 | 1.5074e-05 | 859.9078 | 0 | 859.7032 | -0.0082608 | 980.0916 | 0.023282 | 859.7032 | 0.042057 | 979.8977 | 0.00010725 | 980.0916 | 0.6311 | 859.7032 | -0.019665 | 859.9078 | 0.0032011
|  | 659.5294 | 0 | 860.1475 | 0.017343 | 859.9428 | -0.0034414 | 659.5294 | 0 | 860.1475 | 0.019448 | 859.9428 | 0.031947 | 859.9428 | #REF! | 661.8011 | 0.00014883 | 860.1475 | 0.02095 | 854.63 | 0.010315 | 860.1475 | 0.0085949 | 659.5294 | 0.0039922 | 860.1475 | 0.0036453 | 854.63 | 0.0037179 | 860.1475 | 0.0030655 | 854.63 | 0.0041827 | 860.1475 | 0.00087475 | 661.8011 | 0.00012683 | 860.1475 | 0.019465 | 661.8011 | 4.0083e-05 | 860.1475 | 0.0094087 | 859.9428 | 0.0281 | 980.2601 | 0.02065 | 859.9428 | 0.046245 | 980.0672 | 0 | 980.2601 | 0.61805 | 859.9428 | 0.029881 | 860.1475 | 0.0064568
|  | 659.652 | 0.0072224 | 860.3872 | -0.00056058 | 860.1824 | 0.0019271 | 659.652 | 0.017195 | 860.3872 | -0.027152 | 860.1824 | -0.063046 | 860.1824 | #REF! | 661.9215 | 0.00015796 | 860.3872 | 0 | 854.87 | -0.0069569 | 860.3872 | 0 | 659.652 | 0 | 860.3872 | 0 | 854.87 | -0.0039703 | 860.3872 | 0 | 854.87 | 0.0049478 | 860.3872 | 0 | 661.9215 | 0.00013955 | 860.3872 | 0 | 661.9215 | 4.1625e-05 | 860.3872 | 0 | 860.1824 | -0.013646 | 980.4285 | 0.024826 | 860.1824 | 0.035057 | 980.2367 | 0.00032174 | 980.4285 | 0.60732 | 860.1824 | -0.0012749 | 860.3872 | 0.0016273
|  | 659.7746 | 0 | 860.6269 | 0.011237 | 860.422 | 0.020506 | 659.7746 | 0 | 860.6269 | -0.0066069 | 860.422 | 0.010522 | 860.422 | #REF! | 662.0419 | 0.0001561 | 860.6269 | 0.030806 | 855.11 | -0.016553 | 860.6269 | 0.0069006 | 659.7746 | 0.0080373 | 860.6269 | 0.0042151 | 855.11 | 0.0069796 | 860.6269 | 0.0038378 | 855.11 | 0.010457 | 860.6269 | 0.0092109 | 662.0419 | 0.00013493 | 860.6269 | 0.023601 | 662.0419 | 5.8412e-05 | 860.6269 | 0.0090436 | 860.422 | 0.010795 | 980.597 | 0.028093 | 860.422 | 0.052575 | 980.4062 | 0 | 980.597 | 0.5939 | 860.422 | 0.0085556 | 860.6269 | 0.0071643
|  | 659.8972 | 0.0027855 | 860.8666 | 0.00066523 | 860.6616 | -0.0029434 | 659.8972 | 0.01175 | 860.8666 | -0.010438 | 860.6616 | -0.05171 | 860.6616 | #REF! | 662.1623 | 0.0001913 | 860.8666 | 0 | 855.35 | -0.029026 | 860.8666 | 0 | 659.8972 | 0.0041382 | 860.8666 | 0 | 855.35 | -0.0045528 | 860.8666 | 0 | 855.35 | -0.0016323 | 860.8666 | 0 | 662.1623 | 0.00012337 | 860.8666 | 0 | 662.1623 | 4.0083e-05 | 860.8666 | 0 | 860.6616 | -0.0084521 | 980.7655 | 0.021149 | 860.6616 | 0.021935 | 980.5756 | 0.00010725 | 980.7655 | 0.5834 | 860.6616 | -0.012578 | 860.8666 | 0.0021292
|  | 660.0198 | 0 | 861.1063 | 0.02499 | 860.9012 | 0.0008113 | 660.0198 | 0 | 861.1063 | 0.0057825 | 860.9012 | -0.0052055 | 860.9012 | #REF! | 662.2827 | 0.00018255 | 861.1063 | 0.025491 | 855.59 | 0.012235 | 861.1063 | 0.015866 | 660.0198 | 0.0082593 | 861.1063 | 0.00686 | 855.59 | 0.0043004 | 861.1063 | 0.003991 | 855.59 | 0.0018873 | 861.1063 | 0.0043554 | 662.2827 | 0.00013344 | 861.1063 | 0.019587 | 662.2827 | 5.0018e-05 | 861.1063 | 0.0034105 | 860.9012 | 0.0066655 | 980.9339 | 0.0295 | 860.9012 | 0.057748 | 980.7451 | 7.1499e-05 | 980.9339 | 0.57146 | 860.9012 | 0.0082363 | 861.1063 | 0.0066441
|  | 660.1425 | 0 | 861.3461 | 0.0059789 | 861.1408 | -0.015324 | 660.1425 | 0.015093 | 861.3461 | -0.0028271 | 861.1408 | -0.061707 | 861.1408 | #REF! | 662.4031 | 0.00016448 | 861.346 | 0 | 855.83 | -0.0074367 | 861.346 | 0 | 660.1425 | 0.0016175 | 861.346 | 0 | 855.83 | -0.0018735 | 861.3461 | 0 | 855.83 | -0.00086717 | 861.346 | 0 | 662.4031 | 0.00013773 | 861.346 | 0 | 662.4031 | 4.1625e-05 | 861.3461 | 0 | 861.1408 | -0.013688 | 981.1024 | 0.017655 | 861.1408 | 0.041709 | 980.9146 | 0.00010725 | 981.1024 | 0.56091 | 861.1408 | -0.00629 | 861.3461 | 0.002308
|  | 660.2651 | 0 | 861.5858 | 0.015304 | 861.3804 | 0.011246 | 660.2651 | 0 | 861.5858 | 0.0071527 | 861.3804 | 0.025506 | 861.3804 | #REF! | 662.5235 | 0.00011698 | 861.5858 | 0.028802 | 856.07 | 0.018952 | 861.5858 | 0.0073151 | 660.2651 | 0.0074157 | 861.5858 | 0.0045187 | 856.07 | 0.0059312 | 861.5858 | 0.0021348 | 856.07 | 0.007243 | 861.5858 | 0.0052718 | 662.5235 | 0.00015524 | 861.5858 | 0.013298 | 662.5235 | 4.0083e-05 | 861.5857 | 0.00896 | 861.3804 | 0.023417 | 981.2709 | 0.028865 | 861.3804 | 0.04735 | 981.0841 | 0.00028599 | 981.2709 | 0.54805 | 861.3804 | 0.01194 | 861.5858 | 0.0058198
|  | 660.3878 | 0.0051518 | 861.8255 | -0.014426 | 861.62 | -0.017233 | 660.3878 | 0.0059632 | 861.8255 | -0.0033164 | 861.62 | -0.064058 | 861.62 | #REF! | 662.6439 | 0.00011065 | 861.8255 | 0 | 856.31 | 0.0064771 | 861.8255 | 0 | 660.3878 | 0.0045293 | 861.8255 | 0 | 856.31 | 0.0036014 | 861.8255 | 0 | 856.31 | -0.0013262 | 861.8255 | 0 | 662.6439 | 0.00014417 | 861.8255 | 0 | 662.6439 | 2.0042e-05 | 861.8255 | 0 | 861.62 | -0.021788 | 981.4393 | 0.0177 | 861.62 | 0.01757 | 981.2536 | 0.00032174 | 981.4393 | 0.53685 | 861.62 | 0.0011464 | 861.8255 | 0.0016452
|  | 660.5104 | 0 | 862.0652 | 0.01422 | 861.8596 | -0.0051568 | 660.5104 | 0 | 862.0652 | -0.0010279 | 861.8596 | 0.050558 | 861.8596 | #REF! | 662.7643 | 0.00011847 | 862.0653 | 0.032651 | 856.55 | 0.052536 | 862.0653 | 0.0057438 | 660.5104 | 0.0046181 | 862.0653 | 0.0037573 | 856.55 | 0.0082607 | 862.0652 | 0.001354 | 856.55 | 0.0086207 | 862.0653 | 0.006079 | 662.7643 | 0.00014814 | 862.0653 | 0.013836 | 662.7643 | 2.5009e-05 | 862.0652 | 0.0075783 | 861.8596 | 0.0099162 | 981.6078 | 0.028411 | 861.8596 | 0.041402 | 981.4231 | 7.1499e-05 | 981.6078 | 0.52575 | 861.8596 | 0.0046365 | 862.0652 | 0.00664
|  | 660.6331 | 0.015475 | 862.305 | 0.0012201 | 862.0993 | -0.0087777 | 660.6331 | 0.0039755 | 862.305 | -0.012325 | 862.0993 | -0.090359 | 862.0993 | #REF! | 662.8847 | 0.00013914 | 862.305 | 0 | 856.79 | -0.010315 | 862.305 | 0 | 660.6331 | 0.01008 | 862.305 | 0 | 856.79 | -0.0096781 | 862.305 | 0 | 856.79 | -0.0034686 | 862.305 | 0 | 662.8847 | 0.00013113 | 862.305 | 0 | 662.8847 | 3.6657e-05 | 862.305 | 0 | 862.0993 | -0.0097274 | 981.7763 | 0.021966 | 862.0993 | 0.028078 | 981.5926 | 0.00053624 | 981.7763 | 0.51618 | 862.0993 | -0.0055019 | 862.305 | 0.0025638
|  | 660.7558 | 0 | 862.5448 | 0.020873 | 862.3389 | 0.0083617 | 660.7558 | 0 | 862.5448 | -0.0098861 | 862.3389 | 0.029437 | 862.3389 | #REF! | 663.0051 | 0.00014622 | 862.5448 | 0.009259 | 857.03 | 0.022311 | 862.5448 | 0.01322 | 660.7558 | 0 | 862.5448 | 0.003141 | 857.03 | 0.0084939 | 862.5448 | 0.0035757 | 857.03 | 0.0037236 | 862.5448 | 0.011152 | 663.0051 | 0.00013773 | 862.5448 | 0.022358 | 663.0051 | 6.5092e-05 | 862.5448 | 0.0039176 | 862.3389 | 0.018112 | 981.9447 | 0.026641 | 862.3389 | 0.050226 | 981.7621 | 7.1499e-05 | 981.9447 | 0.50522 | 862.3389 | 0.012706 | 862.5448 | 0.0064005
|  | 660.8785 | 0.0039686 | 862.7845 | 0.0013283 | 862.5786 | -0.054015 | 660.8785 | 0.0092761 | 862.7845 | -0.027015 | 862.5786 | -0.064205 | 862.5786 | #REF! | 663.1255 | 0.00016168 | 862.7845 | 0 | 857.27 | -0.011275 | 862.7845 | 0 | 660.8785 | 0.0045293 | 862.7845 | 0 | 857.27 | 0.00080569 | 862.7845 | 0 | 857.27 | -0.0062227 | 862.7845 | 0 | 663.1255 | 0.00012535 | 862.7845 | 0 | 663.1255 | 8.1708e-05 | 862.7845 | 0 | 862.5786 | -0.020283 | 982.1132 | 0.022329 | 862.5786 | 0.0049649 | 981.9316 | 0.00010725 | 982.1132 | 0.49546 | 862.5786 | -0.0038658 | 862.7845 | 0.0012555
|  | 661.0012 | 0 | 863.0243 | 0.021591 | 862.8182 | 0.01736 | 661.0012 | 0 | 863.0243 | 0.013778 | 862.8182 | -0.034814 | 862.8182 | #REF! | 663.2459 | 0.00013914 | 863.0243 | 0.024305 | 857.5 | 0.011275 | 863.0243 | 0.010195 | 661.0012 | 0.005373 | 863.0243 | 0.0052332 | 857.5 | 0.0052322 | 863.0243 | 0.0034391 | 857.5 | 0.0081613 | 863.0243 | 0.0080752 | 663.2459 | 0.00013493 | 863.0243 | 0.01154 | 663.2459 | 8.3421e-05 | 863.0243 | 0.0085279 | 862.8182 | 0.021177 | 982.2817 | 0.02655 | 862.8182 | 0.045302 | 982.1011 | 0 | 982.2817 | 0.48417 | 862.8182 | 0.0054215 | 863.0243 | 0.0056325
|  | 661.1239 | 0.0095486 | 863.2641 | -0.014826 | 863.0579 | -0.019236 | 661.1239 | 0.013374 | 863.2641 | -0.022073 | 863.0579 | -0.057962 | 863.0579 | #REF! | 663.3663 | 0.00013095 | 863.2641 | 0 | 857.74 | -0.018952 | 863.2641 | 0 | 661.1239 | 0.0050178 | 863.2641 | 0 | 857.74 | -0.002223 | 863.2641 | 0 | 857.74 | -0.0065293 | 863.2641 | 0 | 663.3663 | 0.00012733 | 863.2641 | 0 | 663.3663 | 5.1731e-05 | 863.2641 | 0 | 863.0579 | -0.028304 | 982.4501 | 0.027231 | 863.0579 | 0.016699 | 982.2707 | 0.00010725 | 982.4501 | 0.47595 | 863.0579 | -0.0094495 | 863.2641 | 0.0017182
|  | 661.2466 | 0 | 863.5039 | 0.016453 | 863.2976 | -0.017535 | 661.2466 | 0 | 863.5039 | -0.011047 | 863.2976 | -0.042179 | 863.2976 | #REF! | 663.4867 | 0.00011027 | 863.5039 | 0.025973 | 857.98 | -0.0035984 | 863.5039 | 0.0049643 | 661.2466 | 0.0043703 | 863.5039 | 0.0027493 | 857.98 | -0.01061 | 863.5039 | 0.00098447 | 857.98 | 0.0041827 | 863.5039 | 0.0041038 | 663.4867 | 0.0001199 | 863.5039 | 0.013151 | 663.4867 | 6.5092e-05 | 863.5039 | 0.0061148 | 863.2976 | 0.0086311 | 982.6186 | 0.025461 | 863.2976 | 0.044929 | 982.4402 | 7.1499e-05 | 982.6186 | 0.46638 | 863.2976 | 0.0065763 | 863.5039 | 0.0070848
|  | 661.3694 | 0.0029334 | 863.7437 | 0.0073355 | 863.5372 | -0.010374 | 661.3694 | 0.0069571 | 863.7437 | -0.0067883 | 863.5372 | -0.084823 | 863.5372 | #REF! | 663.6072 | 0.00012443 | 863.7437 | 0 | 858.22 | -0.028548 | 863.7437 | 0 | 661.3694 | 0.012478 | 863.7437 | 0 | 858.22 | 0.0048828 | 863.7437 | 0 | 858.22 | -0.0065293 | 863.7437 | 0 | 663.6072 | 0.00012452 | 863.7437 | 0 | 663.6072 | 5.3444e-05 | 863.7437 | 0 | 863.5372 | -0.012173 | 982.7871 | 0.024281 | 863.5372 | 0.0098834 | 982.6097 | 0.00010725 | 982.7871 | 0.45918 | 863.5372 | -0.0048637 | 863.7437 | 0.0017042
|  | 661.4921 | 0 | 863.9835 | 0.022987 | 863.7769 | 0.020673 | 661.4921 | 0 | 863.9835 | 0.011913 | 863.7769 | 0.024239 | 863.7769 | #REF! | 663.7276 | 0.00012741 | 863.9835 | 0.051848 | 858.46 | 0.016553 | 863.9835 | 0.015532 | 661.4921 | 0.0022272 | 863.9835 | 0.0049688 | 858.46 | -0.0058343 | 863.9835 | 0.0039689 | 858.46 | -0.0017853 | 863.9835 | 0.010509 | 663.7276 | 0.00010949 | 863.9835 | 0.018604 | 663.7276 | 6.6805e-05 | 863.9835 | 0.0077812 | 863.7769 | 0.015964 | 982.9556 | 0.030726 | 863.7769 | 0.031489 | 982.7792 | 7.1499e-05 | 982.9556 | 0.45003 | 863.7769 | 0.0059086 | 863.9835 | 0.0063519
|  | 661.6149 | 0.0016023 | 864.2233 | -0.0070946 | 864.0166 | -0.025669 | 661.6149 | 0.0069571 | 864.2233 | -0.023661 | 864.0166 | -0.055815 | 864.0166 | #REF! | 663.848 | 0.00014883 | 864.2233 | 0 | 858.7 | -0.010315 | 864.2233 | 0 | 661.6149 | 0.012078 | 864.2233 | 0 | 858.7 | -0.007698 | 864.2233 | 0 | 858.7 | -0.014792 | 864.2233 | 0 | 663.848 | 0.00013641 | 864.2233 | 0 | 663.848 | 5.6699e-05 | 864.2233 | 0 | 864.0166 | -0.028915 | 983.124 | 0.025597 | 864.0166 | 0.023723 | 982.9487 | 0.00010725 | 983.124 | 0.44213 | 864.0166 | -0.0035489 | 864.2233 | 0.0015997
|  | 661.7376 | 0 | 864.4631 | 0.01039 | 864.2563 | -0.017502 | 661.7376 | 0 | 864.4631 | -0.0041272 | 864.2563 | -0.0013179 | 864.2563 | #REF! | 663.9684 | 0.00014306 | 864.4632 | 0.013992 | 858.94 | -0.022311 | 864.4632 | 0.011608 | 661.7376 | 0.00058834 | 864.4632 | 3.4297e-05 | 858.94 | -0.001524 | 864.4631 | 0.0026074 | 858.94 | 0.0034176 | 864.4632 | 0.012098 | 663.9684 | 0.00012683 | 864.4632 | 0.01932 | 663.9684 | 7.5028e-05 | 864.4631 | 0.010994 | 864.2563 | 0.017528 | 983.2925 | 0.025052 | 864.2563 | 0.028921 | 983.1182 | 0.00028599 | 983.2925 | 0.43224 | 864.2563 | 0.010088 | 864.4631 | 0.0062983
|  | 661.8604 | 0.0026375 | 864.703 | -0.011435 | 864.496 | -0.034675 | 661.8604 | 0.0086135 | 864.703 | -0.029194 | 864.496 | -0.094179 | 864.496 | #REF! | 664.0888 | 0.00015386 | 864.703 | 0 | 859.18 | 0.022311 | 864.703 | 0 | 661.8604 | 0.0042642 | 864.703 | 0 | 859.18 | -0.0079311 | 864.703 | 0 | 859.18 | -0.0040807 | 864.703 | 0 | 664.0888 | 0.00015871 | 864.703 | 0 | 664.0888 | 8.3421e-05 | 864.703 | 0 | 864.496 | -0.038282 | 983.461 | 0.023872 | 864.496 | 0.016855 | 983.2878 | 0.00010725 | 983.461 | 0.4236 | 864.496 | -0.0022561 | 864.703 | 0.0011212
|  | 661.9832 | 0 | 864.9428 | 0.03926 | 864.7357 | 0.014221 | 661.9832 | 0 | 864.9428 | -0.0013811 | 864.7357 | 0.052178 | 864.7357 | #REF! | 664.2092 | 0.00013654 | 864.9428 | 0.043948 | 859.42 | -0.0079165 | 864.9428 | 0.0097866 | 661.9832 | 0.0062611 | 864.9428 | 0.0021778 | 859.42 | -0.0011746 | 864.9428 | 0.0013406 | 859.42 | 0.0078554 | 864.9428 | 0.0029358 | 664.2092 | 0.00015227 | 864.9428 | 0.032228 | 664.2092 | 8.8389e-05 | 864.9428 | 0.0076441 | 864.7357 | 0.023621 | 983.6295 | 0.021467 | 864.7357 | 0.028026 | 983.4573 | 7.1499e-05 | 983.6295 | 0.41357 | 864.7357 | 0.0061556 | 864.9428 | 0.005854
|  | 662.106 | 0.0072224 | 865.1827 | -0.014694 | 864.9754 | -0.011259 | 662.106 | 0.017863 | 865.1827 | -0.026509 | 864.9754 | -0.092437 | 864.9754 | #REF! | 664.3297 | 0.00014566 | 865.1827 | 0 | 859.66 | -0.0035984 | 865.1827 | 0 | 662.106 | 0.015497 | 865.1827 | 0 | 859.66 | -0.0001262 | 865.1827 | 0 | 859.66 | 0.0047948 | 865.1827 | 0 | 664.3297 | 0.00014963 | 865.1827 | 0 | 664.3297 | 8.8389e-05 | 865.1827 | 0 | 864.9754 | -0.018781 | 983.7979 | 0.026959 | 864.9754 | -0.00031585 | 983.6268 | 0.00010725 | 983.7979 | 0.40586 | 864.9754 | -0.0072786 | 865.1827 | 0.0011481
|  | 662.2287 | 0 | 865.4225 | 0.025174 | 865.2152 | -0.0054893 | 662.2287 | 0 | 865.4225 | 0.0045703 | 865.2152 | -0.0073482 | 865.2152 | #REF! | 664.4501 | 0.00014045 | 865.4225 | 0.018313 | 859.9 | -0.0035984 | 865.4225 | 0.022788 | 662.2287 | 0.0055062 | 865.4225 | 0 | 859.9 | -0.0046693 | 865.4225 | 0.00021626 | 859.9 | 0.00081613 | 865.4225 | 0.0023335 | 664.4501 | 0.00012882 | 865.4225 | 0.011945 | 664.4501 | 7.1773e-05 | 865.4226 | 0.0033811 | 865.2152 | 0.0049943 | 983.9664 | 0.020741 | 865.2152 | 0.021238 | 983.7964 | 7.1499e-05 | 983.9664 | 0.39708 | 865.2152 | -0.00020345 | 865.4225 | 0.0062009
|  | 662.3515 | 0 | 865.6624 | -0.0065186 | 865.4549 | -0.00084354 | 662.3515 | 0.0056319 | 865.6624 | -0.0034903 | 865.4549 | -0.074136 | 865.4549 | #REF! | 664.5705 | 0.00014473 | 865.6624 | 0 | 860.14 | -0.0074367 | 865.6624 | 0 | 662.3515 | 0.012211 | 865.6624 | 0 | 860.14 | -0.0058343 | 865.6624 | 0 | 860.14 | -0.01617 | 865.6624 | 0 | 664.5705 | 0.00012039 | 865.6624 | 0 | 664.5705 | 5.1731e-05 | 865.6624 | 0 | 865.4549 | -0.031766 | 984.1349 | 0.019652 | 865.4549 | 0.012868 | 983.9659 | 0.00032174 | 984.1349 | 0.39015 | 865.4549 | -0.0023922 | 865.6624 | 0.0021325
|  | 662.4744 | 0 | 865.9023 | 0.016998 | 865.6946 | 0.030391 | 662.4744 | 0 | 865.9023 | -0.014347 | 865.6946 | 0.024365 | 865.6946 | #REF! | 664.691 | 0.00013803 | 865.9023 | 0.0298 | 860.38 | -0.017032 | 865.9023 | 0.011238 | 662.4744 | 0.015719 | 865.9023 | 0.0079783 | 860.38 | -0.0083969 | 865.9023 | 0.0054513 | 860.38 | -0.0030095 | 865.9023 | 0.0082963 | 664.691 | 0.00012766 | 865.9023 | 0.021165 | 664.691 | 4.3338e-05 | 865.9023 | 0.0076035 | 865.6946 | 0.023213 | 984.3034 | 0.028093 | 865.6946 | 0.034065 | 984.1354 | 7.1499e-05 | 984.3034 | 0.38137 | 865.6946 | 0.006704 | 865.9023 | 0.0072284
|  | 662.5972 | 0.0036729 | 866.1422 | -0.0029636 | 865.9344 | -0.022873 | 662.5972 | 0.0059632 | 866.1422 | -0.022003 | 865.9344 | -0.070021 | 865.9344 | #REF! | 664.8114 | 0.00013616 | 866.1422 | 0 | 860.62 | -0.036225 | 866.1422 | 0 | 662.5972 | 0.0096803 | 866.1422 | 0 | 860.62 | -0.0047858 | 866.1422 | 0 | 860.62 | -0.0036216 | 866.1422 | 0 | 664.8114 | 0.00013344 | 866.1422 | 0 | 664.8114 | 3.837e-05 | 866.1422 | 0 | 865.9344 | -0.0047605 | 984.4719 | 0.029137 | 865.9344 | 0.017659 | 984.305 | 0.00032174 | 984.4719 | 0.37417 | 865.9344 | -0.0077256 | 866.1422 | 0.0009601
|  | 662.72 | 0 | 866.382 | 0.014619 | 866.1741 | 0.0022699 | 662.72 | 0 | 866.382 | -0.0089565 | 866.1741 | 0.02115 | 866.1741 | #REF! | 664.9318 | 0.00015442 | 866.382 | 0.026609 | 860.86 | 0.0031186 | 866.382 | 0.0067609 | 662.72 | 0.0042442 | 866.382 | 0.0082465 | 860.86 | -0.0030384 | 866.382 | 0.00012187 | 860.86 | -0.0013262 | 866.382 | 0.0048331 | 664.9318 | 0.00014797 | 866.382 | 0.01397 | 664.9318 | 4.6764e-05 | 866.382 | 0.0061214 | 866.1741 | 0.015746 | 984.6403 | 0.026323 | 866.1741 | 0.032649 | 984.4745 | 7.1499e-05 | 984.6403 | 0.3653 | 866.1741 | 0.0099602 | 866.382 | 0.0067299
|  | 662.8429 | 0.0060393 | 866.6219 | -0.013028 | 866.4139 | -0.012936 | 662.8429 | 0.0029816 | 866.6219 | -0.02675 | 866.4139 | -0.09752 | 866.4139 | #REF! | 665.0522 | 0.00016951 | 866.6219 | 0 | 861.1 | -0.0074367 | 866.6219 | 0 | 662.8429 | 0.0065275 | 866.6219 | 0 | 861.1 | 0.0039509 | 866.6219 | 0 | 861.1 | -0.0028565 | 866.6219 | 0 | 665.0522 | 0.00015062 | 866.6219 | 0 | 665.0522 | 8.5134e-05 | 866.6219 | 0 | 866.4139 | -0.010577 | 984.8088 | 0.028002 | 866.4139 | 0.013702 | 984.644 | 0.00032174 | 984.8088 | 0.35894 | 866.4139 | -0.029051 | 866.6219 | 0.0019478
|  | 662.9657 | 0 | 866.8618 | 0.024773 | 866.6537 | -0.0059924 | 662.9657 | 0 | 866.8618 | 0.0073498 | 866.6537 | 0.038006 | 866.6537 | #REF! | 665.1727 | 0.00017659 | 866.8618 | 0.02283 | 861.34 | 0.00071969 | 866.8618 | 0.0081792 | 662.9657 | 0.0075045 | 866.8618 | 0.0015725 | 861.34 | 0.0012716 | 866.8618 | 0.0020665 | 861.34 | -0.0048458 | 866.8618 | 0.0091007 | 665.1727 | 0.00014186 | 866.8618 | 0.02536 | 665.1727 | 9.0102e-05 | 866.8618 | 0.0085445 | 866.6537 | 0.0055654 | 984.9773 | 0.026096 | 866.6537 | 0.026174 | 984.8136 | 7.1499e-05 | 984.9773 | 0.3509 | 866.6537 | 0.036585 | 866.8618 | 0.0071552
|  | 663.0886 | 0.0098778 | 867.1017 | 0.015345 | 866.8934 | -0.028715 | 663.0886 | 0.0092761 | 867.1017 | -0.0037246 | 866.8934 | -0.088787 | 866.8934 | #REF! | 665.2931 | 0.00016057 | 867.1018 | 0 | 861.58 | -0.00071969 | 867.1018 | 0 | 663.0886 | 0.012078 | 867.1018 | 0 | 861.58 | -0.0037373 | 867.1017 | 0 | 861.58 | 0.0029585 | 867.1018 | 0 | 665.2931 | 0.00013773 | 867.1018 | 0 | 665.2931 | 0.000105 | 867.1018 | 0 | 866.8934 | -0.022806 | 985.1458 | 0.022012 | 866.8934 | 0.0077463 | 984.9831 | 0.00010725 | 985.1458 | 0.34468 | 866.8934 | 0.0048942 | 867.1017 | 0.0012431
|  | 663.2115 | 0 | 867.3417 | 0.011735 | 867.1332 | 0.01216 | 663.2115 | 0 | 867.3417 | 0.011221 | 867.1332 | -0.006975 | 867.1332 | #REF! | 665.4135 | 0.0001466 | 867.3417 | 0.018015 | 861.81 | 0.02135 | 867.3417 | 0.0075498 | 663.2115 | 0.0031097 | 867.3417 | 0.002951 | 861.81 | -0.0044363 | 867.3417 | 0.0015614 | 861.81 | 0.0018873 | 867.3417 | 0.0040834 | 665.4135 | 0.00011726 | 867.3417 | 0.016343 | 665.4135 | 7.8454e-05 | 867.3417 | 0.010394 | 867.1332 | 0.014288 | 985.3143 | 0.027276 | 867.1332 | 0.024126 | 985.1527 | 7.1499e-05 | 985.3143 | 0.33627 | 867.1332 | 0.01194 | 867.3417 | 0.0071061
|  | 663.3343 | 0.0067788 | 867.5816 | -0.0087543 | 867.373 | -0.029107 | 663.3343 | 0.014042 | 867.5816 | -0.012938 | 867.373 | -0.047185 | 867.373 | #REF! | 665.534 | 0.0001492 | 867.5816 | 0 | 862.05 | -0.010795 | 867.5816 | 0 | 663.3343 | 0.0069272 | 867.5816 | 0 | 862.05 | 0.00080569 | 867.5816 | 0 | 862.05 | -0.0068351 | 867.5816 | 0 | 665.534 | 0.00011957 | 867.5816 | 0 | 665.534 | 7.3315e-05 | 867.5816 | 0 | 867.373 | -0.033191 | 985.4828 | 0.023056 | 867.373 | 0.025584 | 985.3222 | 0.00032174 | 985.4828 | 0.32991 | 867.373 | -0.0053591 | 867.5816 | 0.00096674
|  | 663.4572 | 0 | 867.8215 | -0.0040602 | 867.6128 | 0.00013502 | 663.4572 | 0 | 867.8215 | -0.020724 | 867.6128 | 0.028927 | 867.6128 | #REF! | 665.6544 | 0.00013523 | 867.8215 | 0.012812 | 862.29 | -0.0002399 | 867.8215 | 0.018541 | 663.4572 | 0 | 867.8215 | 0.0055452 | 862.29 | -0.0094454 | 867.8215 | 0.0023357 | 862.29 | 0.0044887 | 867.8215 | 0.001284 | 665.6544 | 0.0001085 | 867.8215 | 0.016421 | 665.6544 | 5.4986e-05 | 867.8215 | 0.0048325 | 867.6128 | 0.011857 | 985.6512 | 0.015703 | 867.6128 | 0.027473 | 985.4918 | 7.1499e-05 | 985.6512 | 0.32233 | 867.6128 | 0.010407 | 867.8215 | 0.0071723
|  | 663.5801 | 0.0072224 | 868.0615 | 0.0044003 | 867.8526 | -0.0093103 | 663.5801 | 0.016526 | 868.0615 | -0.0044386 | 867.8526 | -0.11235 | 867.8526 | #REF! | 665.7749 | 0.00015442 | 868.0615 | 0 | 862.53 | -0.0064771 | 868.0615 | 0 | 663.5801 | 0.0014915 | 868.0615 | 0 | 862.53 | -0.0063001 | 868.0615 | 0 | 862.53 | -0.0079064 | 868.0615 | 0 | 665.7749 | 0.00012568 | 868.0615 | 0 | 665.7749 | 4.5051e-05 | 868.0615 | 0 | 867.8526 | -0.020566 | 985.8197 | 0.017791 | 867.8526 | 0.0096031 | 985.6613 | 0.00010725 | 985.8197 | 0.31643 | 867.8526 | -0.0006294 | 868.0615 | 0.002218
|  | 663.703 | 0 | 868.3015 | 0.0094191 | 868.0924 | -0.023797 | 663.703 | 0 | 868.3015 | -0.0038183 | 868.0924 | 0.0048916 | 868.0924 | #REF! | 665.8953 | 0.00014604 | 868.3014 | 0.0017828 | 862.77 | 0.0088761 | 868.3014 | 0.011921 | 663.703 | 0.0095471 | 868.3014 | 0.00099852 | 862.77 | 0.0056981 | 868.3015 | 0.0033568 | 862.77 | 0.0023464 | 868.3014 | 0.0098551 | 665.8953 | 0.00013063 | 868.3014 | 0.0097361 | 665.8953 | 7.5028e-05 | 868.3015 | 0.0072607 | 868.0924 | 0.0050649 | 985.9882 | 0.034719 | 868.0924 | 0.019233 | 985.8309 | 7.1499e-05 | 985.9882 | 0.30882 | 868.0924 | 0.005587 | 868.3015 | 0.0058979
|  | 663.826 | 0.0085608 | 868.5414 | -0.025378 | 868.3322 | -0.039821 | 663.826 | 0.0079509 | 868.5414 | -0.022624 | 868.3322 | -0.089663 | 868.3322 | #REF! | 666.0158 | 0.00016653 | 868.5414 | 0 | 863.01 | -0.0093559 | 868.5414 | 0 | 663.826 | 0.0038861 | 868.5414 | 0 | 863.01 | 0.0038344 | 868.5414 | 0 | 863.01 | 0.006019 | 868.5414 | 0 | 666.0158 | 0.0001346 | 868.5414 | 0 | 666.0158 | 6.1666e-05 | 868.5414 | 0 | 868.3322 | -0.026064 | 986.1567 | 0.036716 | 868.3322 | 0.0084685 | 986.0005 | 0.00032174 | 986.1567 | 0.3031 | 868.3322 | -0.002329 | 868.5414 | 0.0023291
|  | 663.9489 | 0 | 868.7814 | 0.021937 | 868.572 | -0.0076563 | 663.9489 | 0 | 868.7814 | -0.0031791 | 868.572 | 0.01559 | 868.572 | #REF! | 666.1362 | 0.00016057 | 868.7814 | 0.028349 | 863.25 | 0.02327 | 868.7814 | 0.01511 | 663.9489 | 0.0057727 | 868.7814 | 0.008783 | 863.25 | 0.0012716 | 868.7814 | 0.0039476 | 863.25 | -0.00086717 | 868.7814 | 0.0089785 | 666.1362 | 0.00012799 | 868.7814 | 0.027286 | 666.1362 | 6.8347e-05 | 868.7814 | 0.0074621 | 868.572 | 0.04154 | 986.3252 | 0.034629 | 868.572 | 0.039574 | 986.17 | 0 | 986.3252 | 0.29646 | 868.572 | 0.0074702 | 868.7814 | 0.0057631
|  | 664.0718 | 0.00889 | 869.0213 | -0.018521 | 868.8119 | -0.014401 | 664.0718 | 0.018341 | 869.0213 | -0.015196 | 868.8119 | -0.068493 | 868.8119 | #REF! | 666.2567 | 0.00017174 | 869.0213 | 0 | 863.49 | 0.025189 | 869.0213 | 0 | 664.0718 | 0.011812 | 869.0213 | 0 | 863.49 | 0.0023201 | 869.0213 | 0 | 863.49 | -0.0036216 | 869.0213 | 0 | 666.2567 | 0.0001346 | 869.0213 | 0 | 666.2567 | 8.1708e-05 | 869.0213 | 0 | 868.8119 | -0.015899 | 986.4937 | 0.027776 | 868.8119 | 0.026257 | 986.3396 | 0.00010725 | 986.4937 | 0.29061 | 868.8119 | 0.00010589 | 869.0213 | 0.0014497
|  | 664.1948 | 0 | 869.2613 | 0.01869 | 869.0517 | 0.022389 | 664.1948 | 0 | 869.2613 | 0.0093703 | 869.0517 | 0.029693 | 869.0517 | #REF! | 666.3771 | 0.00016187 | 869.2613 | 0.010506 | 863.73 | -0.0055175 | 869.2613 | 0.020688 | 664.1948 | 0.0047513 | 869.2613 | 0.0056105 | 863.73 | 0.0032519 | 869.2613 | 0.0056262 | 863.73 | -0.0034686 | 869.2613 | 0.0018182 | 666.3771 | 0.0001199 | 869.2613 | 0.026687 | 666.3771 | 0.00010346 | 869.2613 | 0.009046 | 869.0517 | 0.02301 | 986.6622 | 0.02242 | 869.0517 | 0.03122 | 986.5092 | 7.1499e-05 | 986.6622 | 0.28382 | 869.0517 | 0.015579 | 869.2613 | 0.0064923
|  | 664.3177 | 0.0057434 | 869.5013 | -0.0028921 | 869.2916 | -0.041125 | 664.3177 | 0.021493 | 869.5013 | -0.024575 | 869.2916 | -0.10733 | 869.2916 | #REF! | 666.4976 | 0.00016578 | 869.5013 | 0 | 863.97 | -0.032385 | 869.5013 | 0 | 664.3177 | 0.0017435 | 869.5013 | 0 | 863.97 | -0.0056011 | 869.5013 | 0 | 863.97 | -0.015251 | 869.5013 | 0 | 666.4976 | 0.00011874 | 869.5013 | 0 | 666.4976 | 8.1708e-05 | 869.5013 | 0 | 869.2916 | -0.036653 | 986.8306 | 0.022965 | 869.2916 | 0.0093187 | 986.6787 | 0.00032174 | 986.8306 | 0.27834 | 869.2916 | -0.0030711 | 869.5013 | 0.0015433
|  | 664.4407 | 0 | 869.7413 | 0.0239 | 869.5314 | -0.0027341 | 664.4407 | 0 | 869.7413 | -0.0034045 | 869.5314 | -0.023907 | 869.5314 | #REF! | 666.618 | 0.00015218 | 869.7413 | 0.016709 | 864.21 | 0.029507 | 869.7413 | 0.01794 | 664.4407 | 0.0052398 | 869.7413 | 0.0073197 | 864.21 | -0.0023395 | 869.7413 | 0.0036643 | 864.21 | 0.0098449 | 869.7413 | 0.0080421 | 666.618 | 0.00010603 | 869.7413 | 0.016781 | 666.618 | 4.5051e-05 | 869.7413 | 0.006181 | 869.5314 | 0.018712 | 986.9991 | 0.030726 | 869.5314 | 0.029366 | 986.8483 | 0 | 986.9991 | 0.27254 | 869.5314 | 0.007534 | 869.7413 | 0.0061976
|  | 664.5637 | 0.010207 | 869.9813 | -0.0088585 | 869.7713 | -0.012083 | 664.5637 | 0.0066257 | 869.9813 | -0.017918 | 869.7713 | -0.083988 | 869.7713 | #REF! | 666.7385 | 0.0001479 | 869.9813 | 0 | 864.45 | -0.011275 | 869.9813 | 0 | 664.5637 | 0.0014915 | 869.9813 | 0 | 864.45 | -0.0073485 | 869.9813 | 0 | 864.45 | -0.007141 | 869.9813 | 0 | 666.7385 | 0.00012485 | 869.9813 | 0 | 666.7385 | 2.0042e-05 | 869.9813 | 0 | 869.7713 | -0.018993 | 987.1676 | 0.03304 | 869.7713 | 0.01188 | 987.0179 | 0.00032174 | 987.1676 | 0.26678 | 869.7713 | -0.0071509 | 869.9813 | 0.0016678
|  | 664.6867 | 0 | 870.2213 | 0.025137 | 870.0111 | -0.0040807 | 664.6867 | 0 | 870.2213 | -0.0017324 | 870.0111 | 0.019358 | 870.0111 | #REF! | 666.8589 | 0.00015312 | 870.2213 | 0.025294 | 864.69 | 0.017992 | 870.2213 | 0.0039866 | 664.6867 | 0.0079041 | 870.2213 | 0.008228 | 864.69 | -0.0021065 | 870.2213 | 0.0033705 | 864.69 | 0.006172 | 870.2213 | 0.0058023 | 666.8589 | 0.00014764 | 870.2213 | 0.017424 | 666.8589 | 3.4944e-05 | 870.2213 | 0.0097793 | 870.0111 | 0.028711 | 987.3361 | 0.031179 | 870.0111 | 0.010776 | 987.1875 | 0 | 987.3361 | 0.2606 | 870.0111 | 0.0032725 | 870.2213 | 0.0066279
|  | 664.8097 | 0 | 870.4613 | -0.0044591 | 870.251 | -0.0050429 | 664.8097 | 0.012609 | 870.4613 | -0.011783 | 870.251 | -0.054618 | 870.251 | #REF! | 666.9794 | 0.00016057 | 870.4613 | 0 | 864.93 | -0.017512 | 870.4613 | 0 | 664.8097 | 0.007016 | 870.4613 | 0 | 864.93 | -0.0018735 | 870.4613 | 0 | 864.93 | -0.0036216 | 870.4613 | 0 | 666.9794 | 0.0001483 | 870.4613 | 0 | 666.9794 | 6.0125e-05 | 870.4613 | 0 | 870.251 | -0.021992 | 987.5046 | 0.024826 | 870.251 | 0.02793 | 987.357 | 0.00032174 | 987.5046 | 0.25619 | 870.251 | -0.0061279 | 870.4613 | 0.0014502
|  | 664.9327 | 0 | 870.7014 | 0.02126 | 870.4909 | -0.020307 | 664.9327 | 0 | 870.7014 | -0.0044465 | 870.4909 | 0.038559 | 870.4909 | #REF! | 667.0998 | 0.00016746 | 870.7014 | 0 | 865.17 | 0.016553 | 870.7014 | 0.0094543 | 664.9327 | 0.0072824 | 870.7014 | 0.004649 | 865.17 | -0.010726 | 870.7014 | 0 | 865.17 | -0.01112 | 870.7014 | 0.0056387 | 667.0998 | 0.00013575 | 870.7014 | 0.0088549 | 667.0998 | 7.8454e-05 | 870.7014 | 0.0052423 | 870.4909 | 0.0085988 | 987.6731 | 0.022511 | 870.4909 | 0.013048 | 987.5266 | 0.00028599 | 987.6731 | 0.25126 | 870.4909 | 0.0062112 | 870.7014 | 0.0047831
|  | 665.0557 | 0.0060393 | 870.9414 | -0.011699 | 870.7308 | 0.0012055 | 665.0557 | 0.015284 | 870.9414 | -0.024788 | 870.7308 | -0.1075 | 870.7308 | #REF! | 667.2203 | 0.00014492 | 870.9414 | 0 | 865.41 | -0.039103 | 870.9414 | 0 | 665.0557 | 0.010435 | 870.9414 | 0 | 865.41 | -0.0046693 | 870.9414 | 0 | 865.41 | -0.0069881 | 870.9414 | 0 | 667.2203 | 0.00012617 | 870.9414 | 0 | 667.2203 | 0.00010175 | 870.9414 | 0 | 870.7307 | -0.025453 | 987.8416 | 0.024962 | 870.7308 | -0.0033097 | 987.6962 | 0.00053624 | 987.8416 | 0.24727 | 870.7307 | -0.0093856 | 870.9414 | 0.0031119
|  | 665.1787 | 0 | 871.1815 | 0.0047691 | 870.9706 | 0.008963 | 665.1787 | 0 | 871.1815 | -0.0054023 | 870.9706 | 0.018261 | 870.9706 | #REF! | 667.3408 | 0.00014101 | 871.1814 | 0.040882 | 865.65 | -0.0011995 | 871.1814 | 0.017556 | 665.1787 | 0.0028575 | 871.1814 | 0.0056256 | 865.65 | -0.002689 | 871.1815 | 0.0021409 | 865.65 | -0.0043867 | 871.1814 | 0.0099435 | 667.3408 | 0.00012271 | 871.1814 | 0.023592 | 667.3408 | 0.00010843 | 871.1815 | 0.004831 | 870.9706 | 0.019068 | 988.0101 | 0.029046 | 870.9706 | 0.041392 | 987.8658 | 0 | 988.0101 | 0.2423 | 870.9706 | 0.0097687 | 871.1815 | 0.0059521
|  | 665.3017 | 0.0020459 | 871.4215 | -0.014703 | 871.2105 | -0.024216 | 665.3017 | 0.019583 | 871.4215 | -0.024273 | 871.2105 | -0.071953 | 871.2105 | #REF! | 667.4612 | 0.0001466 | 871.4215 | 0 | 865.89 | 0.0083963 | 871.4215 | 0 | 665.3017 | 0.0036341 | 871.4215 | 0 | 865.89 | -0.0016406 | 871.4215 | 0 | 865.89 | -0.0034686 | 871.4215 | 0 | 667.4612 | 0.00013294 | 871.4215 | 0 | 667.4612 | 0.0001134 | 871.4215 | 0 | 871.2105 | -0.030544 | 988.1786 | 0.017065 | 871.2105 | 0.010559 | 988.0354 | 0.00032174 | 988.1786 | 0.23802 | 871.2105 | -0.0087471 | 871.4215 | 0.00079569
|  | 665.4248 | 0 | 871.6616 | -0.00081895 | 871.4504 | -0.0011631 | 665.4248 | 0 | 871.6616 | 0.014919 | 871.4504 | 0.016557 | 871.4504 | #REF! | 667.5817 | 0.00014827 | 871.6616 | 0.02427 | 866.13 | 0.0074367 | 871.6616 | 0.017327 | 665.4248 | 0.00374 | 871.6616 | 0.0030583 | 866.13 | 0.0069796 | 871.6616 | 0.0044502 | 866.13 | -0.00607 | 871.6616 | 0.0051037 | 667.5817 | 0.00011874 | 871.6616 | 0.012319 | 667.5817 | 0.000105 | 871.6616 | 0.0088767 | 871.4504 | 0.016048 | 988.3471 | 0.030862 | 871.4504 | 0.0019386 | 988.2049 | 0 | 988.3471 | 0.23319 | 871.4504 | 0.013216 | 871.6616 | 0.0066709
|  | 665.5478 | 0 | 871.9016 | -0.022017 | 871.6904 | -0.048817 | 665.5478 | 0.016717 | 871.9016 | -0.031937 | 871.6904 | -0.065651 | 871.6904 | #REF! | 667.7022 | 0.00013747 | 871.9016 | 0 | 866.37 | -0.010795 | 871.9016 | 0 | 665.5478 | 0.0043903 | 871.9016 | 0 | 866.37 | -0.0044363 | 871.9016 | 0 | 866.37 | -0.0028565 | 871.9016 | 0 | 667.7022 | 0.00013724 | 871.9016 | 0 | 667.7022 | 8.5134e-05 | 871.9016 | 0 | 871.6903 | -0.038282 | 988.5156 | 0.02065 | 871.6904 | 0.001269 | 988.3745 | 0.00010725 | 988.5156 | 0.22882 | 871.6903 | -0.0055423 | 871.9016 | 0.0016117
|  | 665.6709 | 0 | 872.1417 | 0.019097 | 871.9303 | 0.0095353 | 665.6709 | 0 | 872.1417 | -0.0054482 | 871.9303 | -0.059786 | 871.9303 | #REF! | 667.8226 | 0.00012089 | 872.1417 | 0.0070464 | 866.61 | 0.032866 | 872.1417 | 0.02526 | 665.6709 | 0.0080373 | 872.1417 | 0.0075718 | 866.61 | 0.002786 | 872.1417 | 0.002898 | 866.61 | 0.0152 | 872.1417 | 0.0035512 | 667.8226 | 0.00013988 | 872.1417 | 0.02472 | 667.8226 | 6.6805e-05 | 872.1417 | 0.0049299 | 871.9303 | 0.036653 | 988.6841 | 0.029455 | 871.9303 | 0.018106 | 988.5441 | 7.1499e-05 | 988.6841 | 0.22344 | 871.9303 | 0.0065763 | 872.1417 | 0.0065387
|  | 665.794 | 0.00056695 | 872.3818 | 0.0053451 | 872.1702 | -0.0044689 | 665.794 | 0.012801 | 872.3818 | -0.016363 | 872.1702 | -0.13272 | 872.1702 | #REF! | 667.9431 | 0.00012964 | 872.3818 | 0 | 866.85 | -0.016553 | 872.3818 | 0 | 665.794 | 0.0054174 | 872.3818 | 0 | 866.85 | 0.0033685 | 872.3818 | 0 | 866.85 | -0.0036216 | 872.3818 | 0 | 667.9431 | 0.00015887 | 872.3818 | 0 | 667.9431 | 3.3403e-05 | 872.3818 | 0 | 872.1702 | -0.022195 | 988.8526 | 0.027049 | 872.1702 | -0.010416 | 988.7137 | 0.00032174 | 988.8526 | 0.21754 | 872.1702 | -0.00068099 | 872.3818 | 0.0019359
|  | 665.917 | 0 | 872.6219 | 0.010357 | 872.4101 | -0.0073289 | 665.917 | 0 | 872.6219 | 0.024515 | 872.4101 | 0.04267 | 872.4101 | #REF! | 668.0636 | 0.00015013 | 872.6219 | 0.02576 | 867.09 | 0.02327 | 872.6219 | 0.013036 | 665.917 | 0.010568 | 872.6219 | 0.0049155 | 867.09 | -0.0035044 | 872.6219 | 0.0011971 | 867.09 | -0.0007141 | 872.6219 | 0.0061225 | 668.0636 | 0.00014847 | 872.6219 | 0.009102 | 668.0636 | 5.6699e-05 | 872.6219 | 0.0089841 | 872.4101 | -0.0057303 | 989.0211 | 0.026414 | 872.4101 | 0.027406 | 988.8833 | 0.00028599 | 989.0211 | 0.21085 | 872.4101 | 0.0035818 | 872.6219 | 0.0062613
|  | 666.0401 | 0.0014543 | 872.862 | -0.013228 | 872.6501 | -0.052058 | 666.0401 | 0.002816 | 872.862 | -0.013668 | 872.6501 | -0.07638 | 872.6501 | #REF! | 668.1841 | 0.00016038 | 872.862 | 0 | 867.32 | -0.024228 | 872.862 | 0 | 666.0401 | 0.0031299 | 872.862 | 0 | 867.32 | 0.00022327 | 872.862 | 0 | 867.32 | -0.0062227 | 872.862 | 0 | 668.1841 | 0.00014764 | 872.862 | 0 | 668.1841 | 7.5028e-05 | 872.862 | 0 | 872.6501 | -0.021584 | 989.1896 | 0.021785 | 872.6501 | 0.0083189 | 989.0529 | 0.00032174 | 989.1896 | 0.20425 | 872.6501 | -0.00031328 | 872.862 | 0.0012676
|  | 666.1632 | 0 | 873.1021 | -0.0018218 | 872.89 | -0.0083667 | 666.1632 | 0 | 873.1021 | 0.0077045 | 872.89 | -0.035846 | 872.89 | #REF! | 668.3045 | 0.0001561 | 873.1021 | 0.016872 | 867.56 | -0.025189 | 873.1021 | 0.016076 | 666.1632 | 0.0075045 | 873.1021 | 0.006376 | 867.56 | -0.0030384 | 873.1021 | 0.0020899 | 867.56 | -0.015711 | 873.1021 | 0.0033847 | 668.3045 | 0.00014583 | 873.1021 | 0.017444 | 668.3045 | 0.00011014 | 873.102 | 0.0086901 | 872.89 | 0.025046 | 989.3581 | 0.024417 | 872.89 | 0.020886 | 989.2225 | 0 | 989.3581 | 0.19761 | 872.89 | 0.0052144 | 873.1021 | 0.0066453
|  | 666.2863 | 0.0060393 | 873.3422 | -0.0099399 | 873.13 | -0.014989 | 666.2863 | 0.010794 | 873.3422 | -0.027107 | 873.13 | -0.016164 | 873.13 | #REF! | 668.425 | 0.00013579 | 873.3422 | 0 | 867.8 | -0.010315 | 873.3422 | 0 | 666.2863 | 0.0009873 | 873.3422 | 0 | 867.8 | -0.0044363 | 873.3422 | 0 | 867.8 | 0.006172 | 873.3422 | 0 | 668.425 | 0.00014731 | 873.3422 | 0 | 668.425 | 9.6782e-05 | 873.3422 | 0 | 873.13 | 0.0018181 | 989.5266 | 0.019334 | 873.13 | -0.015975 | 989.3921 | 0.00032174 | 989.5266 | 0.19134 | 873.13 | -0.038181 | 873.3422 | 0.0017338
|  | 666.4095 | 0 | 873.5823 | 0.016357 | 873.3699 | -0.0067361 | 666.4095 | 0 | 873.5823 | -0.015995 | 873.3699 | 0.077948 | 873.3699 | #REF! | 668.5455 | 0.00012219 | 873.5823 | 0.01319 | 868.04 | 0.017512 | 873.5823 | 0.0089401 | 666.4095 | 0.0024794 | 873.5823 | 0.0046937 | 868.04 | -9.7074e-06 | 873.5823 | 0.0017267 | 868.04 | 0.0017343 | 873.5823 | 0.003874 | 668.5455 | 0.00013724 | 873.5823 | 0.016014 | 668.5455 | 0.00010175 | 873.5823 | 0.0054829 | 873.3699 | 0.00044167 | 989.6951 | 0.02655 | 873.3699 | 0.016617 | 989.5617 | 7.1499e-05 | 989.6951 | 0.18391 | 873.3699 | 0.040479 | 873.5823 | 0.0069693
|  | 666.5326 | 0.0039686 | 873.8224 | 0.00024405 | 873.6099 | -0.03445 | 666.5326 | 0.02455 | 873.8224 | -0.005827 | 873.6099 | -0.098342 | 873.6099 | #REF! | 668.666 | 0.00012238 | 873.8224 | 0 | 868.28 | -0.02135 | 873.8224 | 0 | 666.5326 | 0.010302 | 873.8224 | 0 | 868.28 | -0.0043198 | 873.8224 | 0 | 868.28 | -0.0097429 | 873.8224 | 0 | 668.666 | 0.0001308 | 873.8224 | 0 | 668.666 | 9.0102e-05 | 873.8225 | 0 | 873.6099 | -0.034413 | 989.8636 | 0.025869 | 873.6099 | -0.010579 | 989.7313 | 0 | 989.8636 | 0.17982 | 873.6099 | -0.0052474 | 873.8224 | 0.0005073
|  | 666.6557 | 0 | 874.0626 | 0.004119 | 873.8499 | 0.044966 | 666.6557 | 0 | 874.0626 | -0.022752 | 873.8499 | -0.0066567 | 873.8499 | #REF! | 668.7865 | 0.00013449 | 874.0626 | 0.047565 | 868.52 | 0.029987 | 874.0626 | 0.029852 | 666.6557 | 0.0032358 | 874.0626 | 0.012223 | 868.52 | -0.0054848 | 874.0626 | 0.0066217 | 868.52 | -0.0040807 | 874.0626 | 0.0076255 | 668.7865 | 0.00013377 | 874.0626 | 0.030665 | 668.7865 | 8.5134e-05 | 874.0626 | 0.013847 | 873.8499 | 0.02525 | 990.0321 | 0.024009 | 873.8499 | 0.019084 | 989.9009 | 0 | 990.0321 | 0.17294 | 873.8499 | 0.0070232 | 874.0626 | 0.0083855
|  | 666.7789 | 0 | 874.3027 | -0.031205 | 874.0898 | -0.02938 | 666.7789 | 0.004638 | 874.3027 | -0.021706 | 874.0898 | -0.050944 | 874.0898 | #REF! | 668.907 | 0.00014734 | 874.3027 | 0 | 868.76 | -0.019911 | 874.3027 | 0 | 666.7789 | 0.005151 | 874.3027 | 0 | 868.76 | -0.0011746 | 874.3027 | 0 | 868.76 | -0.010355 | 874.3027 | 0 | 668.907 | 0.00015722 | 874.3027 | 0 | 668.907 | 0.00010175 | 874.3027 | 0 | 874.0898 | -0.019659 | 990.2006 | 0.024644 | 874.0898 | -0.00035607 | 990.0706 | 0.00010725 | 990.2006 | 0.17173 | 874.0898 | -0.0064486 | 874.3027 | 0.0013833
|  | 666.902 | 0 | 874.5428 | 0.012946 | 874.3298 | -0.012752 | 666.902 | 0 | 874.5428 | 0.0066692 | 874.3298 | -0.0013478 | 874.3298 | #REF! | 669.0274 | 0.00015516 | 874.5429 | 0.038595 | 869 | 0.022311 | 874.5429 | 0.013622 | 666.902 | 0.0032358 | 874.5429 | 0.0078338 | 869 | 0.0017376 | 874.5428 | 0.0044861 | 869 | 0.006172 | 874.5429 | 0.0086183 | 669.0274 | 0.0001412 | 874.5429 | 0.034656 | 669.0274 | 0.00010346 | 874.5429 | 0.0088948 | 874.3298 | 0.027693 | 990.3691 | 0.032314 | 874.3298 | 0.015873 | 990.2402 | 7.1499e-05 | 990.3691 | 0.16444 | 874.3298 | 0.010663 | 874.5428 | 0.0068565
|  | 667.0252 | 0.0016023 | 874.783 | -0.02396 | 874.5698 | -0.049214 | 667.0252 | 0.011559 | 874.783 | -0.021487 | 874.5698 | -0.098181 | 874.5698 | #REF! | 669.1479 | 0.0001587 | 874.783 | 0 | 869.24 | -0.027109 | 874.783 | 0 | 667.0252 | 0.0074157 | 874.783 | 0 | 869.24 | -0.0063001 | 874.783 | 0 | 869.24 | -0.0045398 | 874.783 | 0 | 669.1479 | 0.00015772 | 874.783 | 0 | 669.1479 | 0.00011682 | 874.783 | 0 | 874.5698 | -0.0065906 | 990.5376 | 0.020514 | 874.5698 | 0.014889 | 990.4098 | 0.00032174 | 990.5376 | 0.16356 | 874.5698 | -0.011301 | 874.783 | 0.0023891
|  | 667.1484 | 0.0011851 | 875.0232 | 0.0048915 | 874.8098 | -0.020491 | 667.1484 | 0 | 875.0232 | 0.003653 | 874.8098 | 0.011734 | 874.8098 | #REF! | 669.2684 | 0.00016224 | 875.0232 | 0.011421 | 869.48 | 0.0098357 | 875.0232 | 0.0044453 | 667.1484 | 0.013455 | 875.0232 | 0.0023728 | 869.48 | -0.00199 | 875.0232 | 0.0017764 | 869.48 | 0.0011222 | 875.0232 | 0.0035391 | 669.2684 | 0.0001346 | 875.0232 | 0.027326 | 669.2684 | 9.3356e-05 | 875.0232 | 0.010228 | 874.8098 | 0.012976 | 990.7061 | 0.024735 | 874.8098 | -0.011812 | 990.5794 | 0 | 990.7061 | 0.1571 | 874.8098 | 0.01277 | 875.0232 | 0.0061986
|  | 667.2716 | 0.0064829 | 875.2634 | -0.015343 | 875.0498 | -0.0047294 | 667.2716 | 0.017099 | 875.2634 | -0.015885 | 875.0498 | -0.13551 | 875.0498 | #REF! | 669.3889 | 0.00015144 | 875.2634 | 0 | 869.72 | -0.0083963 | 875.2634 | 0 | 667.2716 | 0.015098 | 875.2634 | 0 | 869.72 | -0.0065332 | 875.2634 | 0 | 869.72 | -0.0048458 | 875.2634 | 0 | 669.3889 | 0.00015574 | 875.2634 | 0 | 669.3889 | 0.0001235 | 875.2634 | 0 | 875.0498 | -0.0088854 | 990.8746 | 0.024281 | 875.0498 | 0.015105 | 990.749 | 0.00010725 | 990.8746 | 0.15659 | 875.0498 | -0.010982 | 875.2634 | 0.0017391
|  | 667.3948 | 0 | 875.5035 | 0.016427 | 875.2898 | -0.015094 | 667.3948 | 0 | 875.5035 | -0.023362 | 875.2898 | -0.013517 | 875.2898 | #REF! | 669.5094 | 0.00013747 | 875.5036 | 0.040517 | 869.96 | -0.011275 | 875.5036 | 0.0086665 | 667.3948 | 0.0062611 | 875.5036 | 0.0034347 | 869.96 | -0.0033879 | 875.5035 | 0 | 869.96 | 0.0029585 | 875.5036 | 0.0011743 | 669.5094 | 0.00013427 | 875.5036 | 0.014275 | 669.5094 | 0.0001468 | 875.5035 | 0.0064744 | 875.2898 | 0.016793 | 991.0431 | 0.026959 | 875.2898 | 0.0041911 | 990.9186 | 7.1499e-05 | 991.0431 | 0.15227 | 875.2898 | 0.0036097 | 875.5035 | 0.0058944
|  | 667.518 | 0.0047082 | 875.7438 | 0.023175 | 875.5299 | -0.032346 | 667.518 | 0.013374 | 875.7438 | -0.010456 | 875.5299 | -0.11059 | 875.5299 | #REF! | 669.6299 | 0.00013449 | 875.7438 | 0 | 870.2 | -0.020391 | 875.7438 | 0 | 667.518 | 0.01119 | 875.7438 | 0 | 870.2 | -0.0050185 | 875.7438 | 0 | 870.2 | -0.005917 | 875.7438 | 0 | 669.6299 | 0.00014071 | 875.7438 | 0 | 669.6299 | 0.00017506 | 875.7438 | 0 | 875.5299 | -0.027897 | 991.2117 | 0.027276 | 875.5299 | -0.027935 | 991.0883 | 0.00010725 | 991.2117 | 0.15264 | 875.5299 | -0.0090664 | 875.7438 | 0.00061421
|  | 667.6412 | 0 | 875.9839 | 0.018634 | 875.7699 | 0.011984 | 667.6412 | 0 | 875.9839 | -0.0069611 | 875.7699 | 0.040594 | 875.7699 | #REF! | 669.7504 | 0.00012797 | 875.984 | 0.057439 | 870.44 | 0.0059973 | 875.984 | 0.0084561 | 667.6412 | 0.007016 | 875.984 | 0.003095 | 870.44 | 0.00092222 | 875.9839 | 0.0026447 | 870.44 | 0.00051009 | 875.984 | 0.0077641 | 669.7504 | 0.00012964 | 875.984 | 0.020478 | 669.7504 | 0.00014509 | 875.984 | 0.0074309 | 875.7699 | 0.013085 | 991.3802 | 0.026187 | 875.7699 | 0.030997 | 991.2579 | 7.1499e-05 | 991.3802 | 0.15134 | 875.7699 | 0.0075979 | 875.9839 | 0.0065403
|  | 667.7644 | 0.0054477 | 876.2242 | -0.021311 | 876.0099 | -0.028587 | 667.7644 | 0.016717 | 876.2242 | -0.025952 | 876.0099 | -0.050819 | 876.0099 | #REF! | 669.8709 | 0.00015833 | 876.2242 | 0 | 870.68 | -0.026628 | 876.2242 | 0 | 667.7644 | 0.0089254 | 876.2242 | 0 | 870.68 | 0.0043004 | 876.2242 | 0 | 870.68 | -0.0074475 | 876.2242 | 0 | 669.8709 | 0.00013691 | 876.2242 | 0 | 669.8709 | 9.3356e-05 | 876.2242 | 0 | 876.0099 | -0.026268 | 991.5487 | 0.032632 | 876.0099 | 0.0019965 | 991.4275 | 0.00032174 | 991.5487 | 0.15371 | 876.0099 | -0.0097687 | 876.2242 | 0.0014233
|  | 667.8877 | 0 | 876.4644 | 0.025648 | 876.25 | -0.010759 | 667.8877 | 0 | 876.4644 | -0.0037596 | 876.25 | 0.065177 | 876.25 | #REF! | 669.9914 | 0.00015144 | 876.4644 | 0.017243 | 870.92 | 0.0093559 | 876.4644 | 0.011861 | 667.8877 | 0.0043703 | 876.4644 | 0.0016493 | 870.92 | 0.00033976 | 876.4644 | 0.0022041 | 870.92 | 0.0044887 | 876.4644 | 0.0070492 | 669.9914 | 0.00013294 | 876.4644 | 0.020918 | 669.9914 | 7.1773e-05 | 876.4644 | 0.0089354 | 876.25 | 0.01704 | 991.7172 | 0.027458 | 876.25 | -0.00011011 | 991.5972 | 7.1499e-05 | 991.7172 | 0.15515 | 876.25 | -0.0018429 | 876.4644 | 0.0065446
|  | 668.0109 | 0.0069267 | 876.7046 | -0.0015821 | 876.49 | -0.038906 | 668.0109 | 0.016431 | 876.7046 | -0.022374 | 876.49 | -0.090174 | 876.49 | #REF! | 670.1119 | 0.00016392 | 876.7046 | 0 | 871.16 | -0.020872 | 876.7046 | 0 | 668.0109 | 0.0078153 | 876.7046 | 0 | 871.16 | -0.0037373 | 876.7046 | 0 | 871.16 | -0.0097429 | 876.7046 | 0 | 670.1119 | 0.00014764 | 876.7046 | 0 | 670.1119 | 6.5092e-05 | 876.7046 | 0 | 876.49 | -0.025657 | 991.8857 | 0.026505 | 876.49 | -0.0069672 | 991.7668 | 0.00010725 | 991.8857 | 0.15896 | 876.49 | -0.008364 | 876.7046 | 0.001511
|  | 668.1341 | 0 | 876.9448 | 0.023858 | 876.7301 | -0.0076798 | 668.1341 | 0 | 876.9448 | -0.0018061 | 876.7301 | 0.010487 | 876.7301 | #REF! | 670.2324 | 0.00014864 | 876.9448 | 0.019454 | 871.4 | 0.0016793 | 876.9448 | 0.014256 | 668.1341 | 0.0097691 | 876.9448 | 0.005213 | 871.4 | 0.0017376 | 876.9448 | 0.0011124 | 871.4 | 0.0028055 | 876.9448 | 0.0033193 | 670.2324 | 0.00013773 | 876.9448 | 0.012223 | 670.2324 | 7.9995e-05 | 876.9448 | 0.0070812 | 876.7301 | 0.0064968 | 992.0542 | 0.028093 | 876.7301 | 0.00753 | 991.9364 | 7.1499e-05 | 992.0542 | 0.16184 | 876.7301 | 0.01743 | 876.9448 | 0.008046
|  | 668.2574 | 0.00041907 | 877.1851 | 0.0069993 | 876.9701 | -0.035896 | 668.2574 | 0.010412 | 877.1851 | -0.015467 | 876.9701 | -0.092253 | 876.9701 | #REF! | 670.3529 | 0.00013579 | 877.1851 | 0 | 871.64 | 0.028548 | 877.1851 | 0 | 668.2574 | 0.0085702 | 877.1851 | 0 | 871.64 | -0.0035044 | 877.1851 | 0 | 871.64 | -0.00086717 | 877.1851 | 0 | 670.3529 | 0.00014335 | 877.1851 | 0 | 670.3529 | 8.3421e-05 | 877.1851 | 0 | 876.9701 | -0.029526 | 992.2227 | 0.024735 | 876.9701 | 0.0024673 | 992.1061 | 0.00032174 | 992.2227 | 0.16226 | 876.9701 | -0.0016654 | 877.1851 | 0.0013609
|  | 668.3807 | 0 | 877.4253 | 0.016452 | 877.2102 | 0.0041466 | 668.3807 | 0.0018263 | 877.4253 | -0.003423 | 877.2102 | 0.0020439 | 877.2102 | #REF! | 670.4734 | 0.0001466 | 877.4253 | 0.041695 | 871.88 | 0.010315 | 877.4253 | 0.027835 | 668.3807 | 0.0074157 | 877.4253 | 0.0047288 | 871.88 | -0.0044363 | 877.4253 | 0.0033935 | 871.88 | -0.0036216 | 877.4253 | 0.0052308 | 670.4734 | 0.0001303 | 877.4253 | 0.018106 | 670.4734 | 0.00011511 | 877.4253 | 0.0056437 | 877.2102 | 0.012243 | 992.3912 | 0.032223 | 877.2102 | 0.021771 | 992.2757 | 0 | 992.3912 | 0.16361 | 877.2102 | 0.015898 | 877.4253 | 0.0075014
|  | 668.504 | 0.003377 | 877.6656 | -0.0005856 | 877.4503 | -0.024193 | 668.504 | 0.0026503 | 877.6656 | -0.030945 | 877.4503 | -0.048328 | 877.4503 | #REF! | 670.5939 | 0.00012666 | 877.6656 | 0 | 872.12 | -0.0026388 | 877.6656 | 0 | 668.504 | 0.0014915 | 877.6656 | 0 | 872.12 | -0.0090959 | 877.6656 | 0 | 872.12 | -0.0079064 | 877.6656 | 0 | 670.5939 | 0.00013179 | 877.6656 | 0 | 670.5939 | 0.0001235 | 877.6656 | 0 | 877.4502 | -0.010036 | 992.5598 | 0.02714 | 877.4503 | -0.0087636 | 992.4453 | 0.00032174 | 992.5598 | 0.15812 | 877.4502 | -0.0051653 | 877.6656 | 0.0019247
|  | 668.6273 | 0 | 877.9058 | 0.015788 | 877.6903 | -0.013663 | 668.6273 | 0 | 877.9058 | 0.016255 | 877.6903 | 0.013378 | 877.6903 | #REF! | 670.7144 | 0.00013616 | 877.9058 | 0.03184 | 872.36 | -0.0055175 | 877.9058 | 0.01449 | 668.6273 | 0.0068828 | 877.9058 | 0.0039647 | 872.36 | 0.0041839 | 877.9058 | 0.0040833 | 872.36 | 0.0052539 | 877.9058 | 0.0087364 | 670.7144 | 0.00013773 | 877.9058 | 0.019713 | 670.7144 | 0.00011014 | 877.9058 | 0.0057254 | 877.6903 | 0.0010671 | 992.7283 | 0.026096 | 877.6903 | 0.035753 | 992.615 | 7.1499e-05 | 992.7283 | 0.15771 | 877.6903 | 0.010854 | 877.9058 | 0.0052008
|  | 668.7506 | 0.013582 | 878.1461 | -0.0025771 | 877.9304 | 0.0010767 | 668.7506 | 0.0087791 | 878.1461 | -0.025499 | 877.9304 | -0.095209 | 877.9304 | #REF! | 670.8349 | 0.00011102 | 878.1461 | 0 | 872.6 | -0.028068 | 878.1461 | 0 | 668.7506 | 0.0066608 | 878.1461 | 0 | 872.6 | -0.0088628 | 878.1461 | 0 | 872.6 | -0.015711 | 878.1461 | 0 | 670.8349 | 0.0001303 | 878.1461 | 0 | 670.8349 | 8.3421e-05 | 878.1461 | 0 | 877.9304 | -0.038689 | 992.8968 | 0.024417 | 877.9304 | -0.015923 | 992.7846 | 0.00053624 | 992.8968 | 0.14549 | 877.9304 | -0.0036209 | 878.1461 | 0.0025411
|  | 668.8739 | 0 | 878.3864 | 0.014331 | 878.1705 | 0.018397 | 668.8739 | 0 | 878.3864 | -0.001984 | 878.1705 | -0.022883 | 878.1705 | #REF! | 670.9554 | 0.00013579 | 878.3864 | 0.020136 | 872.84 | 0.026148 | 878.3864 | 0.027128 | 668.8739 | 0.0027314 | 878.3864 | 0.010326 | 872.84 | 0.0058149 | 878.3864 | 0.0051815 | 872.84 | 0.0035706 | 878.3864 | 0.0085178 | 670.9554 | 0.00013526 | 878.3864 | 0.034512 | 670.9554 | 7.5028e-05 | 878.3863 | 0.010618 | 878.1705 | 0.036856 | 993.0653 | 0.024735 | 878.1705 | 0.013967 | 992.9543 | 7.1499e-05 | 993.0653 | 0.14298 | 878.1705 | 0.014366 | 878.3864 | 0.0083585
|  | 668.9972 | 0.00041907 | 878.6266 | 0.0026745 | 878.4106 | -0.018298 | 668.9972 | 0.010126 | 878.6266 | -0.015047 | 878.4106 | -0.081087 | 878.4106 | #REF! | 671.076 | 0.0001384 | 878.6267 | 0 | 873.08 | 0.015593 | 878.6267 | 0 | 668.9972 | 0.0095471 | 878.6267 | 0 | 873.08 | -0.010028 | 878.6266 | 0 | 873.08 | -0.0046928 | 878.6267 | 0 | 671.076 | 0.00012304 | 878.6267 | 0 | 671.076 | 8.3421e-05 | 878.6267 | 0 | 878.4106 | -0.021584 | 993.2338 | 0.023056 | 878.4106 | -0.0057288 | 993.1239 | 0 | 993.2338 | 0.13327 | 878.4106 | -0.0074063 | 878.6266 | 0.0023364
|  | 669.1205 | 0 | 878.8669 | 0.014797 | 878.6507 | -0.02379 | 669.1205 | 0 | 878.8669 | 0.0096814 | 878.6507 | -0.027348 | 878.6507 | #REF! | 671.1965 | 0.00013672 | 878.8669 | 0.011886 | 873.32 | 0.051577 | 878.8669 | 0.016398 | 669.1205 | 0.0014708 | 878.8669 | 0.0048081 | 873.32 | 0.0055817 | 878.8669 | 0 | 873.32 | 0.0035706 | 878.8669 | 6.7421e-05 | 671.1965 | 0.00011643 | 878.8669 | 0.022971 | 671.1965 | 8.6676e-05 | 878.8669 | 0.006837 | 878.6507 | 0.03482 | 993.4023 | 0.032632 | 878.6507 | 0.015026 | 993.2936 | 7.1499e-05 | 993.4023 | 0.13141 | 878.6507 | 0.017558 | 878.8669 | 0.0061059
|  | 669.2439 | 0.00086279 | 879.1072 | -0.02145 | 878.8908 | -0.038764 | 669.2439 | 0.01175 | 879.1072 | -0.011871 | 878.8908 | -0.12534 | 878.8908 | #REF! | 671.317 | 0.00013654 | 879.1072 | 0 | 873.56 | -0.025189 | 879.1072 | 0 | 669.2439 | 0.0056394 | 879.1072 | 0 | 873.56 | -0.0036209 | 879.1072 | 0 | 873.56 | -0.0046928 | 879.1072 | 0 | 671.317 | 0.00010371 | 879.1072 | 0 | 671.317 | 7.6741e-05 | 879.1072 | 0 | 878.8908 | -0.034006 | 993.5708 | 0.029364 | 878.8908 | 0.0024396 | 993.4633 | 0.00010725 | 993.5708 | 0.12677 | 878.8908 | -0.0070232 | 879.1072 | 0.0011635
|  | 669.3672 | 0 | 879.3475 | -0.0081336 | 879.131 | -0.016482 | 669.3672 | 0 | 879.3475 | -0.013035 | 879.131 | -0.041909 | 879.131 | #REF! | 671.4375 | 0.00013393 | 879.3475 | 0.022715 | 873.8 | -0.016553 | 879.3475 | 0.012929 | 669.3672 | 0.0090142 | 879.3475 | 0.0041691 | 873.8 | 0.0044169 | 879.3475 | 0.00098728 | 873.8 | 0.0054069 | 879.3475 | 0.0024684 | 671.4375 | 9.9254e-05 | 879.3475 | 0.021555 | 671.4375 | 8.1708e-05 | 879.3475 | 0.0067513 | 879.131 | 0.014757 | 993.7394 | 0.021603 | 879.131 | 0.013539 | 993.6329 | 7.1499e-05 | 993.7394 | 0.12361 | 879.131 | 0.013344 | 879.3475 | 0.0057918
|  | 669.4906 | 0 | 879.5879 | -0.01995 | 879.3711 | -0.0301 | 669.4906 | 0.0072884 | 879.5879 | -0.019938 | 879.3711 | -0.049686 | 879.3711 | #REF! | 671.558 | 0.00015572 | 879.5879 | 0 | 874.04 | -0.014634 | 879.5879 | 0 | 669.4906 | 0.0085702 | 879.5879 | 0 | 874.04 | -0.01061 | 879.5879 | 0 | 874.04 | 0.00051009 | 879.5879 | 0 | 671.558 | 0.00012072 | 879.5879 | 0 | 671.558 | 0.00011511 | 879.5879 | 0 | 879.3711 | -0.0078339 | 993.9079 | 0.018925 | 879.3711 | -0.023217 | 993.8026 | 0.00010725 | 993.9079 | 0.12616 | 879.3711 | -0.0077256 | 879.5879 | 0.00045726
|  | 669.614 | 0.00044442 | 879.8282 | 0.038026 | 879.6112 | -0.027118 | 669.614 | 0 | 879.8282 | -0.011528 | 879.6112 | -0.013772 | 879.6112 | #REF! | 671.6785 | 0.00014268 | 879.8282 | 0.030591 | 874.28 | 0.00071969 | 879.8282 | 0.013147 | 669.614 | 0.00374 | 879.8282 | 0.0019739 | 874.28 | 0.003485 | 879.8282 | 0.0013631 | 874.28 | 0.0081613 | 879.8282 | 0.004396 | 671.6785 | 0.00012386 | 879.8282 | 0.024716 | 671.6785 | 0.00013173 | 879.8282 | 0.0067252 | 879.6112 | 0.033598 | 994.0764 | 0.029364 | 879.6112 | 0.033307 | 993.9722 | 7.1499e-05 | 994.0764 | 0.12342 | 879.6112 | 0.0087471 | 879.8282 | 0.006963
|  | 669.7373 | 0.0036729 | 880.0685 | -0.0034817 | 879.8514 | -0.0047729 | 669.7373 | 0.0081166 | 880.0685 | -0.0029467 | 879.8514 | -0.11583 | 879.8514 | #REF! | 671.7991 | 0.00014399 | 880.0685 | 0 | 874.52 | -0.0069569 | 880.0685 | 0 | 669.7373 | 0.0059059 | 880.0685 | 0 | 874.52 | -0.005368 | 880.0685 | 0 | 874.52 | 0.0012752 | 880.0685 | 0 | 671.7991 | 0.00012948 | 880.0685 | 0 | 671.7991 | 0.00012505 | 880.0685 | 0 | 879.8514 | -0.015419 | 994.2449 | 0.024508 | 879.8514 | 0.0065209 | 994.1419 | 0.00010725 | 994.2449 | 0.12918 | 879.8514 | -0.041373 | 880.0685 | 0.00021371
|  | 669.8607 | 0 | 880.3088 | 0.013325 | 880.0915 | 0.012902 | 669.8607 | 0 | 880.3088 | 0.0037468 | 880.0915 | 0.034273 | 880.0915 | #REF! | 671.9196 | 0.00012368 | 880.3089 | 0.033434 | 874.76 | 0.0031186 | 880.3089 | 0.01259 | 669.8607 | 0.0087922 | 880.3089 | 0.0098329 | 874.76 | -0.0079311 | 880.3088 | 0.0028416 | 874.76 | 0.0012752 | 880.3089 | 0.010918 | 671.9196 | 0.00012105 | 880.3089 | 0.017379 | 671.9196 | 0.0001134 | 880.3088 | 0.0055802 | 880.0915 | 0.035635 | 994.4134 | 0.036308 | 880.0915 | 0.025212 | 994.3116 | 0 | 994.4134 | 0.12486 | 880.0915 | 0.036968 | 880.3088 | 0.0070128
|  | 669.9841 | 0.0073704 | 880.5492 | 0.0041326 | 880.3317 | -0.034715 | 669.9841 | 0.0062945 | 880.5492 | -0.015765 | 880.3317 | -0.11734 | 880.3317 | #REF! | 672.0401 | 7.9724e-05 | 880.5492 | 0 | 875 | 0.011275 | 880.5492 | 0 | 669.9841 | 0.0030039 | 880.5492 | 0 | 875 | 0.0038344 | 880.5492 | 0 | 875 | -0.0077534 | 880.5492 | 0 | 672.0401 | 8.4226e-05 | 880.5492 | 0 | 672.0401 | 8.6676e-05 | 880.5492 | 0 | 880.3317 | -0.047648 | 994.582 | 0.024599 | 880.3317 | 0.0020138 | 994.4812 | 0.00010725 | 994.582 | 0.12203 | 880.3317 | -0.0063011 | 880.5492 | 0.00053416
|  | 670.1075 | 0 | 880.7896 | 0.0012054 | 880.5718 | -0.025934 | 670.1075 | 0 | 880.7896 | -0.0038842 | 880.5718 | -0.11652 | 880.5718 | #REF! | 672.1606 | 0.00026749 | 880.7895 | 0 | 875.24 | -0.012235 | 880.7895 | 0 | 670.1075 | 0.0046181 | 880.7895 | 0 | 875.24 | -0.0085133 | 880.7896 | 0 | 875.24 | -0.0028565 | 880.7895 | 0 | 672.1606 | 0.0002426 | 880.7895 | 0 | 672.1606 | 0.00021515 | 880.7895 | 0 | 880.5718 | -0.013181 | 994.7505 | 0.028229 | 880.5718 | 0.0026483 | 994.6509 | 0 | 994.7505 | 0.12036 | 880.5718 | -0.012578 | 880.7896 | 0.00075826
|  | 670.2309 | 0 | 881.0299 | 0.031801 | 880.812 | 0.0068451 | 670.2309 | 0.011941 | 881.0299 | 0.0045611 | 880.812 | 0.062038 | 880.812 | #REF! | 672.2812 | 0.00023582 | 881.0299 | 0.014449 | 875.48 | 0.0055175 | 881.0299 | 0.012687 | 670.2309 | 0.01159 | 881.0299 | 0.0056097 | 875.48 | -0.0028054 | 881.0299 | 0.0031127 | 875.48 | -0.0028565 | 881.0299 | 0.0022396 | 672.2812 | 0.00020099 | 881.0299 | 0.028676 | 672.2812 | 0.00016684 | 881.0299 | 0.0082026 | 880.812 | -0.002122 | 994.919 | 0.029137 | 880.812 | 0.014344 | 994.8206 | 0.00053624 | 994.919 | 0.11437 | 880.812 | 0.0081725 | 881.0299 | 0.0064165
|  | 670.3544 | 0 | 881.2703 | 0.01221 | 881.0522 | -0.037251 | 670.3544 | 0 | 881.2703 | -0.0080975 | 881.0522 | -0.13588 | 881.0522 | #REF! | 672.4017 | 0.00046363 | 881.2703 | 0 | 875.72 | 0.0088761 | 881.2703 | 0 | 670.3544 | 0.0083926 | 881.2703 | 0 | 875.72 | 0.0091928 | 881.2703 | 0 | 875.72 | 0.0051009 | 881.2703 | 0 | 672.4017 | 0.00040098 | 881.2703 | 0 | 672.4017 | 0.00033694 | 881.2703 | 0 | 881.0522 | -0.023213 | 995.0875 | 0.034946 | 881.0522 | 0.013973 | 994.9902 | 0 | 995.0875 | 0.11776 | 881.0522 | -0.0098964 | 881.2703 | 0.00043039
|  | 670.4778 | 0.0087254 | 881.5107 | 0.026736 | 881.2923 | -0.012218 | 670.4778 | 0.013756 | 881.5107 | 0.010519 | 881.2923 | -0.04544 | 881.2923 | #REF! | 672.5222 | 0.00023601 | 881.5107 | 0.020585 | 875.96 | -0.0031186 | 881.5107 | 0.012641 | 670.4778 | 0.010568 | 881.5107 | 0.0026053 | 875.96 | -0.0012911 | 881.5107 | 0.0034794 | 875.96 | -0.00025504 | 881.5107 | 0.0076364 | 672.5222 | 0.00020148 | 881.5107 | 0.03291 | 672.5222 | 0.00017352 | 881.5107 | 0.0057762 | 881.2923 | 0.020229 | 995.256 | 0.025915 | 881.2923 | 0.0029299 | 995.1599 | 0.00053624 | 995.256 | 0.10373 | 881.2923 | 0.0054695 | 881.5107 | 0.0064889
|  | 670.6013 | 0 | 881.751 | 0.0046106 | 881.5325 | -0.019203 | 670.6013 | 0 | 881.751 | -0.023059 | 881.5325 | -0.14716 | 881.5325 | #REF! | 672.6428 | 0.00044184 | 881.751 | 0 | 876.2 | -0.018472 | 881.751 | 0 | 670.6013 | 0.0059947 | 881.751 | 0 | 876.2 | 0.0019706 | 881.751 | 0 | 876.2 | -0.0007141 | 881.751 | 0 | 672.6428 | 0.00041188 | 881.751 | 0 | 672.6428 | 0.00036692 | 881.751 | 0 | 881.5325 | -0.047241 | 995.4246 | 0.024553 | 881.5325 | 0.00063482 | 995.3296 | 0 | 995.4246 | 0.10391 | 881.5325 | -0.0095772 | 881.751 | 0.00048697
|  | 670.7247 | 0.0061872 | 881.9915 | 0.024688 | 881.7727 | 0.01836 | 670.7247 | 0.0091104 | 881.9915 | 0.019883 | 881.7727 | 0.021884 | 881.7727 | #REF! | 672.7633 | 0.00021123 | 881.9914 | 0.0173 | 876.44 | 0.018952 | 881.9914 | 0.023481 | 670.7247 | 0.0046625 | 881.9914 | 0.0094252 | 876.44 | 0.00033976 | 881.9915 | 0.006919 | 876.44 | -0.0030095 | 881.9914 | 0.0051614 | 672.7633 | 0.00021156 | 881.9914 | 0.023414 | 672.7633 | 0.00019357 | 881.9915 | 0.011542 | 881.7727 | 0.045205 | 995.5931 | 0.029546 | 881.7727 | -0.0076551 | 995.4993 | 0.00053624 | 995.5931 | 0.090489 | 881.7727 | 0.0041207 | 881.9915 | 0.0073741
|  | 670.8482 | 0 | 882.2318 | -0.010424 | 882.0129 | -0.043381 | 670.8482 | 0 | 882.2318 | -0.0216 | 882.0129 | -0.07124 | 882.0129 | #REF! | 672.8838 | 0.00043289 | 882.2318 | 0 | 876.68 | -0.0026388 | 882.2318 | 0 | 670.8482 | 0.0077709 | 882.2318 | 0 | 876.68 | -0.00035917 | 882.2318 | 0 | 876.68 | 0.010763 | 882.2318 | 0 | 672.8838 | 0.00043533 | 882.2318 | 0 | 672.8838 | 0.00042704 | 882.2318 | 0 | 882.0129 | -0.031562 | 995.7616 | 0.023782 | 882.0129 | -0.016885 | 995.6689 | 0 | 995.7616 | 0.091604 | 882.0129 | -0.0097687 | 882.2318 | 0.00041985
|  | 670.9716 | 0.016381 | 882.4722 | 0.015632 | 882.2531 | 0.013333 | 670.9716 | 0.0081166 | 882.4722 | 0.0059392 | 882.2531 | 0.045078 | 882.2531 | #REF! | 673.0044 | 0.00022669 | 882.4722 | 0.050172 | 876.92 | -0.0050378 | 882.4722 | 0.023377 | 670.9716 | 0.012567 | 882.4722 | 0.0088432 | 876.92 | -0.0014076 | 882.4722 | 0.004073 | 876.92 | -0.0048458 | 882.4722 | 0.014576 | 673.0044 | 0.00022642 | 882.4722 | 0.016963 | 673.0044 | 0.0002369 | 882.4722 | 0.0078585 | 882.2531 | 0.044594 | 995.9302 | 0.027866 | 882.2531 | 0.034024 | 995.8386 | 0.0007506 | 995.9302 | 0.081896 | 882.2531 | 0.0077894 | 882.4722 | 0.0084695
|  | 671.0951 | 0 | 882.7126 | 0.00064996 | 882.4933 | -0.022713 | 671.0951 | 0 | 882.7126 | -0.035127 | 882.4933 | -0.11753 | 882.4933 | #REF! | 673.1249 | 0.00046307 | 882.7126 | 0 | 877.16 | 0.0064771 | 882.7126 | 0 | 671.0951 | 0.0055062 | 882.7126 | 0 | 877.16 | -0.0073485 | 882.7126 | 0 | 877.16 | -0.0037746 | 882.7126 | 0 | 673.1249 | 0.00045102 | 882.7126 | 0 | 673.1249 | 0.00042036 | 882.7127 | 0 | 882.4933 | -0.022399 | 996.0987 | 0.023464 | 882.4933 | -0.0301 | 996.0083 | 0 | 996.0987 | 0.081617 | 882.4933 | -0.0064486 | 882.7126 | 0.0011657
|  | 671.2186 | 0.007962 | 882.9531 | 0.0079454 | 882.7336 | -0.018709 | 671.2186 | 0.012132 | 882.9531 | 0.0016017 | 882.7336 | 0.024625 | 882.7336 | #REF! | 673.2455 | 0.00024029 | 882.9531 | 0.038791 | 877.4 | -0.032385 | 882.9531 | 0.012189 | 671.2186 | 0.010302 | 882.9531 | 0 | 877.4 | 0.0045333 | 882.9531 | 0 | 877.4 | -0.0034686 | 882.9531 | 0.010842 | 673.2455 | 0.00022923 | 882.9531 | 0.032839 | 673.2455 | 0.00019014 | 882.9531 | 0.0055425 | 882.7336 | 0.014528 | 996.2672 | 0.018608 | 882.7336 | -0.0067511 | 996.178 | 0.00032174 | 996.2672 | 0.072698 | 882.7336 | 0.0084917 | 882.9531 | 0.0081355
|  | 671.3421 | 0 | 883.1935 | -0.025547 | 882.9738 | -0.023164 | 671.3421 | 0 | 883.1935 | -0.017463 | 882.9738 | -0.065747 | 882.9738 | #REF! | 673.366 | 0.00046065 | 883.1935 | 0 | 877.64 | -0.0050378 | 883.1935 | 0 | 671.3421 | 0.0056394 | 883.1935 | 0 | 877.64 | -0.0082806 | 883.1935 | 0 | 877.64 | -0.0031625 | 883.1935 | 0 | 673.366 | 0.00043071 | 883.1935 | 0 | 673.366 | 0.00036366 | 883.1935 | 0 | 882.9738 | -0.019669 | 996.4357 | 0.028547 | 882.9738 | -0.002073 | 996.3477 | 0 | 996.4357 | 0.073023 | 882.9738 | -0.0076617 | 883.1935 | 0.00057348
|  | 671.4657 | 0.0072224 | 883.4339 | -0.00024819 | 883.214 | -0.002095 | 671.4657 | 0.016526 | 883.4339 | 0.0044241 | 883.214 | 0.11458 | 883.214 | #REF! | 673.4865 | 0.0002239 | 883.4339 | 0.034441 | 877.88 | -0.0059973 | 883.4339 | 0.010579 | 671.4657 | 0.0016175 | 883.4339 | 0.0043486 | 877.88 | -0.0068827 | 883.4339 | 0.0016348 | 877.88 | -0.0028565 | 883.4339 | 0.014695 | 673.4865 | 0.00020644 | 883.4339 | 0.03439 | 673.4865 | 0.00018346 | 883.4339 | 0.0072904 | 883.214 | 0.0039084 | 996.6043 | 0.021649 | 883.214 | 0.0066343 | 996.5174 | 0.0007506 | 996.6043 | 0.06796 | 883.214 | 0.0084279 | 883.4339 | 0.0075202
|  | 671.5892 | 0 | 883.6744 | -0.013967 | 883.4543 | -0.053468 | 671.5892 | 0 | 883.6744 | -0.028943 | 883.4543 | -0.04752 | 883.4543 | #REF! | 673.6071 | 0.00046233 | 883.6744 | 0 | 878.12 | -0.0011995 | 883.6744 | 0 | 671.5892 | 0.00374 | 883.6744 | 0 | 878.12 | 0.00010678 | 883.6744 | 0 | 878.12 | 0.0096913 | 883.6744 | 0 | 673.6071 | 0.00041766 | 883.6744 | 0 | 673.6071 | 0.00036195 | 883.6744 | 0 | 883.4543 | -0.031358 | 996.7728 | 0.031588 | 883.4543 | 0.0014448 | 996.6871 | 0 | 996.7728 | 0.069028 | 883.4543 | -0.0056679 | 883.6744 | 0.00066439
|  | 671.7127 | 0.0061872 | 883.9148 | 0.013978 | 883.6945 | 0.015492 | 671.7127 | 0.012227 | 883.9148 | -0.0014238 | 883.6945 | 0.036433 | 883.6945 | #REF! | 673.7276 | 0.00023861 | 883.9148 | 0.051774 | 878.36 | -0.018472 | 883.9148 | 0.020002 | 671.7127 | 0.0065275 | 883.9148 | 0.0097384 | 878.36 | 0.00045625 | 883.9148 | 0.0036588 | 878.36 | 0.00066312 | 883.9148 | 0.00043231 | 673.7276 | 0.00021453 | 883.9148 | 0.040506 | 673.7276 | 0.00018517 | 883.9148 | 0.0067564 | 883.6945 | 0.024639 | 996.9413 | 0.029455 | 883.6945 | 0.014486 | 996.8568 | 0.00053624 | 996.9413 | 0.064755 | 883.6945 | 0.0063533 | 883.9148 | 0.0071305
|  | 671.8363 | 0 | 884.1553 | -0.014422 | 883.9348 | -0.018812 | 671.8363 | 0 | 884.1553 | -0.010196 | 883.9348 | -0.10123 | 883.9348 | #REF! | 673.8482 | 0.00048617 | 884.1553 | 0 | 878.6 | -0.00071969 | 884.1553 | 0 | 671.8363 | 0.010169 | 884.1553 | 0 | 878.6 | -0.0063001 | 884.1553 | 0 | 878.6 | -0.0094364 | 884.1553 | 0 | 673.8482 | 0.00043533 | 884.1553 | 0 | 673.8482 | 0.00034533 | 884.1553 | 0 | 883.9348 | -0.024435 | 997.1099 | 0.024644 | 883.9348 | 0.00038089 | 997.0265 | 0 | 997.1099 | 0.066102 | 883.9348 | -0.014813 | 884.1553 | 0.00098815
|  | 671.9598 | 0 | 884.3958 | 0.011771 | 884.175 | -0.0038564 | 671.9598 | 0.0048037 | 884.3958 | 0.00035476 | 884.175 | 0.012187 | 884.175 | #REF! | 673.9687 | 0.00024811 | 884.3958 | 0.05139 | 878.84 | -0.024228 | 884.3958 | 0.026556 | 671.9598 | 0.010924 | 884.3958 | 0.0093741 | 878.84 | -0.0067659 | 884.3958 | 0.0053593 | 878.84 | -0.0043867 | 884.3958 | 0.0046833 | 673.9687 | 0.00022113 | 884.3958 | 0.021072 | 673.9687 | 0.00016342 | 884.3958 | 0.0048343 | 884.175 | 0.031562 | 997.2784 | 0.027594 | 884.175 | 0.020853 | 997.1962 | 0.0007506 | 997.2784 | 0.063547 | 884.175 | 0.0062246 | 884.3958 | 0.0074188
|  | 672.0834 | 0 | 884.6362 | -0.007194 | 884.4153 | -0.02609 | 672.0834 | 0 | 884.6362 | -0.010551 | 884.4153 | -0.11388 | 884.4153 | #REF! | 674.0893 | 0.00048486 | 884.6362 | 0 | 879.08 | 0.014154 | 884.6362 | 0 | 672.0834 | 0.00058834 | 884.6362 | 0 | 879.08 | -0.0030384 | 884.6362 | 0 | 879.08 | -0.00040807 | 884.6362 | 0 | 674.0893 | 0.0004388 | 884.6362 | 0 | 674.0893 | 0.00033694 | 884.6362 | 0 | 884.4153 | -0.038689 | 997.4469 | 0.026096 | 884.4153 | -0.014506 | 997.3659 | 0 | 997.4469 | 0.06717 | 884.4153 | -0.011748 | 884.6362 | 0.00078797
|  | 672.207 | 0.0051518 | 884.8767 | -0.0082677 | 884.6556 | 0.011962 | 672.207 | 0.011941 | 884.8767 | 0.002505 | 884.6556 | 0.074204 | 884.6556 | #REF! | 674.2098 | 0.00023973 | 884.8767 | 0.065683 | 879.32 | -0.0098357 | 884.8767 | 0.018515 | 672.207 | 0.014076 | 884.8767 | 0.0057201 | 879.32 | 0.0088434 | 884.8767 | 0.0036914 | 879.32 | 0.011528 | 884.8767 | 0.0063103 | 674.2098 | 0.00022229 | 884.8767 | 0.03076 | 674.2098 | 0.00017352 | 884.8767 | 0.0070008 | 884.6556 | 0.022195 | 997.6154 | 0.025234 | 884.6556 | 0.014688 | 997.5356 | 0.00053624 | 997.6154 | 0.065684 | 884.6556 | 0.012067 | 884.8767 | 0.0070427
|  | 672.3305 | 0 | 885.1172 | -0.0099257 | 884.8958 | -0.013736 | 672.3305 | 0 | 885.1172 | -0.019555 | 884.8958 | -0.12781 | 884.8958 | #REF! | 674.3304 | 0.00047779 | 885.1172 | 0 | 879.56 | -0.017032 | 885.1172 | 0 | 672.3305 | 0.0050178 | 885.1172 | 0 | 879.56 | -0.0016406 | 885.1172 | 0 | 879.56 | 0.0014282 | 885.1172 | 0 | 674.3304 | 0.00040362 | 885.1172 | 0 | 674.3304 | 0.00035698 | 885.1172 | 0 | 884.8958 | -0.036245 | 997.784 | 0.024099 | 884.8958 | -0.0040343 | 997.7053 | 0 | 997.784 | 0.070747 | 884.8958 | -0.0061608 | 885.1172 | 0.00074821
|  | 672.4541 | 0.013747 | 885.3577 | 0.033523 | 885.1361 | 0.026394 | 672.4541 | 0.014902 | 885.3577 | -0.023797 | 885.1361 | 0.022956 | 885.1361 | #REF! | 674.451 | 0.00024197 | 885.3577 | 0.033031 | 879.8 | 0.033825 | 885.3577 | 0.032449 | 672.4541 | 0.011945 | 885.3577 | 0.017933 | 879.8 | -0.0040868 | 885.3577 | 0.0085106 | 879.8 | -0.0011732 | 885.3577 | 0.019083 | 674.451 | 0.00018843 | 885.3577 | 0.039403 | 674.451 | 0.00018346 | 885.3577 | 0.0072293 | 885.1361 | 0.013808 | 997.9525 | 0.026913 | 885.1361 | -0.011467 | 997.875 | 0.0007506 | 997.9525 | 0.069307 | 885.1361 | 0.010343 | 885.3577 | 0.0080992
|  | 672.5777 | 0 | 885.5982 | -0.0084686 | 885.3764 | -0.025017 | 672.5777 | 0 | 885.5982 | -0.0024851 | 885.3764 | -0.068326 | 885.3764 | #REF! | 674.5715 | 0.0004763 | 885.5982 | 0 | 880.04 | 0.014634 | 885.5982 | 0 | 672.5777 | 0.0012187 | 885.5982 | 0 | 880.04 | 0.00033976 | 885.5982 | 0 | 880.04 | 0.0040296 | 885.5982 | 0 | 674.5715 | 0.00038595 | 885.5982 | 0 | 674.5715 | 0.00037702 | 885.5982 | 0 | 885.3764 | -0.015453 | 998.121 | 0.022329 | 885.3764 | -0.0053475 | 998.0447 | 0 | 998.121 | 0.074138 | 885.3764 | -0.0027304 | 885.5982 | 0.00075965
|  | 672.7014 | 0.0016023 | 885.8387 | 0.0018064 | 885.6167 | 0.023655 | 672.7014 | 0.013947 | 885.8387 | -0.012056 | 885.6167 | 0.035259 | 885.6167 | #REF! | 674.6921 | 0.00023992 | 885.8387 | 0.051289 | 880.28 | 0.002159 | 885.8387 | 0.017401 | 672.7014 | 0.012966 | 885.8387 | 0.0097219 | 880.28 | 0.0055817 | 885.8387 | 0.0044093 | 880.28 | -0.0022444 | 885.8387 | 0.011271 | 674.6921 | 0.00020677 | 885.8387 | 0.024953 | 674.6921 | 0.00019357 | 885.8387 | 0.0045211 | 885.6167 | 0.029933 | 998.2896 | 0.029455 | 885.6167 | 0.013979 | 998.2144 | 0.0009651 | 998.2896 | 0.07228 | 885.6167 | -0.00194 | 885.8387 | 0.0070122
|  | 672.825 | 0 | 886.0792 | -0.011217 | 885.857 | 0.0086058 | 672.825 | 0 | 886.0792 | -0.028575 | 885.857 | -0.16958 | 885.857 | #REF! | 674.8126 | 0.00045227 | 886.0792 | 0 | 880.52 | 0.0050378 | 886.0792 | 0 | 672.825 | 0.0022272 | 886.0792 | 0 | 880.52 | -0.00094161 | 886.0792 | 0 | 880.52 | -0.00040807 | 886.0792 | 0 | 674.8126 | 0.00040445 | 886.0792 | 0 | 674.8126 | 0.00036692 | 886.0792 | 0 | 885.857 | -0.041336 | 998.4581 | 0.028229 | 885.857 | -0.006108 | 998.3841 | 0 | 998.4581 | 0.07581 | 885.857 | -0.011301 | 886.0792 | 0.00098629
|  | 672.9486 | 0.00012322 | 886.3198 | 0.014257 | 886.0973 | -0.014462 | 672.9486 | 0.017099 | 886.3198 | -0.015851 | 886.0973 | 0.016773 | 886.0973 | #REF! | 674.9332 | 0.00021868 | 886.3198 | 0.020683 | 880.76 | -0.0074367 | 886.3198 | 0.0172 | 672.9486 | 0.0087922 | 886.3198 | 0.0034446 | 880.76 | -0.0039703 | 886.3198 | 0.0025979 | 880.76 | -0.0033155 | 886.3198 | 0.0077834 | 674.9332 | 0.00020297 | 886.3198 | 0.033239 | 674.9332 | 0.00017678 | 886.3198 | 0.0044167 | 886.0973 | 0.017562 | 998.6266 | 0.035854 | 886.0973 | 0.0023177 | 998.5539 | 0.0007506 | 998.6266 | 0.074649 | 886.0973 | 0.012386 | 886.3198 | 0.0077978
|  | 673.0723 | 0 | 886.5603 | 0.0098859 | 886.3377 | -0.047621 | 673.0723 | 0 | 886.5603 | -0.037464 | 886.3377 | -0.11624 | 886.3377 | #REF! | 675.0538 | 0.00044146 | 886.5603 | 0 | 881 | -0.043901 | 886.5603 | 0 | 673.0723 | 0.0009665 | 886.5603 | 0 | 881 | -0.0083969 | 886.5603 | 0 | 881 | -0.010202 | 886.5603 | 0 | 675.0538 | 0.00041865 | 886.5603 | 0 | 675.0538 | 0.00031022 | 886.5603 | 0 | 886.3377 | -0.027082 | 998.7952 | 0.023872 | 886.3377 | -0.025406 | 998.7236 | 0 | 998.7952 | 0.0766 | 886.3377 | -0.042969 | 886.5603 | -7.0958e-05
|  | 673.1959 | 0.0047082 | 886.8008 | 0.0088947 | 886.578 | -0.016885 | 673.1959 | 0.011941 | 886.8008 | 0.015303 | 886.578 | -0.0018377 | 886.578 | #REF! | 675.1743 | 0.0002306 | 886.8008 | 0.026948 | 881.24 | -0.0074367 | 886.8008 | 0.012822 | 673.1959 | 0.012345 | 886.8008 | 0.0096378 | 881.24 | -0.0043198 | 886.8008 | 0.002255 | 881.24 | -0.0033155 | 886.8008 | 0.0061389 | 675.1743 | 0.00021833 | 886.8008 | 0.022692 | 675.1743 | 0.00013669 | 886.8008 | 0.0065596 | 886.578 | -0.00031552 | 998.9637 | 0.021059 | 886.578 | -0.003081 | 998.8933 | 0.00032174 | 998.9637 | 0.076414 | 886.578 | 0.041756 | 886.8008 | 0.0068632
|  | 673.3196 | 0 | 887.0414 | 0.00482 | 886.8183 | -0.03345 | 673.3196 | 0 | 887.0414 | -0.020575 | 886.8183 | -0.2115 | 886.8183 | #REF! | 675.2949 | 0.00045413 | 887.0414 | 0 | 881.48 | -0.014154 | 887.0414 | 0 | 673.3196 | 0.0055062 | 887.0414 | 0 | 881.48 | -0.001524 | 887.0414 | 0 | 881.48 | -0.00025504 | 887.0414 | 0 | 675.2949 | 0.00043186 | 887.0414 | 0 | 675.2949 | 0.0003169 | 887.0414 | 0 | 886.8183 | -0.044187 | 999.1322 | 0.02714 | 886.8183 | -0.015734 | 999.063 | 0 | 999.1322 | 0.076136 | 886.8183 | -0.0074063 | 887.0414 | 0.00093171
|  | 673.4432 | 0.0072224 | 887.2819 | 0.026558 | 887.0587 | 0.0048852 | 673.4432 | 0.011559 | 887.2819 | -0.012086 | 887.0587 | 0.080198 | 887.0587 | #REF! | 675.4155 | 0.00022949 | 887.2819 | 0.04165 | 881.72 | -0.019911 | 887.2819 | 0.027124 | 673.4432 | 0.0074157 | 887.2819 | 0.0059862 | 881.72 | 0.00068922 | 887.2819 | 0.0037682 | 881.72 | 0.0026524 | 887.2819 | 0.014279 | 675.4155 | 0.00021453 | 887.2819 | 0.032695 | 675.4155 | 0.00018346 | 887.2819 | 0.0050873 | 887.0587 | 0.02525 | 999.3008 | 0.025552 | 887.0587 | 0.0074116 | 999.2327 | 0.0007506 | 999.3008 | 0.076786 | 887.0587 | 0.010216 | 887.2819 | 0.0074337
|  | 673.5669 | 0 | 887.5225 | -0.0052757 | 887.299 | -0.037137 | 673.5669 | 0 | 887.5225 | -0.036585 | 887.299 | -0.12527 | 887.299 | #REF! | 675.536 | 0.00046195 | 887.5225 | 0 | 881.96 | -0.027109 | 887.5225 | 0 | 673.5669 | 0.0048846 | 887.5225 | 0 | 881.96 | -0.0045528 | 887.5225 | 0 | 881.96 | -0.0031625 | 887.5225 | 0 | 675.536 | 0.00044442 | 887.5225 | 0 | 675.536 | 0.00039706 | 887.5225 | 0 | 887.299 | -0.014416 | 999.4693 | 0.018517 | 887.299 | -0.027804 | 999.4025 | 0 | 999.4693 | 0.074835 | 887.299 | -0.010152 | 887.5225 | -0.00065975
|  | 673.6906 | 0.0045602 | 887.7631 | 0.018882 | 887.5394 | -0.016703 | 673.6906 | 0.0079509 | 887.7631 | -0.0034256 | 887.5394 | -0.025587 | 887.5394 | #REF! | 675.6566 | 0.00023675 | 887.7631 | 0.030307 | 882.2 | 0.011275 | 887.7631 | 0.023566 | 673.6906 | 0.0035081 | 887.7631 | 0.0085634 | 882.2 | 0.0039509 | 887.7631 | 0.0040537 | 882.2 | 0.0035706 | 887.7631 | 0.005562 | 675.6566 | 0.00023071 | 887.7631 | 0.028194 | 675.6566 | 0.00021343 | 887.7631 | 0.0038276 | 887.5394 | 0.024842 | 999.6379 | 0.025779 | 887.5394 | 0.027829 | 999.5722 | 0.0007506 | 999.6379 | 0.076043 | 887.5394 | 0.00387 | 887.7631 | 0.0058092
|  | 673.8143 | 0 | 888.0037 | -0.0026709 | 887.7797 | -0.016261 | 673.8143 | 0 | 888.0037 | -0.010289 | 887.7797 | -0.1441 | 887.7797 | #REF! | 675.7772 | 0.00045711 | 888.0037 | 0 | 882.44 | 0.0059973 | 888.0037 | 0 | 673.8143 | 0.0012187 | 888.0037 | 0 | 882.44 | -0.00047565 | 888.0037 | 0 | 882.44 | -0.0013262 | 888.0037 | 0 | 675.7772 | 0.00045168 | 888.0037 | 0 | 675.7772 | 0.00041025 | 888.0037 | 0 | 887.7797 | -0.025046 | 999.8064 | 0.02419 | 887.7797 | -0.023518 | 999.7419 | 0 | 999.8064 | 0.072559 | 887.7797 | -0.0021937 | 888.0037 | 0.00088453
|  | 673.938 | 0.0060393 | 888.2443 | 0.021001 | 888.0201 | -0.054752 | 673.938 | 0.016526 | 888.2443 | -0.014836 | 888.0201 | 0.096754 | 888.0201 | #REF! | 675.8977 | 0.00022427 | 888.2443 | 0.043479 | 882.68 | 0.031905 | 888.2443 | 0.0048435 | 673.938 | 0.0093251 | 888.2443 | 0.0073618 | 882.68 | -0.002223 | 888.2443 | 0 | 882.68 | -0.00010202 | 888.2443 | 0.0040187 | 675.8977 | 0.0002218 | 888.2443 | 0.033438 | 675.8977 | 0.00019682 | 888.2443 | 0.0086983 | 888.0201 | 0.027693 | 999.9749 | 0.02065 | 888.0201 | 0.019221 | 999.9117 | 0.0007506 | 999.9749 | 0.074881 | 888.0201 | 0.011812 | 888.2443 | 0.0060377
|  | 674.0617 | 0 | 888.4849 | -0.013326 | 888.2605 | -0.011644 | 674.0617 | 0 | 888.4849 | -0.016383 | 888.2605 | -0.10904 | 888.2605 | #REF! | 676.0183 | 0.00047909 | 888.4848 | 0 | 882.92 | 0.024228 | 888.4848 | 0 | 674.0617 | 0.0057727 | 888.4848 | 0 | 882.92 | -0.018066 | 888.4849 | 0 | 882.92 | -0.0088246 | 888.4848 | 0 | 676.0183 | 0.00043533 | 888.4848 | 0 | 676.0183 | 0.00033026 | 888.4849 | 0 | 888.2604 | -0.030544 | 1000.1435 | 0.025597 | 888.2605 | 0.0069204 | 1000.0814 | 0 | 1000.1435 | 0.071397 | 888.2604 | -0.0063722 | 888.4849 | 0.00082845
|  | 674.1855 | 0.0083961 | 888.7255 | 0.022662 | 888.5008 | -0.0073946 | 674.1855 | 0.0029816 | 888.7255 | -0.0026773 | 888.5008 | 0.059754 | 888.5008 | #REF! | 676.1389 | 0.00025836 | 888.7255 | 0.04492 | 883.16 | 0.0055175 | 888.7255 | 0.028678 | 674.1855 | 0.0045293 | 888.7255 | 0.0013672 | 883.16 | -0.0023395 | 888.7255 | 0.0031247 | 883.16 | 0.0035706 | 888.7255 | 0.0085113 | 676.1389 | 0.00021568 | 888.7255 | 0.021644 | 676.1389 | 0.00013344 | 888.7255 | 0.0071032 | 888.5008 | 0.0053444 | 1000.312 | 0.030816 | 888.5008 | 0.036136 | 1000.2511 | 0.0009651 | 1000.312 | 0.07437 | 888.5008 | 0.00050401 | 888.7255 | 0.007747
|  | 674.3092 | 0 | 888.9661 | 0.014359 | 888.7412 | -0.034061 | 674.3092 | 0 | 888.9661 | -0.015254 | 888.7412 | -0.16082 | 888.7412 | #REF! | 676.2595 | 0.00048915 | 888.9661 | 0 | 883.4 | 0.011275 | 888.9661 | 0 | 674.3092 | 0.0043703 | 888.9661 | 0 | 883.4 | -0.0028054 | 888.9661 | 0 | 883.4 | -0.0010202 | 888.9661 | 0 | 676.2595 | 0.00042295 | 888.9661 | 0 | 676.2595 | 0.00031861 | 888.9661 | 0 | 888.7412 | -0.050092 | 1000.4806 | 0.031996 | 888.7412 | -0.012705 | 1000.4209 | 0 | 1000.4806 | 0.07005 | 888.7412 | -0.003952 | 888.9661 | 0.00063838
|  | 674.433 | 0.0069267 | 889.2067 | 0.022179 | 888.9816 | -0.022696 | 674.433 | 0.01624 | 889.2067 | 0.029686 | 888.9816 | -0.012562 | 888.9816 | #REF! | 676.3801 | 0.00023414 | 889.2067 | 0.029238 | 883.64 | 0.010315 | 889.2067 | 0.02397 | 674.433 | 0.0096803 | 889.2067 | 0.0067202 | 883.64 | 0.0031355 | 889.2067 | 0.0023377 | 883.64 | 0.0012752 | 889.2067 | 0.0034457 | 676.3801 | 0.00020924 | 889.2067 | 0.044761 | 676.3801 | 0.00018843 | 889.2067 | 0.0048902 | 888.9816 | -0.0033192 | 1000.6491 | 0.029137 | 888.9816 | 0.0097183 | 1000.5906 | 0.00053624 | 1000.6491 | 0.072837 | 888.9816 | 0.0043769 | 889.2067 | 0.0083561
|  | 674.5567 | 0 | 889.4473 | -0.011811 | 889.222 | -0.011385 | 674.5567 | 0 | 889.4473 | -0.036532 | 889.222 | -0.12242 | 889.222 | #REF! | 676.5006 | 0.00046102 | 889.4473 | 0 | 883.88 | -0.042462 | 889.4473 | 0 | 674.5567 | 0.0090142 | 889.4473 | 0 | 883.88 | -0.0032714 | 889.4473 | 0 | 883.88 | -0.0031625 | 889.4473 | 0 | 676.5006 | 0.00041684 | 889.4473 | 0 | 676.5006 | 0.00035201 | 889.4473 | 0 | 889.222 | -0.01902 | 1000.8176 | 0.025688 | 889.222 | -0.0075093 | 1000.7604 | 0 | 1000.8176 | 0.068006 | 889.222 | -0.008811 | 889.4473 | 0.00016635
|  | 674.6805 | 0.011689 | 889.6879 | 0.00038543 | 889.4624 | 0.0033053 | 674.6805 | 0.010794 | 889.6879 | -0.0055953 | 889.4624 | 0.0036507 | 889.4624 | #REF! | 676.6212 | 0.00022818 | 889.6879 | 0.017784 | 884.12 | 0.018952 | 889.6879 | 0.026073 | 674.6805 | 0.0013654 | 889.6879 | 0.010381 | 884.12 | 0.011057 | 889.6879 | 0.0033674 | 884.12 | 0.00035706 | 889.6879 | 0.0062644 | 676.6212 | 0.0002104 | 889.6879 | 0.028761 | 676.6212 | 0.00016684 | 889.6879 | 0.0091003 | 889.4624 | 0.039911 | 1000.9862 | 0.025234 | 889.4624 | 0.0036477 | 1000.9301 | 0.00053624 | 1000.9862 | 0.070747 | 889.4624 | 0.0060477 | 889.6879 | 0.0076998
|  | 674.8043 | 0 | 889.9286 | -0.010422 | 889.7028 | -0.018876 | 674.8043 | 0 | 889.9286 | -0.0074218 | 889.7028 | -0.13304 | 889.7028 | #REF! | 676.7418 | 0.00045525 | 889.9286 | 0 | 884.36 | -0.041981 | 889.9286 | 0 | 674.8043 | 0.0029836 | 889.9286 | 0 | 884.36 | -0.0044363 | 889.9286 | 0 | 884.36 | -0.0091305 | 889.9286 | 0 | 676.7418 | 0.00043104 | 889.9286 | 0 | 676.7418 | 0.00033694 | 889.9286 | 0 | 889.7028 | -0.042151 | 1001.1547 | 0.032949 | 889.7028 | 0.0074556 | 1001.0998 | 0 | 1001.1547 | 0.066381 | 889.7028 | -0.0089387 | 889.9286 | 0.00018535
|  | 674.9281 | 0.0067788 | 890.1693 | -0.0092507 | 889.9432 | -0.023527 | 674.9281 | 0.011941 | 890.1693 | -0.0204 | 889.9432 | 0.0019683 | 889.9432 | #REF! | 676.8624 | 0.00022986 | 890.1692 | 0.050424 | 884.6 | 0.017992 | 890.1692 | 0.0062362 | 674.9281 | 0.01008 | 890.1692 | 0.0047275 | 884.6 | -0.010843 | 890.1693 | 0.0012384 | 884.6 | -0.0043867 | 890.1692 | 0.0091028 | 676.8624 | 0.00022229 | 890.1692 | 0.012876 | 676.8624 | 0.00017352 | 890.1693 | 0.0069509 | 889.9432 | 0.035838 | 1001.3233 | 0.02832 | 889.9432 | 0.0038061 | 1001.2696 | 0.00053624 | 1001.3233 | 0.069586 | 889.9432 | 0.010726 | 890.1693 | 0.0077925
|  | 675.0519 | 0 | 890.4099 | -0.020545 | 890.1837 | -0.0052262 | 675.0519 | 0 | 890.4099 | -0.025649 | 890.1837 | -0.052855 | 890.1837 | #REF! | 676.983 | 0.00045283 | 890.4099 | 0 | 884.84 | 0.0064771 | 890.4099 | 0 | 675.0519 | 0.005373 | 890.4099 | 0 | 884.84 | -0.0061837 | 890.4099 | 0 | 884.84 | -0.005917 | 890.4099 | 0 | 676.983 | 0.00041832 | 890.4099 | 0 | 676.983 | 0.00036692 | 890.4099 | 0 | 890.1837 | -0.012999 | 1001.4918 | 0.022919 | 890.1837 | 0.0014209 | 1001.4393 | 0 | 1001.4918 | 0.065823 | 890.1837 | -0.0086833 | 890.4099 | -0.00034928
|  | 675.1757 | 0.014734 | 890.6506 | 0.011944 | 890.4241 | -0.0044091 | 675.1757 | 0.0057976 | 890.6506 | -0.0031318 | 890.4241 | 0.0039409 | 890.4241 | #REF! | 677.1036 | 0.00022558 | 890.6505 | 0.012924 | 885.08 | 0.0040782 | 890.6505 | 0.017068 | 675.1757 | 0.0090586 | 890.6505 | 0.011203 | 885.08 | -0.0018735 | 890.6506 | 0.0033066 | 885.08 | -0.00010202 | 890.6505 | 0.0053512 | 677.1036 | 0.00019851 | 890.6505 | 0.017027 | 677.1036 | 0.00019357 | 890.6506 | 0.0089851 | 890.4241 | 0.037467 | 1001.6603 | 0.027276 | 890.4241 | 0.0025059 | 1001.6091 | 0.0009651 | 1001.6603 | 0.06875 | 890.4241 | 0.010599 | 890.6506 | 0.0073542
|  | 675.2995 | 0 | 890.8912 | -0.0098912 | 890.6645 | -0.02196 | 675.2995 | 0 | 890.8912 | -0.025651 | 890.6645 | -0.16266 | 890.6645 | #REF! | 677.2242 | 0.00048822 | 890.8912 | 0 | 885.32 | 0.002159 | 890.8912 | 0 | 675.2995 | 0.0034878 | 890.8912 | 0 | 885.32 | -0.0042033 | 890.8912 | 0 | 885.32 | -0.013874 | 890.8912 | 0 | 677.2242 | 0.00041073 | 890.8912 | 0 | 677.2242 | 0.00039706 | 890.8912 | 0 | 890.6645 | -0.035431 | 1001.8289 | 0.025279 | 890.6645 | 0.0054024 | 1001.7789 | 0 | 1001.8289 | 0.065219 | 890.6645 | -0.0038494 | 890.8912 | -0.00043335
|  | 675.4233 | 0.010619 | 891.1319 | 0.021646 | 890.905 | -0.031327 | 675.4233 | 0.014616 | 891.1319 | 0.0035436 | 890.905 | -0.031887 | 890.905 | #REF! | 677.3448 | 0.00026637 | 891.1319 | 0.020397 | 885.56 | -0.0083963 | 891.1319 | 0.016895 | 675.4233 | 0.0035081 | 891.1319 | 0.0050143 | 885.56 | -0.0025725 | 891.1319 | 0.0054426 | 885.56 | -0.0016323 | 891.1319 | 0.009866 | 677.3448 | 0.00021717 | 891.1319 | 0.048836 | 677.3448 | 0.0002035 | 891.1319 | 0.0055984 | 890.905 | 0.036245 | 1001.9974 | 0.027866 | 890.905 | 0.018842 | 1001.9486 | 0.0007506 | 1001.9974 | 0.068285 | 890.905 | 0.002645 | 891.1319 | 0.008078
|  | 675.5472 | 0 | 891.3726 | 0.004136 | 891.1454 | -0.021233 | 675.5472 | 0 | 891.3726 | -0.0025755 | 891.1454 | -0.18387 | 891.1454 | #REF! | 677.4654 | 0.0005061 | 891.3726 | 0 | 885.8 | -0.0011995 | 891.3726 | 0 | 675.5472 | 0.0057727 | 891.3726 | 0 | 885.8 | -0.0023395 | 891.3726 | 0 | 885.8 | -0.0023974 | 891.3726 | 0 | 677.4654 | 0.00042823 | 891.3726 | 0 | 677.4654 | 0.00035698 | 891.3726 | 0 | 891.1454 | -0.031969 | 1002.166 | 0.026868 | 891.1454 | 0.029895 | 1002.1184 | 0 | 1002.166 | 0.065173 | 891.1454 | -0.010599 | 891.3726 | 0.0013454
|  | 675.671 | 0.0052997 | 891.6133 | 0.042322 | 891.3859 | 0.0061285 | 675.671 | 0.0077853 | 891.6133 | -0.0072152 | 891.3859 | 0.028826 | 891.3859 | #REF! | 677.586 | 0.00024234 | 891.6133 | 0.042367 | 886.04 | 0.0055175 | 891.6133 | 0.021124 | 675.671 | 0.008437 | 891.6133 | 0.009801 | 886.04 | 0.002786 | 891.6133 | 0.0030773 | 886.04 | 0.0051009 | 891.6133 | 0.010797 | 677.586 | 0.00021618 | 891.6133 | 0.02634 | 677.586 | 0.00015348 | 891.6133 | 0.008978 | 891.3859 | 0.016394 | 1002.3345 | 0.027458 | 891.3859 | -0.0036649 | 1002.2881 | 0.00032174 | 1002.3345 | 0.068192 | 891.3859 | 0.0072786 | 891.6133 | 0.0079171
|  | 675.7949 | 0 | 891.854 | 0.0022519 | 891.6263 | -0.03894 | 675.7949 | 0 | 891.854 | -0.015673 | 891.6263 | -0.21809 | 891.6263 | #REF! | 677.7065 | 0.00047369 | 891.854 | 0 | 886.28 | -0.040062 | 891.854 | 0 | 675.7949 | 0.0051066 | 891.854 | 0 | 886.28 | -0.010843 | 891.854 | 0 | 886.28 | -0.0069881 | 891.854 | 0 | 677.7065 | 0.00043137 | 891.854 | 0 | 677.7065 | 0.00034687 | 891.854 | 0 | 891.6263 | -0.0281 | 1002.5031 | 0.024417 | 891.6263 | -0.031233 | 1002.4579 | 0 | 1002.5031 | 0.065266 | 891.6263 | -0.0079171 | 891.854 | 0.00093643
|  | 675.9188 | 0.0057434 | 892.0947 | 0.0044399 | 891.8668 | 0.0049549 | 675.9188 | 0.016717 | 892.0947 | 0.005658 | 891.8668 | 0.042411 | 891.8668 | #REF! | 677.8271 | 0.00023321 | 892.0947 | 0.025436 | 886.52 | 0.012714 | 892.0947 | 0.0206 | 675.9188 | 0.014609 | 892.0947 | 0.0079708 | 886.52 | 0.0024366 | 892.0947 | 0.0022662 | 886.52 | 0.0047948 | 892.0947 | 0.0014491 | 677.8271 | 0.00021882 | 892.0947 | 0.031017 | 677.8271 | 0.00019682 | 892.0947 | 0.0079647 | 891.8668 | 0.032173 | 1002.6716 | 0.032949 | 891.8668 | 0.034301 | 1002.6277 | 0.00053624 | 1002.6716 | 0.068332 | 891.8668 | 0.01411 | 892.0947 | 0.0075225
|  | 676.0426 | 0 | 892.3354 | -0.010781 | 892.1073 | -0.060954 | 676.0426 | 0 | 892.3354 | -0.014895 | 892.1073 | -0.087166 | 892.1073 | #REF! | 677.9478 | 0.00048524 | 892.3354 | 0 | 886.76 | -0.002159 | 892.3354 | 0 | 676.0426 | 0.0062611 | 892.3354 | 0 | 886.76 | -0.0032714 | 892.3354 | 0 | 886.76 | 0.0058659 | 892.3354 | 0 | 677.9478 | 0.00043946 | 892.3354 | 0 | 677.9478 | 0.00037034 | 892.3354 | 0 | 892.1073 | -0.044798 | 1002.8402 | 0.021376 | 892.1073 | -0.027714 | 1002.7974 | 0 | 1002.8402 | 0.06573 | 892.1073 | -0.0087471 | 892.3354 | -0.0013263
|  | 676.1665 | 0.001898 | 892.5761 | 0.024111 | 892.3478 | -0.012323 | 676.1665 | 0.004638 | 892.5761 | -0.006911 | 892.3478 | 0.061103 | 892.3478 | #REF! | 678.0684 | 0.00025314 | 892.5761 | 0.010493 | 887 | -0.018952 | 892.5761 | 0.022214 | 676.1665 | 0.0046625 | 892.5761 | 0.0080649 | 887 | 0.00057274 | 892.5761 | 0.0036978 | 887 | -0.010661 | 892.5761 | 0.004165 | 678.0684 | 0.00022113 | 892.5761 | 0.039584 | 678.0684 | 0.00017678 | 892.5761 | 0.0057197 | 892.3478 | 0.045001 | 1003.0087 | 0.025234 | 892.3478 | 0.025549 | 1002.9672 | 0.00053624 | 1003.0087 | 0.068796 | 892.3478 | 0.0034537 | 892.5761 | 0.0068782
|  | 676.2904 | 0 | 892.8168 | -0.0038489 | 892.5883 | -0.021638 | 676.2904 | 0 | 892.8168 | -0.010999 | 892.5883 | -0.11696 | 892.5883 | #REF! | 678.1889 | 0.00050349 | 892.8169 | 0 | 887.24 | -0.0064771 | 892.8169 | 0 | 676.2904 | 0.0057727 | 892.8169 | 0 | 887.24 | -0.0023395 | 892.8168 | 0 | 887.24 | -0.00086717 | 892.8169 | 0 | 678.1889 | 0.00042493 | 892.8169 | 0 | 678.1889 | 0.00036692 | 892.8168 | 0 | 892.5883 | -0.016973 | 1003.1773 | 0.028547 | 892.5883 | 0.018218 | 1003.137 | 0 | 1003.1773 | 0.066102 | 892.5883 | -0.0092579 | 892.8168 | 0.00040873
|  | 676.4143 | 0.0067788 | 893.0576 | 0.0047916 | 892.8288 | 0.0032679 | 676.4143 | 0.0099348 | 893.0576 | 0.0087112 | 892.8288 | 0.02446 | 892.8288 | #REF! | 678.3096 | 0.00025202 | 893.0576 | 0.027883 | 887.48 | 0.0035984 | 893.0576 | 0.025841 | 676.4143 | 0.0054174 | 893.0576 | 0.011172 | 887.48 | 0.0058149 | 893.0576 | 0.0041691 | 887.48 | -0.0017853 | 893.0576 | 0.00694 | 678.3096 | 0.00020908 | 893.0576 | 0.030199 | 678.3096 | 0.00019682 | 893.0576 | 0.0092534 | 892.8288 | 0.014788 | 1003.3458 | 0.025279 | 892.8288 | 0.0062888 | 1003.3067 | 0.00053624 | 1003.3458 | 0.068935 | 892.8288 | 0.013408 | 893.0576 | 0.0086351
|  | 676.5382 | 0 | 893.2983 | -0.013752 | 893.0693 | -0.0098265 | 676.5382 | 0 | 893.2983 | -0.021707 | 893.0693 | -0.16936 | 893.0693 | #REF! | 678.4302 | 0.00047369 | 893.2983 | 0 | 887.72 | -0.004558 | 893.2983 | 0 | 676.5382 | 0.0058615 | 893.2983 | 0 | 887.72 | -0.0064164 | 893.2983 | 0 | 887.72 | 0.0021933 | 893.2983 | 0 | 678.4302 | 0.00041106 | 893.2983 | 0 | 678.4302 | 0.00039038 | 893.2983 | 0 | 893.0693 | -0.013651 | 1003.5144 | 0.021694 | 893.0693 | -0.0096006 | 1003.4765 | 0 | 1003.5144 | 0.066334 | 893.0693 | -0.053504 | 893.2983 | 0.0015319
|  | 676.6622 | 0 | 893.5391 | 0.003152 | 893.3098 | 0.00036956 | 676.6622 | 0.018246 | 893.5391 | -0.0029144 | 893.3098 | 0.052492 | 893.3098 | #REF! | 678.5508 | 0.00022334 | 893.5391 | 0.023012 | 887.96 | -0.022789 | 893.5391 | 0.013449 | 676.6622 | 0.0076821 | 893.5391 | 0.0060959 | 887.96 | 0.00033976 | 893.5391 | 0.0050273 | 887.96 | 0.01061 | 893.5391 | 0.0045602 | 678.5508 | 0.00020842 | 893.5391 | 0.019969 | 678.5508 | 0.00019682 | 893.5391 | 0.011011 | 893.3098 | 0.027897 | 1003.6829 | 0.030907 | 893.3098 | 0.027012 | 1003.6463 | 0.0007506 | 1003.6829 | 0.069214 | 893.3098 | 0.0468 | 893.5391 | 0.0074057
|  | 676.7861 | 0 | 893.7798 | -0.029158 | 893.5503 | -0.018075 | 676.7861 | 0 | 893.7798 | -0.0041691 | 893.5503 | -0.1133 | 893.5503 | #REF! | 678.6714 | 0.00044724 | 893.7799 | 0 | 888.2 | -0.0088761 | 893.7799 | 0 | 676.7861 | 0.0023533 | 893.7799 | 0 | 888.2 | -0.007698 | 893.7798 | 0 | 888.2 | -0.010049 | 893.7799 | 0 | 678.6714 | 0.00040181 | 893.7799 | 0 | 678.6714 | 0.00037702 | 893.7799 | 0 | 893.5503 | -0.026064 | 1003.8515 | 0.033993 | 893.5503 | -0.027982 | 1003.8161 | 0 | 1003.8515 | 0.066892 | 893.5503 | -0.0077894 | 893.7798 | 0.00042187
|  | 676.9101 | 0.0072224 | 894.0206 | 0.0029398 | 893.7908 | -0.0050631 | 676.9101 | 0.011941 | 894.0206 | 0.0090351 | 893.7908 | 0.041528 | 893.7908 | #REF! | 678.792 | 0.00022502 | 894.0206 | 0.044462 | 888.44 | 0.0031186 | 894.0206 | 0.030132 | 676.9101 | 0.0080373 | 894.0206 | 0.00098062 | 888.44 | 0.0068633 | 894.0206 | 0.0051639 | 888.44 | 0.011069 | 894.0206 | 0.0060178 | 678.792 | 0.00020181 | 894.0206 | 0.053133 | 678.792 | 0.00018346 | 894.0206 | 0.0082036 | 893.7908 | 0.028915 | 1004.02 | 0.023282 | 893.7908 | 0.00062447 | 1003.9859 | 0.0007506 | 1004.02 | 0.069679 | 893.7908 | 0.016345 | 894.0206 | 0.0068179
|  | 677.034 | 0 | 894.2614 | -0.02147 | 894.0313 | -0.0064599 | 677.034 | 0 | 894.2614 | -0.0093948 | 894.0313 | -0.1369 | 894.0313 | #REF! | 678.9126 | 0.00044407 | 894.2614 | 0 | 888.68 | -0.00071969 | 894.2614 | 0 | 677.034 | 0.0089254 | 894.2614 | 0 | 888.68 | -0.0058343 | 894.2614 | 0 | 888.68 | 0.0014282 | 894.2614 | 0 | 678.9126 | 0.00038645 | 894.2614 | 0 | 678.9126 | 0.00039706 | 894.2614 | 0 | 894.0313 | -0.023621 | 1004.1886 | 0.026323 | 894.0313 | -0.0062074 | 1004.1557 | 0 | 1004.1886 | 0.067449 | 894.0313 | -0.010918 | 894.2614 | 0.00069881
|  | 677.158 | 0.0048561 | 894.5022 | 0.0082984 | 894.2719 | 0.0082889 | 677.158 | 0.0039755 | 894.5022 | -0.0017912 | 894.2719 | 0.046503 | 894.2719 | #REF! | 679.0332 | 0.00021905 | 894.5022 | 0.059097 | 888.92 | 0.025668 | 894.5022 | 0.013642 | 677.158 | 0.0083038 | 894.5022 | 0.013407 | 888.92 | 0.0010387 | 894.5022 | 0.0045572 | 888.92 | 0.0015813 | 894.5022 | 0.0093824 | 679.0332 | 0.00019042 | 894.5022 | 0.045588 | 679.0332 | 0.00021343 | 894.5022 | 0.010459 | 894.2719 | 0.01277 | 1004.3571 | 0.031452 | 894.2719 | 0.020997 | 1004.3254 | 0.0007506 | 1004.3571 | 0.070004 | 894.2719 | 0.013536 | 894.5022 | 0.0086955
|  | 677.282 | 0 | 894.743 | -0.022684 | 894.5124 | -0.036521 | 677.282 | 0 | 894.743 | -0.031093 | 894.5124 | -0.13085 | 894.5124 | #REF! | 679.1538 | 0.00044202 | 894.743 | 0 | 889.16 | -0.030466 | 894.743 | 0 | 677.282 | 0.0046181 | 894.743 | 0 | 889.16 | -0.0049022 | 894.743 | 0 | 889.16 | -0.0094364 | 894.743 | 0 | 679.1538 | 0.0003957 | 894.743 | 0 | 679.1538 | 0.00039706 | 894.743 | 0 | 894.5124 | -0.027082 | 1004.5257 | 0.028002 | 894.5124 | 0.0032414 | 1004.4952 | 0 | 1004.5257 | 0.067774 | 894.5124 | -0.011173 | 894.743 | -0.0027417
|  | 677.406 | 0.015475 | 894.9838 | 0.016151 | 894.753 | -0.033719 | 677.406 | 0.0097437 | 894.9838 | -0.00070537 | 894.753 | 0.046087 | 894.753 | #REF! | 679.2745 | 0.0002239 | 894.9838 | 0.030756 | 889.4 | -0.016073 | 894.9838 | 0.016809 | 677.406 | 0.016385 | 894.9838 | 0.0083907 | 889.4 | 0.0053486 | 894.9838 | 0.0035335 | 889.4 | -0.00010202 | 894.9838 | 0.0064501 | 679.2745 | 0.00021073 | 894.9838 | 0.025677 | 679.2745 | 0.00018346 | 894.9838 | 0.005915 | 894.753 | 0.016758 | 1004.6942 | 0.03422 | 894.753 | 0.039028 | 1004.665 | 0.00053624 | 1004.6942 | 0.070143 | 894.753 | 0.008811 | 894.9838 | 0.0082345
|  | 677.53 | 0 | 895.2246 | -0.015355 | 894.9935 | -0.0021573 | 677.53 | 0 | 895.2246 | -0.03661 | 894.9935 | -0.098384 | 894.9935 | #REF! | 679.3951 | 0.00045096 | 895.2246 | 0 | 889.64 | -0.02327 | 895.2246 | 0 | 677.53 | 0.0096803 | 895.2246 | 0 | 889.64 | 0.0048828 | 895.2246 | 0 | 889.64 | 0.0018873 | 895.2246 | 0 | 679.3951 | 0.00043632 | 895.2246 | 0 | 679.3951 | 0.00038696 | 895.2246 | 0 | 894.9935 | -0.036856 | 1004.8628 | 0.031179 | 894.9935 | 0.0042197 | 1004.8348 | 0 | 1004.8628 | 0.068053 | 894.9935 | -0.0046029 | 895.2246 | 0.0017657
|  | 677.654 | 0.010454 | 895.4654 | 0.0090078 | 895.2341 | 0.0098373 | 677.654 | 0.013756 | 895.4654 | 0.012852 | 895.2341 | -0.029771 | 895.2341 | #REF! | 679.5157 | 0.00022818 | 895.4654 | 0.028317 | 889.88 | 0.0064771 | 895.4654 | 0.02544 | 677.654 | 0.0072824 | 895.4654 | 0.0064404 | 889.88 | 0.0013882 | 895.4654 | 0.0063089 | 889.88 | 0.0093854 | 895.4654 | 0.010504 | 679.5157 | 0.00022956 | 895.4654 | 0.033093 | 679.5157 | 0.0002035 | 895.4654 | 0.0068092 | 895.2341 | 0.016595 | 1005.0313 | 0.038214 | 895.2341 | 0.026866 | 1005.0046 | 0.00053624 | 1005.0313 | 0.070329 | 895.2341 | 0.016026 | 895.4654 | 0.0081279
|  | 677.778 | 0 | 895.7062 | -0.0017799 | 895.4746 | -0.039853 | 677.778 | 0 | 895.7062 | -0.032247 | 895.4746 | -0.099843 | 895.4746 | #REF! | 679.6363 | 0.00043848 | 895.7062 | 0 | 890.12 | -0.012714 | 895.7062 | 0 | 677.778 | 0 | 895.7062 | 0 | 890.12 | -0.001524 | 895.7062 | 0 | 890.12 | 0.00035706 | 895.7062 | 0 | 679.6363 | 0.00042906 | 895.7062 | 0 | 679.6363 | 0.000407 | 895.7062 | 0 | 895.4746 | -0.024028 | 1005.1999 | 0.027503 | 895.4746 | -0.014126 | 1005.1744 | 7.1499e-05 | 1005.1999 | 0.068517 | 895.4746 | -0.0011068 | 895.7062 | 0.00099771
|  | 677.902 | 0.0083961 | 895.947 | 0.021494 | 895.7152 | 0.0066269 | 677.902 | 0.015762 | 895.947 | -0.0053116 | 895.7152 | 0.064274 | 895.7152 | #REF! | 679.7569 | 0.00021328 | 895.947 | 0.030175 | 890.36 | -0.0035984 | 895.947 | 0.01976 | 677.902 | 0.0090586 | 895.947 | 0.0079465 | 890.36 | -0.00059213 | 895.947 | 0.004021 | 890.36 | -0.0025504 | 895.947 | 0.014055 | 679.7569 | 0.00020181 | 895.947 | 0.039374 | 679.7569 | 0.00020675 | 895.947 | 0.0064489 | 895.7152 | 0.011015 | 1005.3684 | 0.029682 | 895.7152 | 0.034267 | 1005.3442 | 0.00053624 | 1005.3684 | 0.070515 | 895.7152 | 0.0084917 | 895.947 | 0.008383
|  | 678.0261 | 0 | 896.1879 | 0.0073134 | 895.9558 | -0.046778 | 678.0261 | 0 | 896.1879 | -0.028648 | 895.9558 | -0.084278 | 895.9558 | #REF! | 679.8776 | 0.00045357 | 896.1879 | 0 | 890.6 | 0.0011995 | 896.1879 | 0 | 678.0261 | 0.0090142 | 896.1879 | 0 | 890.6 | -0.0061837 | 896.1879 | 0 | 890.6 | -0.0010202 | 896.1879 | 0 | 679.8776 | 0.00043451 | 896.1879 | 0 | 679.8776 | 0.00041025 | 896.1879 | 0 | 895.9558 | -0.048056 | 1005.537 | 0.018971 | 895.9558 | 0.035258 | 1005.514 | 0 | 1005.537 | 0.06861 | 895.9558 | -0.0090664 | 896.1879 | -3.763e-05
|  | 678.1501 | 0.0013064 | 896.4287 | -0.00018491 | 896.1964 | -0.0093622 | 678.1501 | 0.019678 | 896.4287 | 0.009694 | 896.1964 | 0.059506 | 896.1964 | #REF! | 679.9982 | 0.00024253 | 896.4287 | 0.030499 | 890.84 | -0.020872 | 896.4287 | 0.025816 | 678.1501 | 0.0016175 | 896.4287 | 0.0048268 | 890.84 | -0.0059506 | 896.4287 | 0.0014326 | 890.84 | 0.0054069 | 896.4287 | 0.0029324 | 679.9982 | 0.00023418 | 896.4287 | 0.009181 | 679.9982 | 0.00020675 | 896.4287 | 0.0063821 | 896.1964 | 0.029322 | 1005.7055 | 0.035854 | 896.1964 | 0.029253 | 1005.6838 | 0.00010725 | 1005.7055 | 0.070283 | 896.1964 | 0.014493 | 896.4287 | 0.007356
|  | 678.2742 | 0 | 896.6696 | -0.026409 | 896.437 | -0.014413 | 678.2742 | 0 | 896.6696 | -0.023132 | 896.437 | -0.085296 | 896.437 | #REF! | 680.1188 | 0.00047574 | 896.6696 | 0 | 891.08 | -0.020391 | 896.6696 | 0 | 678.2742 | 0.0036139 | 896.6696 | 0 | 891.08 | -0.0059506 | 896.6696 | 0 | 891.08 | -0.00086717 | 896.6696 | 0 | 680.1188 | 0.00043715 | 896.6696 | 0 | 680.1188 | 0.00038696 | 896.6696 | 0 | 896.437 | -0.028711 | 1005.8741 | 0.028002 | 896.437 | -0.014021 | 1005.8536 | 0 | 1005.8741 | 0.06875 | 896.437 | -0.0066402 | 896.6696 | -0.00033058
|  | 678.3982 | 0.0085608 | 896.9104 | 0.0075843 | 896.6776 | 0.0020859 | 678.3982 | 0.0061289 | 896.9104 | -0.0088787 | 896.6776 | 0.066473 | 896.6776 | #REF! | 680.2394 | 0.00023582 | 896.9104 | 0.046999 | 891.32 | 0.02327 | 896.9104 | 0.014336 | 678.3982 | 0.0078153 | 896.9104 | 0.0057967 | 891.32 | 0.0041839 | 896.9104 | 0.011418 | 891.32 | -0.00056109 | 896.9104 | 0.012464 | 680.2394 | 0.00020611 | 896.9104 | 0.031882 | 680.2394 | 0.00018346 | 896.9104 | 0.009533 | 896.6776 | 0.030137 | 1006.0426 | 0.026596 | 896.6776 | 0.032617 | 1006.0234 | 0.00032174 | 1006.0426 | 0.070376 | 896.6776 | 0.012897 | 896.9104 | 0.0068364
|  | 678.5223 | 0 | 897.1513 | -0.017112 | 896.9182 | -0.028998 | 678.5223 | 0 | 897.1513 | -0.025615 | 896.9182 | -0.070808 | 896.9182 | #REF! | 680.3601 | 0.00046233 | 897.1513 | 0 | 891.56 | 0.0016793 | 897.1513 | 0 | 678.5223 | 0.0061279 | 897.1513 | 0 | 891.56 | -0.010261 | 897.1513 | 0 | 891.56 | -0.0017853 | 897.1513 | 0 | 680.3601 | 0.00041172 | 897.1513 | 0 | 680.3601 | 0.00037702 | 897.1513 | 0 | 896.9182 | -0.033395 | 1006.2112 | 0.030226 | 896.9182 | -0.0095365 | 1006.1932 | 0 | 1006.2112 | 0.068843 | 896.9182 | -0.014685 | 897.1513 | -0.0016807
|  | 678.6464 | 0.00071483 | 897.3922 | 0.011584 | 897.1588 | -0.010692 | 678.6464 | 0.022735 | 897.3922 | 0.00027044 | 897.1588 | 0.011904 | 897.1588 | #REF! | 680.4807 | 0.00022893 | 897.3922 | 0.024468 | 891.8 | 0.0074367 | 897.3922 | 0.029024 | 678.6464 | 0.012833 | 897.3922 | 0.0048668 | 891.8 | 0.00033976 | 897.3922 | 0.0022564 | 891.8 | 0.0023464 | 897.3922 | 0.0095285 | 680.4807 | 0.00020875 | 897.3922 | 0.02715 | 680.4807 | 0.00019357 | 897.3922 | 0.0035287 | 897.1588 | 0.039707 | 1006.3798 | 0.028819 | 897.1588 | 0.011522 | 1006.363 | 0.0007506 | 1006.3798 | 0.070097 | 897.1588 | 0.015323 | 897.3922 | 0.0074446
|  | 678.7705 | 0 | 897.6331 | -0.022007 | 897.3994 | -0.045442 | 678.7705 | 0 | 897.6331 | -0.024187 | 897.3994 | -0.17608 | 897.3994 | #REF! | 680.6013 | 0.00047276 | 897.633 | 0 | 892.04 | -0.020391 | 897.633 | 0 | 678.7705 | 0.00058834 | 897.633 | 0 | 892.04 | 0.0038344 | 897.6331 | 0 | 892.04 | 0.00051009 | 897.633 | 0 | 680.6013 | 0.00041188 | 897.633 | 0 | 680.6013 | 0.00037702 | 897.6331 | 0 | 897.3994 | -0.031155 | 1006.5483 | 0.027685 | 897.3994 | 0.00101 | 1006.5328 | 0 | 1006.5483 | 0.068703 | 897.3994 | -0.007534 | 897.6331 | -0.00053263
|  | 678.8946 | 0.0026375 | 897.874 | -0.0057408 | 897.64 | 0.006646 | 678.8946 | 0.0091104 | 897.874 | -6.4833e-05 | 897.64 | -0.029394 | 897.64 | #REF! | 680.7219 | 0.00024588 | 897.8739 | 0.03983 | 892.28 | 0.017032 | 897.8739 | 0.018664 | 678.8946 | 0.0087922 | 897.8739 | 0.012259 | 892.28 | 0.0074455 | 897.874 | 0.004776 | 892.28 | 0.0054069 | 897.8739 | 0.0080695 | 680.7219 | 0.00020644 | 897.8739 | 0.02535 | 680.7219 | 0.00018346 | 897.874 | 0.0099817 | 897.64 | 0.057219 | 1006.7169 | 0.027458 | 897.64 | 0.0083923 | 1006.7026 | 0.00053624 | 1006.7169 | 0.069446 | 897.64 | 0.0032087 | 897.874 | 0.0081111
|  | 679.0187 | 0 | 898.1148 | -0.019422 | 897.8806 | -0.02527 | 679.0187 | 0 | 898.1148 | -0.017213 | 897.8806 | -0.10343 | 897.8806 | #REF! | 680.8426 | 0.00048002 | 898.1148 | 0 | 892.52 | -0.022311 | 898.1148 | 0 | 679.0187 | 0 | 898.1148 | 0 | 892.52 | 0.003485 | 898.1148 | 0 | 892.52 | 0.01061 | 898.1148 | 0 | 680.8426 | 0.00040412 | 898.1148 | 0 | 680.8426 | 0.00035698 | 898.1148 | 0 | 897.8806 | -0.031562 | 1006.8854 | 0.024236 | 897.8806 | -0.012601 | 1006.8725 | 0 | 1006.8854 | 0.068332 | 897.8806 | 0.0003772 | 898.1148 | -0.00015643
|  | 679.1429 | 0.0081099 | 898.3557 | -0.012263 | 898.1213 | -0.0052323 | 679.1429 | 0.016048 | 898.3557 | -0.014909 | 898.1213 | 0.018031 | 898.1213 | #REF! | 680.9632 | 0.00023675 | 898.3557 | 0.0252 | 892.76 | -0.0002399 | 898.3557 | 0.01394 | 679.1429 | 0.01159 | 898.3557 | 0.0069665 | 892.76 | -0.0057175 | 898.3557 | 0.0033046 | 892.76 | -0.0025504 | 898.3557 | 0.013292 | 680.9632 | 0.00020148 | 898.3557 | 0.038976 | 680.9632 | 0.00017678 | 898.3557 | 0.0054808 | 898.1213 | 0.029729 | 1007.054 | 0.033993 | 898.1213 | -0.0011215 | 1007.0423 | 0.00053624 | 1007.054 | 0.069354 | 898.1213 | 0.015579 | 898.3557 | 0.0080811
|  | 679.267 | 0 | 898.5966 | -0.010738 | 898.3619 | -0.004579 | 679.267 | 0 | 898.5966 | -0.012142 | 898.3619 | -0.16126 | 898.3619 | #REF! | 681.0839 | 0.00045786 | 898.5966 | 0 | 893 | -0.032866 | 898.5966 | 0 | 679.267 | 0 | 898.5966 | 0 | 893 | -0.0018735 | 898.5966 | 0 | 893 | -0.0020913 | 898.5966 | 0 | 681.0839 | 0.00040528 | 898.5966 | 0 | 681.0839 | 0.00039038 | 898.5966 | 0 | 898.3619 | -0.023824 | 1007.2225 | 0.020332 | 898.3619 | 0.010115 | 1007.2121 | 0 | 1007.2225 | 0.068657 | 898.3619 | -0.004822 | 898.5966 | -0.00032004
|  | 679.3912 | 0.007814 | 898.8376 | 0.020128 | 898.6026 | -0.028084 | 679.3912 | 0.011941 | 898.8376 | 0.019559 | 898.6026 | -0.064968 | 898.6026 | #REF! | 681.2045 | 0.00022241 | 898.8376 | 0.024293 | 893.24 | -0.0083963 | 898.8376 | 0.014139 | 679.3912 | 0.0031299 | 898.8376 | 0.0088426 | 893.24 | -0.0079311 | 898.8376 | 0 | 893.24 | -0.0022444 | 898.8376 | 0.0048953 | 681.2045 | 0.00020677 | 898.8376 | 0.06153 | 681.2045 | 0.00021686 | 898.8376 | 0.002888 | 898.6026 | 0.025453 | 1007.3911 | 0.024644 | 898.6026 | 0.021276 | 1007.3819 | 0.00053624 | 1007.3911 | 0.069307 | 898.6026 | 0.008811 | 898.8376 | 0.0092753
|  | 679.5153 | 0 | 899.0785 | -0.013486 | 898.8432 | -0.043126 | 679.5153 | 0 | 899.0785 | -0.015253 | 898.8432 | -0.1213 | 898.8432 | #REF! | 681.3251 | 0.00047928 | 899.0785 | 0 | 893.48 | -0.011275 | 899.0785 | 0 | 679.5153 | 0.0012187 | 899.0785 | 0 | 893.48 | -0.0054848 | 899.0785 | 0 | 893.48 | -0.0028565 | 899.0785 | 0 | 681.3251 | 0.00038909 | 899.0785 | 0 | 681.3251 | 0.00039535 | 899.0785 | 0 | 898.8432 | -0.070455 | 1007.5597 | 0.019243 | 898.8432 | -0.0085669 | 1007.5517 | 0 | 1007.5597 | 0.068053 | 898.8432 | -0.01443 | 899.0785 | -0.00019287
|  | 679.6395 | 0.0072224 | 899.3194 | 0.036847 | 899.0839 | -0.0010683 | 679.6395 | 0.0094417 | 899.3194 | 0.011915 | 899.0839 | -0.015797 | 899.0839 | #REF! | 681.4458 | 0.00025892 | 899.3194 | 0.050308 | 893.73 | -0.011275 | 899.3194 | 0.014718 | 679.6395 | 0.010702 | 899.3194 | 0.006331 | 893.73 | -0.00070865 | 899.3194 | 0.0034615 | 893.73 | -0.0011732 | 899.3194 | 0.014729 | 681.4458 | 0.00018678 | 899.3194 | 0.03176 | 681.4458 | 0.00018175 | 899.3194 | 0.0083721 | 899.0839 | 0.019678 | 1007.7282 | 0.041028 | 899.0839 | -0.012982 | 1007.7216 | 0.00053624 | 1007.7282 | 0.068332 | 899.0839 | 0.010279 | 899.3194 | 0.0073193
|  | 679.7637 | 0 | 899.5604 | -0.018055 | 899.3246 | -0.031565 | 679.7637 | 0 | 899.5604 | -0.020581 | 899.3246 | -0.1162 | 899.3246 | #REF! | 681.5664 | 0.00048971 | 899.5604 | 0 | 893.97 | -0.028548 | 899.5604 | 0 | 679.7637 | 0.0051066 | 899.5604 | 0 | 893.97 | -0.0018735 | 899.5604 | 0 | 893.97 | -0.0028565 | 899.5604 | 0 | 681.5664 | 0.00039751 | 899.5604 | 0 | 681.5664 | 0.00033523 | 899.5604 | 0 | 899.3246 | -0.029729 | 1007.8968 | 0.023237 | 899.3246 | 0.013776 | 1007.8914 | 0 | 1007.8968 | 0.067495 | 899.3246 | -0.0095772 | 899.5604 | -0.0013807
|  | 679.8878 | 0.0057434 | 899.8013 | 0.029456 | 899.5652 | 0.0070167 | 679.8878 | 0.018246 | 899.8013 | 0.01654 | 899.5652 | -0.0013032 | 899.5652 | #REF! | 681.6871 | 0.00023247 | 899.8013 | 0.016585 | 894.21 | -0.00071969 | 899.8013 | 0.029269 | 679.8878 | 0.0059059 | 899.8013 | 0.0070154 | 894.21 | 0.010358 | 899.8013 | 0.0044736 | 894.21 | -0.00010202 | 899.8013 | 0.012441 | 681.6871 | 0.00021304 | 899.8013 | 0.017966 | 681.6871 | 0.00015348 | 899.8013 | 0.0071809 | 899.5652 | 0.020363 | 1008.0653 | 0.029364 | 899.5652 | 0.019972 | 1008.0612 | 0.00053624 | 1008.0653 | 0.067635 | 899.5652 | 0.01941 | 899.8013 | 0.0079269
|  | 680.012 | 0 | 900.0422 | -0.012508 | 899.8059 | -0.026814 | 680.012 | 0 | 900.0422 | -0.024807 | 899.8059 | -0.12859 | 899.8059 | #REF! | 681.8077 | 0.00047835 | 900.0423 | 0 | 894.45 | -0.004558 | 900.0423 | 0 | 680.012 | 0.00374 | 900.0423 | 0 | 894.45 | 0.0080281 | 900.0422 | 0 | 894.45 | -0.0043867 | 900.0423 | 0 | 681.8077 | 0.00044491 | 900.0423 | 0 | 681.8077 | 0.00036692 | 900.0422 | 0 | 899.8059 | -0.049685 | 1008.2339 | 0.024553 | 899.8059 | 0.0024914 | 1008.2311 | 0 | 1008.2339 | 0.067077 | 899.8059 | -0.058612 | 900.0422 | 0.00070504
|  | 680.1363 | 0.0047082 | 900.2832 | 0.016669 | 900.0466 | -0.0050461 | 680.1363 | 0.013565 | 900.2832 | -0.0024248 | 900.0466 | 0.083966 | 900.0466 | #REF! | 681.9284 | 0.00024755 | 900.2832 | 0.049969 | 894.69 | -0.011755 | 900.2832 | 0.022649 | 680.1363 | 0.0076821 | 900.2832 | 0.0099843 | 894.69 | -0.0057175 | 900.2832 | 0.0036517 | 894.69 | -0.0027035 | 900.2832 | 0.0087966 | 681.9284 | 0.00023649 | 900.2832 | 0.036523 | 681.9284 | 0.00021686 | 900.2832 | 0.003165 | 900.0466 | 0.017969 | 1008.4025 | 0.027231 | 900.0466 | 0.0048448 | 1008.4009 | 0.0007506 | 1008.4025 | 0.067263 | 900.0466 | 0.056505 | 900.2832 | 0.0072065
|  | 680.2605 | 0 | 900.5242 | -0.010421 | 900.2873 | -0.012848 | 680.2605 | 0 | 900.5242 | -0.025343 | 900.2873 | -0.15204 | 900.2873 | #REF! | 682.049 | 0.00050685 | 900.5242 | 0 | 894.93 | 0.00071969 | 900.5242 | 0 | 680.2605 | 0 | 900.5242 | 0 | 894.93 | 0.0033685 | 900.5242 | 0 | 894.93 | 0.0023464 | 900.5242 | 0 | 682.049 | 0.00044987 | 900.5242 | 0 | 682.049 | 0.00042036 | 900.5242 | 0 | 900.2873 | -0.042354 | 1008.571 | 0.027186 | 900.2873 | -0.021732 | 1008.5707 | 0 | 1008.571 | 0.066799 | 900.2873 | -0.011046 | 900.5242 | 0.00053178
|  | 680.3847 | 0.012265 | 900.7651 | -0.0035994 | 900.528 | -0.0065887 | 680.3847 | 0.015284 | 900.7651 | -0.0061265 | 900.528 | 0.035583 | 900.528 | #REF! | 682.1697 | 0.00026283 | 900.7652 | 0.02363 | 895.17 | 0.004558 | 900.7652 | 0.024384 | 680.3847 | 0.006794 | 900.7652 | 0.0063215 | 895.17 | -0.00035917 | 900.7651 | 0.0013189 | 895.17 | -0.00025504 | 900.7652 | 0.010344 | 682.1697 | 0.00021717 | 900.7652 | 0.028068 | 682.1697 | 0.00020675 | 900.7651 | 0.010552 | 900.528 | 0.015063 | 1008.7396 | 0.034629 | 900.528 | 0.021304 | 1008.7406 | 0.0007506 | 1008.7396 | 0.066799 | 900.528 | 0.010599 | 900.7651 | 0.0075296
|  | 680.5089 | 0 | 901.0062 | -0.010051 | 900.7687 | -0.050769 | 680.5089 | 0 | 901.0062 | -0.021871 | 900.7687 | -0.21148 | 900.7687 | #REF! | 682.2903 | 0.0005074 | 901.0061 | 0 | 895.41 | -0.0064771 | 901.0061 | 0 | 680.5089 | 0.0014708 | 901.0061 | 0 | 895.41 | -0.00094161 | 901.0062 | 0 | 895.41 | -0.0043867 | 901.0061 | 0 | 682.2903 | 0.00042906 | 901.0061 | 0 | 682.2903 | 0.00034687 | 901.0062 | 0 | 900.7687 | -0.054368 | 1008.9081 | 0.032859 | 900.7687 | -0.042235 | 1008.9104 | 0 | 1008.9081 | 0.066241 | 900.7687 | -0.0045993 | 901.0062 | 0.0012773
|  | 680.6332 | 0.0072224 | 901.2471 | 0.021022 | 901.0094 | 0.012724 | 680.6332 | 0.011463 | 901.2471 | 0.016213 | 901.0094 | -0.024361 | 901.0094 | #REF! | 682.411 | 0.00024718 | 901.2471 | 0.037913 | 895.65 | 0.017512 | 901.2471 | 0.029707 | 680.6332 | 0.0047513 | 901.2471 | 0.010897 | 895.65 | 0.0015046 | 901.2471 | 0.0029799 | 895.65 | -0.0094364 | 901.2471 | 0.006605 | 682.411 | 0.00021486 | 901.2471 | 0.022168 | 682.411 | 0.00014337 | 901.2471 | 0.009099 | 901.0094 | 0.043576 | 1009.0767 | 0.026187 | 901.0094 | 0.027566 | 1009.0802 | 0.00053624 | 1009.0767 | 0.066055 | 901.0094 | 0.023624 | 901.2471 | 0.0094229
|  | 680.7574 | 0 | 901.4882 | 0.0038729 | 901.2501 | -0.031081 | 680.7574 | 0 | 901.4882 | -0.0083654 | 901.2501 | -0.10713 | 901.2501 | #REF! | 682.5316 | 0.00047779 | 901.4881 | 0 | 895.89 | -0.010795 | 901.4881 | 0 | 680.7574 | 0.0044849 | 901.4881 | 0 | 895.89 | -0.0025725 | 901.4882 | 0 | 895.89 | -0.0023974 | 901.4881 | 0 | 682.5316 | 0.00042328 | 901.4881 | 0 | 682.5316 | 0.00030696 | 901.4882 | 0 | 901.2501 | -0.036856 | 1009.2453 | 0.027594 | 901.2501 | 0.011227 | 1009.2501 | 0 | 1009.2453 | 0.065591 | 901.2501 | -0.0092579 | 901.4882 | -0.0013805
|  | 680.8817 | 0.0089723 | 901.7291 | -0.0084073 | 901.4909 | -0.00035136 | 680.8817 | 0.013087 | 901.7291 | 0.0047201 | 901.4909 | -0.010324 | 901.4909 | #REF! | 682.6523 | 0.0002334 | 901.7291 | 0.040633 | 896.13 | -0.02135 | 901.7291 | 0.019969 | 680.8817 | 0.013322 | 901.7291 | 0.0060476 | 896.13 | -0.00035917 | 901.7291 | 0.0026307 | 896.13 | 0.0032646 | 901.7291 | 0.0078747 | 682.6523 | 0.00020924 | 901.7291 | 0.037771 | 682.6523 | 0.00016342 | 901.7291 | 0.0086624 | 901.4909 | 0.025453 | 1009.4138 | 0.034538 | 901.4909 | -0.014847 | 1009.4199 | 0.0007506 | 1009.4138 | 0.065173 | 901.4909 | 0.01194 | 901.7291 | 0.0097486
|  | 681.006 | 0 | 901.9702 | -0.012654 | 901.7316 | -0.010135 | 681.006 | 0 | 901.9702 | -0.018235 | 901.7316 | -0.085489 | 901.7316 | #REF! | 682.773 | 0.0004545 | 901.9702 | 0 | 896.37 | 0.0098357 | 901.9702 | 0 | 681.006 | 0.0067496 | 901.9702 | 0 | 896.37 | -0.0016406 | 901.9702 | 0 | 896.37 | -0.0042337 | 901.9702 | 0 | 682.773 | 0.00042361 | 901.9702 | 0 | 682.773 | 0.00038696 | 901.9701 | 0 | 901.7316 | -0.035227 | 1009.5824 | 0.031996 | 901.7316 | -0.0085167 | 1009.5898 | 0 | 1009.5824 | 0.064894 | 901.7316 | -0.0038701 | 901.9702 | 0.0021698
|  | 681.1303 | 0.0072224 | 902.2112 | 0.015135 | 901.9723 | -0.021011 | 681.1303 | 0.013374 | 902.2112 | -0.0055886 | 901.9723 | -0.0091667 | 901.9723 | #REF! | 682.8936 | 0.00022725 | 902.2112 | 0.0081226 | 896.61 | 0.024228 | 902.2112 | 0.022152 | 681.1303 | 0.014476 | 902.2112 | 0.0017391 | 896.61 | -0.002456 | 902.2112 | 0.0019998 | 896.61 | -0.0079064 | 902.2112 | 0.0087449 | 682.8936 | 0.00021486 | 902.2112 | 0.031122 | 682.8936 | 0.00022354 | 902.2112 | 0.0080905 | 901.9723 | 0.026675 | 1009.7509 | 0.029364 | 901.9723 | -0.014713 | 1009.7596 | 0.00053624 | 1009.7509 | 0.064058 | 901.9723 | 0.0052938 | 902.2112 | 0.0075126
|  | 681.2546 | 0 | 902.4522 | 0.012026 | 902.2131 | -0.001025 | 681.2546 | 0 | 902.4522 | -0.012754 | 902.2131 | -0.20651 | 902.2131 | #REF! | 683.0143 | 0.00043811 | 902.4522 | 0 | 896.85 | -0.019431 | 902.4522 | 0 | 681.2546 | 0.0057727 | 902.4522 | 0 | 896.85 | -0.012241 | 902.4522 | 0 | 896.85 | -0.0048458 | 902.4522 | 0 | 683.0143 | 0.00042708 | 902.4522 | 0 | 683.0143 | 0.00038696 | 902.4522 | 0 | 902.2131 | -0.033802 | 1009.9195 | 0.030317 | 902.2131 | 0.00042177 | 1009.9295 | 0 | 1009.9195 | 0.063919 | 902.2131 | -0.010663 | 902.4522 | 0.00016761
|  | 681.3789 | 0.0081099 | 902.6932 | 0.007293 | 902.4538 | -0.0087354 | 681.3789 | 0.0084479 | 902.6932 | 0.0044135 | 902.4538 | 0.082082 | 902.4538 | #REF! | 683.1349 | 0.00021719 | 902.6932 | 0.038528 | 897.09 | -0.016073 | 902.6932 | 0.013856 | 681.3789 | 0.008659 | 902.6932 | 0.010285 | 897.09 | -0.0023395 | 902.6932 | 0.0036604 | 897.09 | 0.0080083 | 902.6932 | 0.0042435 | 683.1349 | 0.00021387 | 902.6932 | 0.05419 | 683.1349 | 0.00017849 | 902.6932 | 0.0029453 | 902.4538 | 0.057626 | 1010.0881 | 0.031452 | 902.4538 | 0.006232 | 1010.0993 | 0.00053624 | 1010.0881 | 0.062943 | 902.4538 | 0.0098964 | 902.6932 | 0.0062418
|  | 681.5032 | 0 | 902.9343 | -0.0065167 | 902.6946 | -0.025275 | 681.5032 | 0 | 902.9343 | -0.010895 | 902.6946 | -0.1382 | 902.6946 | #REF! | 683.2556 | 0.00044444 | 902.9343 | 0 | 897.33 | 0.017032 | 902.9343 | 0 | 681.5032 | 0.0062611 | 902.9343 | 0 | 897.33 | -0.005368 | 902.9343 | 0 | 897.33 | -0.0007141 | 902.9343 | 0 | 683.2556 | 0.00042988 | 902.9343 | 0 | 683.2556 | 0.00036195 | 902.9343 | 0 | 902.6946 | -0.040725 | 1010.2566 | 0.030136 | 902.6946 | -0.025907 | 1010.2692 | 0 | 1010.2566 | 0.063547 | 902.6946 | -0.013791 | 902.9343 | 0.00022434
|  | 681.6276 | 0.0072224 | 903.1754 | 0.017863 | 902.9354 | -0.0050999 | 681.6276 | 0.013087 | 903.1754 | -0.034436 | 902.9354 | 0.065444 | 902.9354 | #REF! | 683.3763 | 0.00023712 | 903.1753 | 0.036336 | 897.57 | 0.02327 | 903.1753 | 0.024562 | 681.6276 | 0.0045293 | 903.1753 | 0.0047037 | 897.57 | 0.0052322 | 903.1754 | 0.0041282 | 897.57 | 0.00709 | 903.1753 | 0.0011036 | 683.3763 | 0.00021767 | 903.1753 | 0.019913 | 683.3763 | 0.00020179 | 903.1753 | 0.0071384 | 902.9353 | 0.02077 | 1010.4252 | 0.022602 | 902.9354 | 0.0094962 | 1010.439 | 0.0007506 | 1010.4252 | 0.062804 | 902.9353 | 0.015707 | 903.1754 | 0.0073851
|  | 681.7519 | 0 | 903.4164 | -0.0077999 | 903.1761 | -0.045911 | 681.7519 | 0 | 903.4164 | -0.01935 | 903.1761 | -0.18437 | 903.1761 | #REF! | 683.4969 | 0.00046698 | 903.4164 | 0 | 897.81 | -0.015593 | 903.4164 | 0 | 681.7519 | 0.0067496 | 903.4164 | 0 | 897.81 | -0.014221 | 903.4164 | 0 | 897.81 | -0.007141 | 903.4164 | 0 | 683.4969 | 0.00038562 | 903.4164 | 0 | 683.4969 | 0.00040032 | 903.4164 | 0 | 903.1761 | -0.051314 | 1010.5938 | 0.038532 | 903.1761 | 0.0098573 | 1010.6089 | 0 | 1010.5938 | 0.063082 | 903.1761 | -0.002896 | 903.4164 | 0.0011269
|  | 681.8762 | 0.0045602 | 903.6575 | 0.0269 | 903.4169 | -0.0031298 | 681.8762 | 0.012896 | 903.6575 | 0.0069149 | 903.4169 | 0.04935 | 903.4169 | #REF! | 683.6176 | 0.00023452 | 903.6575 | 0.023327 | 898.05 | 0.0059973 | 903.6575 | 0.023378 | 681.8762 | 0.0063943 | 903.6575 | 0.011397 | 898.05 | 0.00010678 | 903.6575 | 0.0029198 | 898.05 | -0.00025504 | 903.6575 | 0.0086214 | 683.6176 | 0.00017225 | 903.6575 | 0.02458 | 683.6176 | 0.00021686 | 903.6575 | 0.0079637 | 903.4169 | 0.053757 | 1010.7623 | 0.021286 | 903.4169 | 0.019772 | 1010.7788 | 0.00053624 | 1010.7623 | 0.061689 | 903.4169 | 0.011493 | 903.6575 | 0.0083738
|  | 682.0006 | 0 | 903.8986 | -0.0077747 | 903.6577 | -0.032382 | 682.0006 | 0 | 903.8986 | -0.018662 | 903.6577 | -0.1027 | 903.6577 | #REF! | 683.7383 | 0.00047909 | 903.8985 | 0 | 898.29 | -0.0093559 | 903.8985 | 0 | 682.0006 | 0.0095471 | 903.8985 | 0 | 898.29 | -0.0060669 | 903.8986 | 0 | 898.29 | -0.0049988 | 903.8985 | 0 | 683.7383 | 0.00036911 | 903.8985 | 0 | 683.7383 | 0.00041693 | 903.8986 | 0 | 903.6577 | -0.034006 | 1010.9309 | 0.028411 | 903.6577 | 0.010353 | 1010.9486 | 0 | 1010.9309 | 0.061364 | 903.6577 | -0.0053161 | 903.8986 | -0.0011184
|  | 682.125 | 0.0027855 | 904.1396 | 0.015701 | 903.8985 | -0.015071 | 682.125 | 0.01089 | 904.1396 | 0.0055323 | 903.8985 | 0.09496 | 903.8985 | #REF! | 683.8589 | 0.00024904 | 904.1396 | 0.01396 | 898.53 | 0.0035984 | 904.1396 | 0.013428 | 682.125 | 0.013322 | 904.1396 | 0.0037792 | 898.53 | 0.002786 | 904.1396 | 0.0036763 | 898.53 | 0.0017343 | 904.1396 | 0.0026833 | 683.8589 | 0.0002 | 904.1396 | 0.0399 | 683.8589 | 0.0002035 | 904.1396 | 0.0088687 | 903.8985 | 0.00037168 | 1011.0995 | 0.022193 | 903.8985 | 0.041722 | 1011.1185 | 0.00053624 | 1011.0995 | 0.060528 | 903.8985 | 0.014366 | 904.1396 | 0.0057779
|  | 682.2494 | 0 | 904.3807 | 0.0096135 | 904.1393 | -0.0055117 | 682.2494 | 0 | 904.3807 | -0.018253 | 904.1393 | -0.18963 | 904.1393 | #REF! | 683.9796 | 0.00050871 | 904.3807 | 0 | 898.77 | 0.0050378 | 904.3807 | 0 | 682.2494 | 0.0009665 | 904.3807 | 0 | 898.77 | 0.003485 | 904.3807 | 0 | 898.77 | 0.0040296 | 904.3807 | 0 | 683.9796 | 0.00043054 | 904.3807 | 0 | 683.9796 | 0.00039706 | 904.3807 | 0 | 904.1393 | -0.048056 | 1011.268 | 0.04652 | 904.1393 | -0.012879 | 1011.2884 | 0 | 1011.268 | 0.060481 | 904.1393 | -0.0090664 | 904.3807 | -0.00097683
|  | 682.3737 | 0.0017502 | 904.6218 | -0.00088825 | 904.3801 | -0.014945 | 682.3737 | 0.015571 | 904.6218 | 0.013228 | 904.3801 | 0.0092827 | 904.3801 | #REF! | 684.1003 | 0.00026097 | 904.6218 | 0.053058 | 899.01 | 0.012235 | 904.6218 | 0.012423 | 682.3737 | 0.0038861 | 904.6218 | 0.0039366 | 899.01 | -0.005368 | 904.6218 | 0.0013178 | 899.01 | -0.0013262 | 904.6218 | 0.013965 | 684.1003 | 0.00023418 | 904.6218 | 0.052602 | 684.1003 | 0.00019357 | 904.6218 | 0.0086115 | 904.3801 | 0.0035956 | 1011.4366 | 0.028956 | 904.3801 | 0.0068155 | 1011.4582 | 0.00032174 | 1011.4366 | 0.059924 | 904.3801 | 0.012578 | 904.6218 | 0.006615
|  | 682.4982 | 0 | 904.8629 | 0.0060303 | 904.6209 | -0.010641 | 682.4982 | 0 | 904.8629 | -0.02599 | 904.6209 | -0.17167 | 904.6209 | #REF! | 684.221 | 0.00049045 | 904.8629 | 0 | 899.25 | 0.024709 | 904.8629 | 0 | 682.4982 | 0.0017229 | 904.8629 | 0 | 899.25 | -0.0038538 | 904.8629 | 0 | 899.25 | -0.0014792 | 904.8629 | 0 | 684.221 | 0.00047282 | 904.8629 | 0 | 684.221 | 0.00036692 | 904.8629 | 0 | 904.6209 | -0.027897 | 1011.6052 | 0.022511 | 904.6209 | -0.013217 | 1011.6281 | 0 | 1011.6052 | 0.060063 | 904.6209 | -0.012323 | 904.8629 | 0.00016047
|  | 682.6226 | 0.012512 | 905.104 | 0.018536 | 904.8617 | 6.1486e-05 | 682.6226 | 0.011081 | 905.104 | -0.005434 | 904.8617 | 0.01862 | 904.8617 | #REF! | 684.3416 | 0.00023377 | 905.104 | 0.0072208 | 899.5 | -0.013194 | 905.104 | 0.030009 | 682.6226 | 0.0022476 | 905.104 | 0.0068557 | 899.5 | -0.00047565 | 905.104 | 0.0042247 | 899.5 | 0.0018873 | 905.104 | 0.012726 | 684.3416 | 0.00024029 | 905.104 | 0.018432 | 684.3416 | 0.00017352 | 905.104 | 0.0074127 | 904.8617 | 0.011573 | 1011.7737 | 0.026913 | 904.8617 | -0.0021588 | 1011.798 | 0.00032174 | 1011.7737 | 0.059506 | 904.8617 | 0.0083002 | 905.104 | 0.0065926
|  | 682.747 | 0 | 905.3451 | 0.0036753 | 905.1025 | -0.036622 | 682.747 | 0 | 905.3451 | -0.0279 | 905.1025 | -0.1657 | 905.1025 | #REF! | 684.4623 | 0.00046791 | 905.3451 | 0 | 899.74 | -0.0088761 | 905.3451 | 0 | 682.747 | 0.0031097 | 905.3451 | 0 | 899.74 | -0.0072322 | 905.3451 | 0 | 899.74 | 0.0043357 | 905.3451 | 0 | 684.4623 | 0.00044491 | 905.3451 | 0 | 684.4623 | 0.00037702 | 905.3451 | 0 | 905.1025 | -0.051721 | 1011.9423 | 0.02714 | 905.1025 | -0.013109 | 1011.9678 | 0 | 1011.9423 | 0.059831 | 905.1025 | -0.012003 | 905.3451 | -0.00041511
|  | 682.8714 | 0.00071483 | 905.5862 | 0.022218 | 905.3433 | 0.0090428 | 682.8714 | 0.018532 | 905.5862 | 0.0061907 | 905.3433 | -0.0042653 | 905.3433 | #REF! | 684.583 | 0.00024066 | 905.5862 | 0.038436 | 899.98 | 0.018952 | 905.5862 | 0.047432 | 682.8714 | 0.0050178 | 905.5862 | 0.0096166 | 899.98 | 0.0052322 | 905.5862 | 0.004251 | 899.98 | 0.0078554 | 905.5862 | 0.012188 | 684.583 | 0.00020677 | 905.5862 | 0.041946 | 684.583 | 0.0002035 | 905.5862 | 0.010214 | 905.3433 | 0.036449 | 1012.1109 | 0.027594 | 905.3433 | 0.025095 | 1012.1377 | 0.00053624 | 1012.1109 | 0.059273 | 905.3433 | 0.0092579 | 905.5862 | 0.0070539
|  | 682.9959 | 0 | 905.8274 | -0.015368 | 905.5842 | -0.0017025 | 682.9959 | 0 | 905.8274 | -0.02028 | 905.5842 | -0.062887 | 905.5842 | #REF! | 684.7037 | 0.00044835 | 905.8274 | 0 | 900.22 | -0.0069569 | 905.8274 | 0 | 682.9959 | 0.00058834 | 905.8274 | 0 | 900.22 | -0.002223 | 905.8274 | 0 | 900.22 | 0.00066312 | 905.8274 | 0 | 684.7037 | 0.00042361 | 905.8274 | 0 | 684.7037 | 0.000407 | 905.8274 | 0 | 905.5842 | -0.028711 | 1012.2794 | 0.033358 | 905.5842 | -0.049857 | 1012.3076 | 0 | 1012.2794 | 0.058995 | 905.5842 | -0.012131 | 905.8274 | 0.00055299
|  | 683.1203 | 0 | 906.0685 | 0.00024419 | 905.825 | -0.0074054 | 683.1203 | 0.014233 | 906.0685 | 0.016425 | 905.825 | 0.047673 | 905.825 | #REF! | 684.8243 | 0.00021347 | 906.0685 | 0.040421 | 900.46 | -0.013674 | 906.0685 | 0.020886 | 683.1203 | 0.0087922 | 906.0685 | 0.005785 | 900.46 | -0.00047565 | 906.0685 | 0.0038475 | 900.46 | 0.0055599 | 906.0685 | 0.00058017 | 684.8243 | 0.00021915 | 906.0685 | 0.026195 | 684.8243 | 0.0002035 | 906.0685 | 0.0053322 | 905.825 | 0.048667 | 1012.448 | 0.031542 | 905.825 | -0.030084 | 1012.4775 | 0.00053624 | 1012.448 | 0.057415 | 905.825 | 0.008811 | 906.0685 | 0.0079913
|  | 683.2448 | 0 | 906.3096 | -0.0021239 | 906.0658 | -0.011346 | 683.2448 | 0 | 906.3096 | -0.010557 | 906.0658 | -0.09378 | 906.0658 | #REF! | 684.945 | 0.00044593 | 906.3097 | 0 | 900.7 | -0.026628 | 906.3097 | 0 | 683.2448 | 0.0044849 | 906.3097 | 0 | 900.7 | 0.0017376 | 906.3096 | 0 | 900.7 | -0.0045398 | 906.3097 | 0 | 684.945 | 0.00044937 | 906.3097 | 0 | 684.945 | 0.00038696 | 906.3096 | 0 | 906.0658 | -0.019295 | 1012.6166 | 0.02655 | 906.0658 | -0.0042577 | 1012.6473 | 0 | 1012.6166 | 0.056904 | 906.0658 | -0.0013755 | 906.3096 | -0.0013417
|  | 683.3692 | 0.001898 | 906.5508 | 0.01567 | 906.3067 | -0.00019019 | 683.3692 | 0.0077853 | 906.5508 | 0.01115 | 906.3067 | 0.045457 | 906.3067 | #REF! | 685.0657 | 0.0002347 | 906.5508 | 0.0024907 | 900.94 | 0.010315 | 906.5508 | 0.026604 | 683.3692 | 0.0085702 | 906.5508 | 0.0081443 | 900.94 | 0.0016211 | 906.5508 | 0.0052821 | 900.94 | 0.0024994 | 906.5508 | 0.0049391 | 685.0657 | 0.00023302 | 906.5508 | 0.036972 | 685.0657 | 0.00018346 | 906.5508 | 0.0082584 | 906.3067 | 0.052332 | 1012.7852 | 0.033676 | 906.3067 | -0.0022784 | 1012.8172 | 0.0009651 | 1012.7852 | 0.055929 | 906.3067 | 0.016409 | 906.5508 | 0.0087044
|  | 683.4937 | 0 | 906.792 | -0.022539 | 906.5476 | -0.032181 | 683.4937 | 0 | 906.792 | -0.027714 | 906.5476 | -0.17153 | 906.5476 | #REF! | 685.1864 | 0.00046829 | 906.792 | 0 | 901.18 | 0.004558 | 906.792 | 0 | 683.4937 | 0.00084042 | 906.792 | 0 | 901.18 | 0.0059312 | 906.792 | 0 | 901.18 | -0.0063763 | 906.792 | 0 | 685.1864 | 0.00044607 | 906.792 | 0 | 685.1864 | 0.00037702 | 906.792 | 0 | 906.5476 | -0.050906 | 1012.9537 | 0.028229 | 906.5476 | -0.03851 | 1012.9871 | 0 | 1012.9537 | 0.056393 | 906.5476 | -0.059251 | 906.792 | -0.002183
|  | 683.6182 | 0.010619 | 907.0331 | 0.018553 | 906.7884 | -0.006423 | 683.6182 | 0.012801 | 907.0331 | 0.013837 | 906.7884 | 0.044917 | 906.7884 | #REF! | 685.3071 | 0.0002334 | 907.0331 | 0.034831 | 901.42 | 0.033346 | 907.0331 | 0.02356 | 683.6182 | 0 | 907.0331 | 0 | 901.42 | -0.0030384 | 907.0331 | 0.00048536 | 901.42 | -0.0091305 | 907.0331 | 0.0060734 | 685.3071 | 0.00021717 | 907.0331 | 0.032478 | 685.3071 | 0.00019357 | 907.0331 | 0.0054928 | 906.7884 | 0.055793 | 1013.1223 | 0.027231 | 906.7884 | 0.020038 | 1013.157 | 0.0007506 | 1013.1223 | 0.055511 | 906.7884 | 0.056186 | 907.0331 | 0.0073759
|  | 683.7427 | 0 | 907.2743 | -0.0060618 | 907.0293 | -0.029891 | 683.7427 | 0 | 907.2743 | -0.015056 | 907.0293 | -0.15138 | 907.0293 | #REF! | 685.4278 | 0.00045264 | 907.2743 | 0 | 901.66 | -0.029507 | 907.2743 | 0 | 683.7427 | 0.0032358 | 907.2743 | 0 | 901.66 | 0.0013882 | 907.2743 | 0 | 901.66 | -0.0025504 | 907.2743 | 0 | 685.4278 | 0.00042988 | 907.2743 | 0 | 685.4278 | 0.00042704 | 907.2743 | 0 | 907.0293 | -0.05111 | 1013.2908 | 0.026096 | 907.0293 | -0.034195 | 1013.3269 | 0 | 1013.2908 | 0.055557 | 907.0293 | -0.017303 | 907.2743 | -0.0023217
|  | 683.8672 | 0.010207 | 907.5155 | 0.013733 | 907.2702 | 0.0063882 | 683.8672 | 0.0094417 | 907.5155 | -0.0034144 | 907.2702 | 0.0066703 | 907.2702 | #REF! | 685.5485 | 0.00022334 | 907.5155 | 0.043063 | 901.9 | 0.02135 | 907.5155 | 0.036117 | 683.8672 | 0.0027518 | 907.5155 | 0.022401 | 901.9 | -0.00199 | 907.5155 | 0.005897 | 901.9 | 0.006172 | 907.5155 | 0.011014 | 685.5485 | 0.00021618 | 907.5155 | 0.030484 | 685.5485 | 0.00023348 | 907.5155 | 0.0068288 | 907.2702 | 0.02525 | 1013.4594 | 0.026959 | 907.2702 | 0.018655 | 1013.4968 | 0.00053624 | 1013.4594 | 0.054349 | 907.2702 | 0.014813 | 907.5155 | 0.0065887
|  | 683.9918 | 0 | 907.7567 | -0.017481 | 907.511 | -0.016624 | 683.9918 | 0 | 907.7567 | -0.0044371 | 907.511 | -0.072083 | 907.511 | #REF! | 685.6692 | 0.00047574 | 907.7567 | 0 | 902.14 | -0.012235 | 907.7567 | 0 | 683.9918 | 0.010169 | 907.7567 | 0 | 902.14 | -0.00035917 | 907.7567 | 0 | 902.14 | -0.0086717 | 907.7567 | 0 | 685.6692 | 0.00045515 | 907.7567 | 0 | 685.6692 | 0.00044708 | 907.7567 | 0 | 907.511 | -0.046427 | 1013.628 | 0.026822 | 907.511 | -0.027234 | 1013.6667 | 0 | 1013.628 | 0.054814 | 907.511 | -0.0084917 | 907.7567 | -0.00026387
|  | 684.1163 | 0.0081099 | 907.9979 | -0.0062494 | 907.7519 | -0.019755 | 684.1163 | 0.014425 | 907.9979 | -0.010141 | 907.7519 | 0.0024653 | 907.7519 | #REF! | 685.7899 | 0.00025799 | 907.9979 | 0.058255 | 902.38 | 0.018952 | 907.9979 | 0.045315 | 684.1163 | 0.005151 | 907.9979 | 0.0129 | 902.38 | -9.7074e-06 | 907.9979 | 0.0039766 | 902.38 | -0.0083652 | 907.9979 | 0.012757 | 685.7899 | 0.0002426 | 907.9979 | 0.041794 | 685.7899 | 0.00021343 | 907.9979 | 0.0077454 | 907.7519 | 0.045816 | 1013.7966 | 0.031361 | 907.7519 | 0.00015056 | 1013.8366 | 0.00032174 | 1013.7966 | 0.053699 | 907.7519 | 0.013216 | 907.9979 | 0.010326
|  | 684.2408 | 0 | 908.2391 | -0.0048975 | 907.9928 | -0.02329 | 684.2408 | 0 | 908.2391 | -0.019519 | 907.9928 | -0.028181 | 907.9928 | #REF! | 685.9105 | 0.00052994 | 908.2391 | 0 | 902.62 | -0.019911 | 908.2391 | 0 | 684.2408 | 0.0082593 | 908.2391 | 0 | 902.62 | -0.0060669 | 908.2391 | 0 | 902.62 | -0.0080593 | 908.2391 | 0 | 685.9105 | 0.00046324 | 908.2391 | 0 | 685.9105 | 0.00044708 | 908.2391 | 0 | 907.9928 | -0.052128 | 1013.9651 | 0.034719 | 907.9928 | 0.014884 | 1014.0065 | 0 | 1013.9651 | 0.054396 | 907.9928 | -0.0092579 | 908.2391 | -0.0018327
|  | 684.3654 | 0.0051518 | 908.4803 | 0.016629 | 908.2337 | 0.00088492 | 684.3654 | 0.0094417 | 908.4803 | 0.0062127 | 908.2337 | -0.0089672 | 908.2337 | #REF! | 686.0312 | 0.00027755 | 908.4803 | 0.042341 | 902.86 | -0.015113 | 908.4803 | 0.03041 | 684.3654 | 0.003256 | 908.4803 | 0.016893 | 902.86 | -0.0038538 | 908.4803 | 0.0047879 | 902.86 | -0.0017853 | 908.4803 | 0.0083641 | 686.0312 | 0.00022312 | 908.4803 | 0.044636 | 686.0312 | 0.00023348 | 908.4803 | 0.010142 | 908.2337 | 0.019698 | 1014.1337 | 0.023691 | 908.2337 | 0.024199 | 1014.1764 | 0.0007506 | 1014.1337 | 0.05277 | 908.2337 | 0.016537 | 908.4803 | 0.0077776
|  | 684.49 | 0 | 908.7215 | -0.00029291 | 908.4746 | -0.024134 | 684.49 | 0 | 908.7215 | -0.019022 | 908.4746 | -0.15444 | 908.4746 | #REF! | 686.1519 | 0.00052473 | 908.7215 | 0 | 903.1 | -0.0064771 | 908.7215 | 0 | 684.49 | 0.01532 | 908.7215 | 0 | 903.1 | 0.002786 | 908.7215 | 0 | 903.1 | 0.0032646 | 908.7215 | 0 | 686.1519 | 0.00044607 | 908.7215 | 0 | 686.1519 | 0.00042207 | 908.7215 | 0 | 908.4746 | -0.028508 | 1014.3023 | 0.028411 | 908.4746 | -0.011794 | 1014.3463 | 0 | 1014.3023 | 0.053374 | 908.4746 | -0.0090025 | 908.7215 | 0.0026487
|  | 684.6145 | 0.011195 | 908.9628 | 0.012536 | 908.7156 | 0.01912 | 684.6145 | 0.00049697 | 908.9628 | -0.014576 | 908.7156 | 0.0026697 | 908.7156 | #REF! | 686.2726 | 0.00024904 | 908.9627 | 0.0084883 | 903.34 | 0.015113 | 908.9627 | 0.025872 | 684.6145 | 0.0065275 | 908.9627 | 0.010241 | 903.34 | -0.0028054 | 908.9628 | 0.0095145 | 903.34 | -0.005917 | 908.9627 | 0.016665 | 686.2726 | 0.00022791 | 908.9627 | 0.049289 | 686.2726 | 0.00019185 | 908.9628 | 0.0077593 | 908.7156 | 0.027082 | 1014.4709 | 0.027685 | 908.7156 | 0.02417 | 1014.5162 | 0.0007506 | 1014.4709 | 0.051516 | 908.7156 | 0.010982 | 908.9628 | 0.0090712
|  | 684.7391 | 0 | 909.204 | -0.00076812 | 908.9565 | -0.034242 | 684.7391 | 0 | 909.204 | -0.012335 | 908.9565 | -0.16439 | 908.9565 | #REF! | 686.3933 | 0.00048319 | 909.204 | 0 | 903.58 | -0.013674 | 909.204 | 0 | 684.7391 | 0.0056394 | 909.204 | 0 | 903.58 | -0.0033879 | 909.204 | 0 | 903.58 | 0.010763 | 909.204 | 0 | 686.3933 | 0.00045053 | 909.204 | 0 | 686.3933 | 0.00033523 | 909.204 | 0 | 908.9565 | -0.0674 | 1014.6394 | 0.025597 | 908.9565 | -0.028952 | 1014.6861 | 0 | 1014.6394 | 0.051469 | 908.9565 | -0.0070871 | 909.204 | -0.00071103
|  | 684.8637 | 0.013582 | 909.4452 | 0.011284 | 909.1974 | -0.024729 | 684.8637 | 0.024168 | 909.4452 | 0.00152 | 909.1974 | 0.071516 | 909.1974 | #REF! | 686.514 | 0.0002347 | 909.4452 | 0.055772 | 903.82 | 0.017512 | 909.4452 | 0.012281 | 684.8637 | 0.0054174 | 909.4452 | 0.0070494 | 903.82 | 0.0065138 | 909.4452 | 0.0033564 | 903.82 | 0.0044887 | 909.4452 | 0.0045534 | 686.514 | 0.00022906 | 909.4452 | 0.030248 | 686.514 | 0.00015006 | 909.4452 | 0.0061775 | 909.1974 | 0.027286 | 1014.808 | 0.031996 | 909.1974 | 0.028594 | 1014.856 | 0.0007506 | 1014.808 | 0.051098 | 909.1974 | 0.0097048 | 909.4452 | 0.011679
|  | 684.9883 | 0 | 909.6865 | 0.0020005 | 909.4383 | -0.023206 | 684.9883 | 0 | 909.6865 | -0.016062 | 909.4383 | -0.18773 | 909.4383 | #REF! | 686.6347 | 0.00046307 | 909.6865 | 0 | 904.07 | 0.0026388 | 909.6865 | 0 | 684.9883 | 0.00374 | 909.6865 | 0 | 904.07 | 0.0053486 | 909.6865 | 0 | 904.07 | -0.0057639 | 909.6865 | 0 | 686.6347 | 0.00042476 | 909.6865 | 0 | 686.6347 | 0.00033026 | 909.6865 | 0 | 909.4383 | -0.049888 | 1014.9766 | 0.026414 | 909.4383 | -0.030046 | 1015.0259 | 0 | 1014.9766 | 0.051795 | 909.4383 | -0.0039074 | 909.6865 | 0.0011591
|  | 685.1129 | 0.0087254 | 909.9277 | 0.027179 | 909.6793 | -0.00011981 | 685.1129 | 0.004638 | 909.9277 | -0.0051559 | 909.6793 | -0.013264 | 909.6793 | #REF! | 686.7554 | 0.0002306 | 909.9277 | 0.029012 | 904.31 | -0.029507 | 909.9277 | 0.019303 | 685.1129 | 0.021803 | 909.9277 | 0.013719 | 904.31 | 0.0054654 | 909.9277 | 0.0060003 | 904.31 | 0.0021933 | 909.9277 | 0.016992 | 686.7554 | 0.00020578 | 909.9277 | 0.049098 | 686.7554 | 0.00018688 | 909.9277 | 0.0094074 | 909.6793 | 0.027082 | 1015.1451 | 0.02714 | 909.6793 | 0.013593 | 1015.1958 | 0.0007506 | 1015.1451 | 0.052027 | 909.6793 | 0.013344 | 909.9277 | 0.0092741
|  | 685.2376 | 0 | 910.169 | 0.0055992 | 909.9202 | -0.030289 | 685.2376 | 0 | 910.169 | -0.037438 | 909.9202 | -0.11159 | 909.9202 | #REF! | 686.8762 | 0.00046531 | 910.169 | 0 | 904.55 | 0.004558 | 910.169 | 0 | 685.2376 | 0.0066608 | 910.169 | 0 | 904.55 | -0.0001262 | 910.169 | 0 | 904.55 | -0.0007141 | 910.169 | 0 | 686.8762 | 0.00043946 | 910.169 | 0 | 686.8762 | 0.00036692 | 910.169 | 0 | 909.9202 | -0.043576 | 1015.3137 | 0.029182 | 909.9202 | -0.044449 | 1015.3657 | 0 | 1015.3137 | 0.052073 | 909.9202 | -0.0037212 | 910.169 | -0.0010022
|  | 685.3622 | 0.011359 | 910.4103 | 0.013674 | 910.1612 | -0.013955 | 685.3622 | 0.012418 | 910.4103 | -0.0036451 | 910.1612 | -0.019963 | 910.1612 | #REF! | 686.9968 | 0.00023805 | 910.4102 | 0.022359 | 904.79 | 0.019911 | 910.4102 | 0.020242 | 685.3622 | 0.01159 | 910.4102 | 0.0061577 | 904.79 | -9.7074e-06 | 910.4103 | 0.002593 | 904.79 | -0.00010202 | 910.4102 | 0.01535 | 686.9968 | 0.00024227 | 910.4102 | 0.029801 | 686.9968 | 0.00018346 | 910.4103 | 0.0065168 | 910.1612 | 0.012321 | 1015.4823 | 0.030317 | 910.1612 | 0.009181 | 1015.5356 | 0.00053624 | 1015.4823 | 0.05068 | 910.1612 | 0.0084279 | 910.4103 | 0.0067797
|  | 685.4868 | 0 | 910.6516 | 0.010497 | 910.4021 | -0.0024475 | 685.4868 | 0 | 910.6516 | -0.022546 | 910.4021 | -0.092953 | 910.4021 | #REF! | 687.1176 | 0.00044761 | 910.6515 | 0 | 905.03 | 0.0093559 | 910.6515 | 0 | 685.4868 | 0.0022272 | 910.6515 | 0 | 905.03 | 0.011057 | 910.6516 | 0 | 905.03 | -0.0014792 | 910.6515 | 0 | 687.1176 | 0.00042113 | 910.6515 | 0 | 687.1176 | 0.00034687 | 910.6516 | 0 | 910.4021 | -0.018412 | 1015.6509 | 0.025869 | 910.4021 | 0.017499 | 1015.7055 | 0 | 1015.6509 | 0.050773 | 910.4021 | -0.0098325 | 910.6516 | -0.00020007
|  | 685.6115 | 0.0067788 | 910.8928 | 0.037878 | 910.6431 | 0.0098977 | 685.6115 | 0.01538 | 910.8928 | 0.0028903 | 910.6431 | 0.0415 | 910.6431 | #REF! | 687.2383 | 0.00021328 | 910.8928 | 0.069634 | 905.27 | 0.012714 | 910.8928 | 0.018718 | 685.6115 | 0.0017435 | 910.8928 | 0.017885 | 905.27 | -0.0001262 | 910.8928 | 0.0072198 | 905.27 | -0.0036216 | 910.8928 | 0.00051135 | 687.2383 | 0.00018563 | 910.8928 | 0.042989 | 687.2383 | 0.00016342 | 910.8928 | 0.0084324 | 910.6431 | 0.042558 | 1015.8194 | 0.024644 | 910.6431 | 0.035486 | 1015.8755 | 0.0007506 | 1015.8194 | 0.0491 | 910.6431 | -0.0024671 | 910.8928 | 0.0081805
|  | 685.7362 | 0 | 911.1341 | 0.00096247 | 910.8841 | -0.0085479 | 685.7362 | 0 | 911.1341 | -0.0086975 | 910.8841 | -0.18 | 910.8841 | #REF! | 687.359 | 0.00045618 | 911.1341 | 0 | 905.51 | -0.011755 | 911.1341 | 0 | 685.7362 | 0.0062611 | 911.1341 | 0 | 905.51 | 0.0011552 | 911.1341 | 0 | 905.51 | -0.0089776 | 911.1341 | 0 | 687.359 | 0.000381 | 911.1341 | 0 | 687.359 | 0.000327 | 911.1341 | 0 | 910.8841 | -0.048463 | 1015.988 | 0.025552 | 910.8841 | -0.046266 | 1016.0454 | 0 | 1015.988 | 0.050308 | 910.8841 | -0.01941 | 911.1341 | 0.00084516
|  | 685.8608 | 0.0052997 | 911.3754 | 0.0084919 | 911.125 | -0.026655 | 685.8608 | 0.024837 | 911.3754 | -0.011019 | 911.125 | 0.088274 | 911.125 | #REF! | 687.4797 | 0.00024588 | 911.3754 | 0.044249 | 905.75 | -0.020391 | 911.3754 | 0.01775 | 685.8608 | 0.0028778 | 911.3754 | 0.01105 | 905.75 | -0.0030384 | 911.3754 | 0.0013935 | 905.75 | -0.0011732 | 911.3754 | 0.018217 | 687.4797 | 0.00019834 | 911.3754 | 0.027034 | 687.4797 | 0.00016342 | 911.3754 | 0.0066051 | 911.125 | 0.033802 | 1016.1566 | 0.02832 | 911.125 | 0.028094 | 1016.2153 | 0.0007506 | 1016.1566 | 0.048403 | 911.125 | 0.0081725 | 911.3754 | 0.010184
|  | 685.9855 | 0 | 911.6167 | -0.014868 | 911.366 | -0.024634 | 685.9855 | 0 | 911.6167 | -0.010437 | 911.366 | -0.21892 | 911.366 | #REF! | 687.6004 | 0.00048226 | 911.6167 | 0 | 905.99 | 0.010315 | 911.6167 | 0 | 685.9855 | 0.0083926 | 911.6167 | 0 | 905.99 | 0.0067465 | 911.6167 | 0 | 905.99 | -0.010202 | 911.6167 | 0 | 687.6004 | 0.00040841 | 911.6167 | 0 | 687.6004 | 0.00032032 | 911.6167 | 0 | 911.366 | -0.034006 | 1016.3252 | 0.020605 | 911.366 | -0.022138 | 1016.3852 | 0 | 1016.3252 | 0.048961 | 911.366 | -0.015323 | 911.6167 | -0.00064071
|  | 686.1102 | 0.00012322 | 911.858 | 0.00035534 | 911.607 | -0.032867 | 686.1102 | 0.0071227 | 911.858 | -0.014322 | 911.607 | 0.038497 | 911.607 | #REF! | 687.7211 | 0.00023768 | 911.858 | 0.028656 | 906.23 | 0.010315 | 911.858 | 0.015314 | 686.1102 | 0.0098135 | 911.858 | 0.013315 | 906.23 | 0.0023201 | 911.858 | 0.0057604 | 906.23 | 0.006172 | 911.858 | 0.013182 | 687.7211 | 0.00021156 | 911.858 | 0.029115 | 687.7211 | 0.00015674 | 911.858 | 0.0091726 | 911.607 | 0.02525 | 1016.4937 | 0.03481 | 911.607 | 0.011728 | 1016.5551 | 0.0007506 | 1016.4937 | 0.046917 | 911.607 | 0.025028 | 911.858 | 0.0060024
|  | 686.2349 | 0 | 912.0994 | -0.014774 | 911.848 | 0.0057484 | 686.2349 | 0 | 912.0994 | -0.020148 | 911.848 | -0.10299 | 911.848 | #REF! | 687.8418 | 0.00047145 | 912.0993 | 0 | 906.47 | -0.0035984 | 912.0993 | 0 | 686.2349 | 0.011323 | 912.0993 | 0.0011553 | 906.47 | 0.0031355 | 912.0994 | 0 | 906.47 | 0.0018873 | 912.0993 | 0 | 687.8418 | 0.00044458 | 912.0993 | 0 | 687.8418 | 0.00036024 | 912.0994 | 0 | 911.848 | -0.027693 | 1016.6623 | 0.023056 | 911.848 | 0.0010588 | 1016.7251 | 0 | 1016.6623 | 0.048078 | 911.848 | -0.015068 | 912.0994 | -0.00052377
|  | 686.3596 | 0.0057434 | 912.3406 | 0.017524 | 912.089 | 0.0041463 | 686.3596 | 0.023691 | 912.3406 | 0.0039784 | 912.089 | 0.060657 | 912.089 | #REF! | 687.9626 | 0.00023805 | 912.3407 | 0.051519 | 906.71 | -0.0002399 | 912.3407 | 0.030229 | 686.3596 | 0 | 912.3407 | 0.0058989 | 906.71 | 0.0037179 | 912.3406 | 0.0029562 | 906.71 | 0.0083142 | 912.3407 | 0.012281 | 687.9626 | 0.00023335 | 912.3407 | 0.032713 | 687.9626 | 0.0002035 | 912.3406 | 0.010872 | 912.089 | 0.041336 | 1016.8309 | 0.020196 | 912.089 | 0.0060082 | 1016.895 | 0.0009651 | 1016.8309 | 0.047335 | 912.089 | 0.013153 | 912.3406 | 0.0089467
|  | 686.4844 | 0 | 912.582 | -0.01076 | 912.33 | -0.057279 | 686.4844 | 0 | 912.582 | -0.025037 | 912.33 | -0.19887 | 912.33 | #REF! | 688.0833 | 0.00049083 | 912.582 | 0 | 906.95 | 0.0055175 | 912.582 | 0 | 686.4844 | 0.0055062 | 912.582 | 0 | 906.95 | -0.0040868 | 912.582 | 0 | 906.95 | -0.016782 | 912.582 | 0 | 688.0833 | 0.00047183 | 912.582 | 0 | 688.0833 | 0.00039706 | 912.582 | 0 | 912.33 | -0.037671 | 1016.9995 | 0.031452 | 912.33 | 0.0014813 | 1017.0649 | 0 | 1016.9995 | 0.049054 | 912.33 | -0.00094463 | 912.582 | -0.0022327
|  | 686.6091 | 0.0045602 | 912.8234 | 0.015398 | 912.571 | 0.031535 | 686.6091 | 0.016048 | 912.8234 | -0.0010701 | 912.571 | 0.053338 | 912.571 | #REF! | 688.204 | 0.00025631 | 912.8233 | 0.052146 | 907.19 | 0.013194 | 912.8233 | 0.044732 | 686.6091 | 0.0061723 | 912.8233 | 0.014886 | 907.19 | 0.0044169 | 912.8234 | 0.0070858 | 907.19 | 0.0024994 | 912.8233 | 0.023793 | 688.204 | 0.00024029 | 912.8233 | 0.027281 | 688.204 | 0.00020675 | 912.8234 | 0.0063599 | 912.571 | 0.089595 | 1017.168 | 0.026096 | 912.571 | 0.029667 | 1017.2349 | 0.0009651 | 1017.168 | 0.047428 | 912.571 | 0.008811 | 912.8234 | 0.010433
|  | 686.7339 | 0 | 913.0647 | -0.013317 | 912.812 | -0.027696 | 686.7339 | 0 | 913.0647 | -0.046695 | 912.812 | -0.17141 | 912.812 | #REF! | 688.3247 | 0.00048822 | 913.0647 | 0 | 907.43 | -0.019911 | 913.0647 | 0 | 686.7339 | 0.0038661 | 913.0647 | 0 | 907.43 | -0.0030384 | 913.0647 | 0 | 907.43 | -0.010967 | 913.0647 | 0 | 688.3247 | 0.00044937 | 913.0647 | 0 | 688.3247 | 0.00041025 | 913.0647 | 0 | 912.812 | -0.043576 | 1017.3366 | 0.034129 | 912.812 | -0.017654 | 1017.4048 | 0 | 1017.3366 | 0.047753 | 912.812 | -0.0064486 | 913.0647 | -0.0014876
|  | 686.8586 | 0.0083961 | 913.306 | 0.014329 | 913.0531 | -0.0093477 | 686.8586 | 0.017577 | 913.306 | -0.0030979 | 913.0531 | -0.057713 | 913.0531 | #REF! | 688.4454 | 0.00023861 | 913.306 | 0.041118 | 907.68 | -0.011275 | 913.306 | 0.028437 | 686.8586 | 0 | 913.306 | 0.016336 | 907.68 | 0.011523 | 913.306 | 0 | 907.68 | 0.013976 | 913.306 | 0.0015859 | 688.4454 | 0.00021156 | 913.306 | 0.04305 | 688.4454 | 0.00021686 | 913.306 | 0.0070606 | 913.053 | 0.029526 | 1017.5052 | 0.025461 | 913.0531 | -0.0079195 | 1017.5747 | 0.00032174 | 1017.5052 | 0.046313 | 913.053 | 0.022283 | 913.306 | 0.0082538
|  | 686.9834 | 0 | 913.5474 | -0.012806 | 913.2941 | -0.046507 | 686.9834 | 0 | 913.5474 | -0.040542 | 913.2941 | -0.10691 | 913.2941 | #REF! | 688.5662 | 0.000483 | 913.5474 | 0 | 907.92 | -0.012235 | 913.5474 | 0 | 686.9834 | 0.0099023 | 913.5474 | 0 | 907.92 | -0.00070865 | 913.5474 | 0 | 907.92 | -0.0031625 | 913.5474 | 0 | 688.5662 | 0.0004137 | 913.5474 | 0 | 688.5662 | 0.00039706 | 913.5474 | 0 | 913.2941 | -0.04887 | 1017.6738 | 0.030317 | 913.2941 | -0.02983 | 1017.7446 | 0 | 1017.6738 | 0.047567 | 913.2941 | -0.075851 | 913.5474 | -0.0020436
|  | 687.1082 | 0.013417 | 913.7888 | 0.032613 | 913.5351 | 0.013145 | 687.1082 | 0.0076196 | 913.7888 | 0.010175 | 913.5351 | 0.027168 | 913.5351 | #REF! | 688.6869 | 0.00024774 | 913.7888 | 0.071883 | 908.16 | -0.0079165 | 913.7888 | 0.04105 | 687.1082 | 0.0026258 | 913.7888 | 0.0092714 | 908.16 | -0.0087464 | 913.7888 | 0.0068388 | 908.16 | 0.0043357 | 913.7888 | 0.017918 | 688.6869 | 0.00020462 | 913.7888 | 0.031647 | 688.6869 | 0.00019357 | 913.7888 | 0.0067734 | 913.5351 | 0.034413 | 1017.8423 | 0.031225 | 913.5351 | -0.020156 | 1017.9146 | 0.00053624 | 1017.8423 | 0.045802 | 913.5351 | 0.063209 | 913.7888 | 0.0088255
|  | 687.233 | 0 | 914.0302 | -0.024071 | 913.7762 | -0.0030003 | 687.233 | 0 | 914.0302 | -0.050267 | 913.7762 | -0.10918 | 913.7762 | #REF! | 688.8076 | 0.00049492 | 914.0302 | 0 | 908.4 | -0.010795 | 914.0302 | 0 | 687.233 | 0.0024794 | 914.0302 | 0 | 908.4 | 0.0017376 | 914.0302 | 0 | 908.4 | -0.01265 | 914.0302 | 0 | 688.8076 | 0.00041634 | 914.0302 | 0 | 688.8076 | 0.000407 | 914.0302 | 0 | 913.7762 | -0.039911 | 1018.0109 | 0.021376 | 913.7762 | -0.033232 | 1018.0845 | 0 | 1018.0109 | 0.046081 | 913.7762 | -0.014685 | 914.0302 | 0.002349
|  | 687.3578 | 0.0063351 | 914.2715 | 0.022912 | 914.0172 | 0.018908 | 687.3578 | 0.016048 | 914.2715 | 0.0079313 | 914.0172 | 0.0447 | 914.0172 | #REF! | 688.9283 | 0.00025035 | 914.2715 | 0.042296 | 908.64 | -0.0040782 | 914.2715 | 0.056033 | 687.3578 | 0.0083038 | 914.2715 | 0.010548 | 908.64 | 0.0031355 | 914.2715 | 0.0088093 | 908.64 | 0.007243 | 914.2715 | 0.022105 | 688.9283 | 0.00021255 | 914.2715 | 0.042128 | 688.9283 | 0.0002369 | 914.2716 | 0.012436 | 914.0172 | 0.055183 | 1018.1795 | 0.033267 | 914.0172 | 0.0078644 | 1018.2545 | 0.0007506 | 1018.1795 | 0.044269 | 914.0172 | 0.012961 | 914.2715 | 0.0081606
|  | 687.4826 | 0 | 914.5129 | 0.0015932 | 914.2583 | -0.022298 | 687.4826 | 0 | 914.5129 | -0.017243 | 914.2583 | -0.1673 | 914.2583 | #REF! | 689.0491 | 0.00045972 | 914.5129 | 0 | 908.88 | 0.010315 | 914.5129 | 0 | 687.4826 | 0.001849 | 914.5129 | 0 | 908.88 | 0.00092222 | 914.5129 | 0 | 908.88 | 0.00035706 | 914.5129 | 0 | 689.0491 | 0.00043533 | 914.5129 | 0 | 689.0491 | 0.00042361 | 914.5129 | 0 | 914.2583 | -0.077378 | 1018.3481 | 0.025688 | 914.2583 | -0.010026 | 1018.4244 | 0 | 1018.3481 | 0.045152 | 914.2583 | 0.0010217 | 914.5129 | -0.0013569
|  | 687.6074 | 0.0039686 | 914.7543 | 0.0265 | 914.4993 | 0.00059195 | 687.6074 | 0.025315 | 914.7543 | -0.0035192 | 914.4993 | 0.011603 | 914.4993 | #REF! | 689.1698 | 0.0002103 | 914.7543 | 0.023288 | 909.12 | -0.04294 | 914.7543 | 0.030459 | 687.6074 | 0 | 914.7543 | 0.013225 | 909.12 | 0.0044169 | 914.7543 | 0.0068401 | 909.12 | -0.0077534 | 914.7543 | 0.005549 | 689.1698 | 0.00022312 | 914.7543 | 0.036969 | 689.1698 | 0.00021018 | 914.7543 | 0.006461 | 914.4993 | 0.078396 | 1018.5166 | 0.027866 | 914.4993 | 0.054877 | 1018.5944 | 0.00053624 | 1018.5166 | 0.043387 | 914.4993 | 0.011493 | 914.7543 | 0.010011
|  | 687.7322 | 0 | 914.9957 | -0.015444 | 914.7404 | -0.019346 | 687.7322 | 0 | 914.9957 | -0.018002 | 914.7404 | -0.12498 | 914.7404 | #REF! | 689.2905 | 0.00047741 | 914.9957 | 0 | 909.36 | 0.0050378 | 914.9957 | 0 | 687.7322 | 0 | 914.9957 | 0 | 909.36 | 0.00022327 | 914.9957 | 0 | 909.36 | 0.0047948 | 914.9957 | 0 | 689.2905 | 0.00042526 | 914.9957 | 0.0058565 | 689.2905 | 0.00036024 | 914.9957 | 0 | 914.7404 | -0.0010893 | 1018.6852 | 0.021286 | 914.7404 | 0.0048839 | 1018.7643 | 0 | 1018.6852 | 0.045012 | 914.7404 | 0.0024002 | 914.9957 | 0.001375
|  | 687.8571 | 0.016381 | 915.2372 | 0.0099741 | 914.9815 | -0.0014679 | 687.8571 | 0.012609 | 915.2372 | 0.0034033 | 914.9815 | 0.038475 | 914.9815 | #REF! | 689.4113 | 0.00026804 | 915.2372 | 0.044358 | 909.6 | 0.025189 | 915.2372 | 0.031134 | 687.8571 | 0.0050178 | 915.2372 | 0.016653 | 909.6 | -0.0051353 | 915.2372 | 0.0051967 | 909.6 | -0.014945 | 915.2372 | 0.015545 | 689.4113 | 0.00020264 | 915.2372 | 0.03934 | 689.4113 | 0.00017352 | 915.2372 | 0.0086805 | 914.9815 | 0.051314 | 1018.8538 | 0.030907 | 914.9815 | 0.014492 | 1018.9343 | 0.00053624 | 1018.8538 | 0.043712 | 914.9815 | 0.0072786 | 915.2372 | 0.0097548
|  | 687.9819 | 0 | 915.4786 | 0.0082294 | 915.2225 | 0.003072 | 687.9819 | 0 | 915.4786 | -0.027134 | 915.2225 | -0.076341 | 915.2225 | #REF! | 689.532 | 0.00051355 | 915.4786 | 0 | 909.84 | 0.0059973 | 915.4786 | 0 | 687.9819 | 0.010302 | 915.4786 | 0 | 909.84 | 0.00068922 | 915.4786 | 0 | 909.84 | -0.0037746 | 915.4786 | 0 | 689.532 | 0.00040957 | 915.4786 | 0 | 689.532 | 0.00038524 | 915.4786 | 0 | 915.2225 | -0.043372 | 1019.0224 | 0.022965 | 915.2225 | 0.0012573 | 1019.1042 | 0 | 1019.0224 | 0.045105 | 915.2225 | -0.016537 | 915.4786 | 7.0391e-05
|  | 688.1068 | 0.00056695 | 915.72 | -0.00030784 | 915.4636 | 0.010578 | 688.1068 | 0.017099 | 915.72 | 0.021542 | 915.4636 | 0.045112 | 915.4636 | #REF! | 689.6527 | 0.00024681 | 915.72 | 0.072964 | 910.08 | 0.019431 | 915.72 | 0.030306 | 688.1068 | 0.0062611 | 915.72 | 0.010991 | 910.08 | -0.0039703 | 915.72 | 0.0072964 | 910.08 | -0.00056109 | 915.72 | 0.0099615 | 689.6527 | 0.00020759 | 915.72 | 0.046789 | 689.6527 | 0.00021515 | 915.72 | 0.011469 | 915.4636 | 0.04663 | 1019.191 | 0.029046 | 915.4636 | 0.02188 | 1019.2742 | 0.00053624 | 1019.191 | 0.043387 | 915.4636 | 0.012259 | 915.72 | 0.0089428
|  | 688.2316 | 0 | 915.9614 | -0.014649 | 915.7047 | -0.036322 | 688.2316 | 0 | 915.9614 | -0.021015 | 915.7047 | -0.16816 | 915.7047 | #REF! | 689.7735 | 0.00047965 | 915.9614 | 0 | 910.32 | -0.037183 | 915.9614 | 0 | 688.2316 | 0.0048846 | 915.9614 | 0 | 910.32 | -0.0056011 | 915.9614 | 0 | 910.32 | -0.0013262 | 915.9614 | 0 | 689.7735 | 0.00043186 | 915.9614 | 0 | 689.7735 | 0.00037856 | 915.9614 | 0 | 915.7047 | -0.055997 | 1019.3595 | 0.026732 | 915.7047 | 0.01738 | 1019.4441 | 0 | 1019.3595 | 0.044409 | 915.7047 | -0.004621 | 915.9614 | -0.00020027
|  | 688.3565 | 0.0036729 | 916.2029 | 0.023437 | 915.9458 | 0.0032187 | 688.3565 | 0.00082819 | 916.2029 | -0.0010288 | 915.9458 | 0.021629 | 915.9458 | #REF! | 689.8942 | 0.00023377 | 916.2029 | 0.022942 | 910.56 | 0.037664 | 916.2029 | 0.041344 | 688.3565 | 0.015497 | 916.2029 | 0.0013812 | 910.56 | -0.0035044 | 916.2029 | 0.0056932 | 910.56 | 0.0018873 | 916.2029 | 0.011352 | 689.8942 | 0.00022609 | 916.2029 | 0.067863 | 689.8942 | 0.00016684 | 916.2029 | 0.0072343 | 915.9458 | 0.018504 | 1019.5281 | 0.024916 | 915.9458 | 0.031477 | 1019.6141 | 0.00053624 | 1019.5281 | 0.042132 | 915.9458 | 0.013153 | 916.2029 | 0.010129
|  | 688.4814 | 0 | 916.4443 | -0.001749 | 916.1869 | -0.039064 | 688.4814 | 0 | 916.4443 | -0.017879 | 916.1869 | -0.15868 | 916.1869 | #REF! | 690.015 | 0.00046307 | 916.4443 | 0 | 910.8 | -0.0002399 | 916.4443 | 0 | 688.4814 | 0.0097691 | 916.4443 | 0 | 910.8 | 0.0013882 | 916.4443 | 0 | 910.8 | -0.011732 | 916.4443 | 0 | 690.015 | 0.00044607 | 916.4443 | 0 | 690.015 | 0.00038696 | 916.4443 | 0 | 916.1869 | -0.062513 | 1019.6967 | 0.020968 | 916.1869 | 0.021013 | 1019.784 | 0 | 1019.6967 | 0.043154 | 916.1869 | -0.017686 | 916.4443 | -0.00083695
|  | 688.6063 | 0.012841 | 916.6858 | 0.039674 | 916.428 | -0.026424 | 688.6063 | 0.0086135 | 916.6858 | -0.003622 | 916.428 | 0.04278 | 916.428 | #REF! | 690.1357 | 0.00023023 | 916.6858 | 0.060307 | 911.05 | 0.0016793 | 916.6858 | 0.019342 | 688.6063 | 0.0055062 | 916.6858 | 0.0031151 | 911.05 | 0.0065138 | 916.6858 | 0.001306 | 911.05 | -0.0086717 | 916.6858 | 0.0029903 | 690.1357 | 0.00022262 | 916.6858 | 0.051229 | 690.1357 | 0.00022354 | 916.6858 | 0.0098425 | 916.428 | 0.0083719 | 1019.8653 | 0.021467 | 916.428 | 0.0017971 | 1019.954 | 0.0007506 | 1019.8653 | 0.041807 | 916.428 | 0.008811 | 916.6858 | 0.0074917
|  | 688.7313 | 0 | 916.9272 | -0.016972 | 916.6692 | -0.015351 | 688.7313 | 0 | 916.9272 | -0.014729 | 916.6692 | -0.19267 | 916.6692 | #REF! | 690.2564 | 0.00046233 | 916.9273 | 0 | 911.29 | 0.015593 | 916.9273 | 0 | 688.7313 | 0 | 916.9273 | 0 | 911.29 | 0.01129 | 916.9272 | 0 | 911.29 | 0.00020403 | 916.9273 | 0 | 690.2564 | 0.00044937 | 916.9273 | 0 | 690.2564 | 0.00038696 | 916.9272 | 0 | 916.6691 | -0.038485 | 1020.0338 | 0.025052 | 916.6692 | -0.027783 | 1020.124 | 0 | 1020.0338 | 0.043061 | 916.6691 | -0.0095133 | 916.9272 | 0.000265
|  | 688.8562 | 0.0121 | 917.1688 | 0.00093824 | 916.9103 | 0.0020642 | 688.8562 | 0.0092761 | 917.1688 | 0.0060006 | 916.9103 | 0.068327 | 916.9103 | #REF! | 690.3772 | 0.00023414 | 917.1687 | 0.066622 | 911.53 | 0.02135 | 917.1687 | 0.025711 | 688.8562 | 0.003256 | 917.1687 | 0.012428 | 911.53 | 0.0046498 | 917.1688 | 0.0054565 | 911.53 | 0.0044887 | 917.1687 | 0.015609 | 690.3772 | 0.00023022 | 917.1687 | 0.047866 | 690.3772 | 0.00016684 | 917.1688 | 0.0058226 | 916.9103 | 0.022399 | 1020.2024 | 0.027049 | 916.9103 | 0.017405 | 1020.2939 | 0.0011796 | 1020.2024 | 0.040599 | 916.9103 | 0.024134 | 917.1688 | 0.0078396
|  | 688.9811 | 0 | 917.4102 | -0.016642 | 917.1514 | -0.026566 | 688.9811 | 0 | 917.4102 | -0.023713 | 917.1514 | -0.13278 | 917.1514 | #REF! | 690.4979 | 0.00048058 | 917.4102 | 0 | 911.77 | -0.0098357 | 917.4102 | 0 | 688.9811 | 0.0012187 | 917.4102 | 0 | 911.77 | -0.0059506 | 917.4102 | 0 | 911.77 | -0.0098958 | 917.4102 | 0 | 690.4979 | 0.00045532 | 917.4102 | 0 | 690.4979 | 0.00034019 | 917.4102 | 0 | 917.1514 | -0.082468 | 1020.371 | 0.026732 | 917.1514 | 0.0031165 | 1020.4639 | 0 | 1020.371 | 0.040181 | 917.1514 | -0.017814 | 917.4102 | -0.0030607
|  | 689.106 | 0.0060393 | 917.6517 | 0.011808 | 917.3925 | 0.027913 | 689.106 | 0.013374 | 917.6517 | 0.017597 | 917.3925 | 0.024397 | 917.3925 | #REF! | 690.6187 | 0.00024849 | 917.6517 | 0.040276 | 912.01 | 0.010315 | 917.6517 | 0.02687 | 689.106 | 0.0080373 | 917.6517 | 0.014695 | 912.01 | -0.0037373 | 917.6517 | 0.011111 | 912.01 | -0.010049 | 917.6517 | 0.019788 | 690.6187 | 0.00022923 | 917.6517 | 0.033324 | 690.6187 | 0.00017678 | 917.6517 | 0.015587 | 917.3925 | 0.058033 | 1020.5396 | 0.034719 | 917.3925 | 0.036691 | 1020.6339 | 0.00032174 | 1020.5396 | 0.039113 | 917.3925 | 0.018388 | 917.6517 | 0.010475
|  | 689.231 | 0 | 917.8932 | 0.006378 | 917.6337 | -0.032918 | 689.231 | 0 | 917.8932 | -0.0094488 | 917.6337 | -0.2307 | 917.6337 | #REF! | 690.7394 | 0.00047015 | 917.8932 | 0 | 912.25 | -0.020391 | 917.8932 | 0 | 689.231 | 0.001849 | 917.8932 | 0 | 912.25 | 0.00022327 | 917.8932 | 0 | 912.25 | 0.011834 | 917.8932 | 0 | 690.7394 | 0.00043599 | 917.8932 | 0 | 690.7394 | 0.00033523 | 917.8932 | 0 | 917.6337 | -0.03706 | 1020.7082 | 0.030862 | 917.6337 | -0.019762 | 1020.8038 | 0 | 1020.7082 | 0.040228 | 917.6337 | -0.0070232 | 917.8932 | -0.0015064
|  | 689.356 | 0.0032291 | 918.1347 | 0.014276 | 917.8748 | -0.021701 | 689.356 | 0.01901 | 918.1347 | 0.0021105 | 917.8748 | 0.021527 | 917.8748 | #REF! | 690.8602 | 0.00022427 | 918.1347 | 0.00027408 | 912.49 | -0.0055175 | 918.1347 | 0.037185 | 689.356 | 0.0091919 | 918.1347 | 0.0031685 | 912.49 | -0.0014076 | 918.1347 | 0 | 912.49 | 0.0011222 | 918.1347 | 0.0024846 | 690.8602 | 0.00021106 | 918.1347 | 0.042371 | 690.8602 | 0.00016187 | 918.1347 | 0.0049709 | 917.8748 | 0.00059636 | 1020.8767 | 0.037443 | 917.8748 | -0.031663 | 1020.9738 | 0.0009651 | 1020.8767 | 0.040228 | 917.8748 | 0.011429 | 918.1347 | 0.0090312
|  | 689.481 | 0 | 918.3762 | -0.0016401 | 918.116 | -0.032738 | 689.481 | 0 | 918.3762 | -0.010762 | 918.116 | -0.14526 | 918.116 | #REF! | 690.9809 | 0.00046046 | 918.3762 | 0 | 912.73 | -0.019431 | 918.3762 | 0 | 689.481 | 0.0058615 | 918.3762 | 0 | 912.73 | 0.0039509 | 918.3762 | 0 | 912.73 | 0.0073959 | 918.3762 | 0 | 690.9809 | 0.00042988 | 918.3762 | 0 | 690.9809 | 0.00031519 | 918.3762 | 0 | 918.116 | -0.01874 | 1021.0453 | 0.029999 | 918.116 | -0.023619 | 1021.1438 | 0 | 1021.0453 | 0.041296 | 918.116 | -0.010343 | 918.3762 | -4.9587e-05
|  | 689.6059 | 0.010454 | 918.6177 | 0.0086151 | 918.3571 | 0.033689 | 689.6059 | 0.0056319 | 918.6177 | 0.017708 | 918.3571 | 0.020453 | 918.3571 | #REF! | 691.1017 | 0.00023843 | 918.6177 | 0.094769 | 912.97 | -0.017512 | 918.6177 | 0.059657 | 689.6059 | 0.01159 | 918.6177 | 0.0073281 | 912.97 | -0.0014076 | 918.6177 | 0.0070157 | 912.97 | 0.011069 | 918.6177 | 0.022659 | 691.1017 | 0.00022345 | 918.6177 | 0.050217 | 691.1017 | 0.00015674 | 918.6177 | 0.010053 | 918.3571 | 0.039707 | 1021.2139 | 0.0236 | 918.3571 | 0.021737 | 1021.3138 | 0.00053624 | 1021.2139 | 0.040088 | 918.3571 | 0.010152 | 918.6177 | 0.0085945
|  | 689.7309 | 0 | 918.8593 | 0.0051876 | 918.5983 | -0.038562 | 689.7309 | 0 | 918.8593 | -0.022627 | 918.5983 | -0.1821 | 918.5983 | #REF! | 691.2224 | 0.00048226 | 918.8592 | 0 | 913.21 | -0.019911 | 918.8592 | 0 | 689.7309 | 0.0096803 | 918.8592 | 0 | 913.21 | -0.01096 | 918.8593 | 0 | 913.21 | -0.007141 | 918.8592 | 0 | 691.2224 | 0.00043979 | 918.8592 | 0 | 691.2224 | 0.00040032 | 918.8592 | 0 | 918.5983 | -0.041743 | 1021.3825 | 0.022965 | 918.5983 | -0.028491 | 1021.4837 | 0 | 1021.3825 | 0.040878 | 918.5983 | -0.019474 | 918.8593 | -0.0013476
|  | 689.8559 | 0 | 919.1008 | 0.011667 | 918.8395 | -0.01524 | 689.8559 | 0.0084479 | 919.1008 | 0.0095843 | 918.8395 | 0.1291 | 918.8395 | #REF! | 691.3432 | 0.00024718 | 919.1008 | 0.054561 | 913.45 | 0.0002399 | 919.1008 | 0.03553 | 689.8559 | 0.0065275 | 919.1008 | 0.0066606 | 913.45 | -0.0021065 | 919.1008 | 0.0040176 | 913.45 | 0.0018873 | 919.1008 | 0.0098005 | 691.3432 | 0.00021882 | 919.1008 | 0.019311 | 691.3432 | 0.00024684 | 919.1008 | 0.010878 | 918.8395 | 0.014948 | 1021.5511 | 0.021376 | 918.8395 | 0.0032449 | 1021.6537 | 0.0007506 | 1021.5511 | 0.039159 | 918.8395 | 0.0070232 | 919.1008 | 0.010087
|  | 689.981 | 0 | 919.3423 | -0.017804 | 919.0806 | -0.029545 | 689.981 | 0 | 919.3423 | -0.030437 | 919.0806 | -0.23565 | 919.0806 | #REF! | 691.4639 | 0.00050442 | 919.3423 | 0 | 913.69 | -0.015593 | 919.3423 | 0 | 689.981 | 0.0012187 | 919.3423 | 0 | 913.69 | -0.00094161 | 919.3423 | 0 | 913.69 | -0.010661 | 919.3423 | 0 | 691.4639 | 0.00042493 | 919.3423 | 0 | 691.4639 | 0.00041693 | 919.3423 | 0 | 919.0806 | -0.06516 | 1021.7196 | 0.036217 | 919.0806 | -0.030222 | 1021.8237 | 0 | 1021.7196 | 0.040599 | 919.0806 | -0.016281 | 919.3423 | -0.00091273
|  | 690.106 | 0.013911 | 919.5839 | 0.019003 | 919.3218 | 0.00713 | 690.106 | 0.017099 | 919.5839 | 0.0031558 | 919.3218 | -0.023253 | 919.3218 | #REF! | 691.5847 | 0.00026246 | 919.5838 | 0.023738 | 913.93 | 0.015593 | 919.5838 | 0.028201 | 690.106 | 0.0030039 | 919.5838 | 0.0077387 | 913.93 | -0.0036209 | 919.5839 | 0.0041962 | 913.93 | 0.0020403 | 919.5838 | 0.0092767 | 691.5847 | 0.00020726 | 919.5838 | 0.023346 | 691.5847 | 0.00017352 | 919.5839 | 0.0054914 | 919.3218 | 0.045001 | 1021.8882 | 0.028592 | 919.3218 | -0.0028839 | 1021.9937 | 0.00053624 | 1021.8882 | 0.038927 | 919.3218 | 0.0081087 | 919.5839 | 0.0096808
|  | 690.231 | 0 | 919.8254 | 0.0022657 | 919.563 | -0.0032787 | 690.231 | 0 | 919.8254 | -0.018945 | 919.563 | -0.17169 | 919.563 | #REF! | 691.7055 | 0.00051746 | 919.8254 | 0 | 914.18 | 0.0079165 | 919.8254 | 0 | 690.231 | 0.0071492 | 919.8254 | 0 | 914.18 | -0.0049022 | 919.8254 | 0 | 914.18 | -0.0074475 | 919.8254 | 0 | 691.7055 | 0.00040594 | 919.8254 | 0.00089823 | 691.7055 | 0.00037702 | 919.8254 | 0 | 919.563 | -0.022399 | 1022.0568 | 0.024735 | 919.563 | 0.027957 | 1022.1637 | 0 | 1022.0568 | 0.039856 | 919.563 | -0.013153 | 919.8254 | -0.002603
|  | 690.3561 | 0.0060393 | 920.067 | 0.014307 | 919.8042 | -0.00058218 | 690.3561 | 0.012227 | 920.067 | 0.023569 | 919.8042 | 0.063117 | 919.8042 | #REF! | 691.8262 | 0.00025929 | 920.067 | 0.039275 | 914.42 | 0.0040782 | 920.067 | 0.020238 | 690.3561 | 0.0024997 | 920.067 | 0.011618 | 914.42 | -0.00094161 | 920.067 | 0.005602 | 914.42 | 0.012905 | 920.067 | 0.0056567 | 691.8262 | 0.0001995 | 920.067 | 0.050408 | 691.8262 | 0.0002035 | 920.067 | 0.0057833 | 919.8042 | 0.056608 | 1022.2254 | 0.030226 | 919.8042 | 0.014275 | 1022.3337 | 0.00053624 | 1022.2254 | 0.038463 | 919.8042 | 0.025922 | 920.067 | 0.0094603
|  | 690.4811 | 0 | 920.3085 | -0.013399 | 920.0454 | -0.024979 | 690.4811 | 0 | 920.3085 | -0.022223 | 920.0454 | -0.094422 | 920.0454 | #REF! | 691.947 | 0.00051877 | 920.3085 | 0 | 914.66 | 0.0040782 | 920.3085 | 0 | 690.4811 | 0.0052398 | 920.3085 | 0 | 914.66 | 0.003019 | 920.3085 | 0 | 914.66 | 0.0084671 | 920.3085 | 0 | 691.947 | 0.00042096 | 920.3085 | 0 | 691.947 | 0.00038696 | 920.3085 | 0 | 920.0454 | -0.058237 | 1022.394 | 0.029772 | 920.0454 | 0.00024923 | 1022.5036 | 0 | 1022.394 | 0.039438 | 920.0454 | -0.064422 | 920.3085 | -0.0011996
|  | 690.6062 | 0.0045602 | 920.5501 | 0.018959 | 920.2866 | 0.0045051 | 690.6062 | 0.015762 | 920.5501 | 0.011711 | 920.2866 | 0.088222 | 920.2866 | #REF! | 692.0677 | 0.00026544 | 920.5501 | 0.0070755 | 914.9 | 0.002159 | 920.5501 | 0.041047 | 690.6062 | 0.0040121 | 920.5501 | 0.00025862 | 914.9 | -0.0050185 | 920.5501 | 0.0049544 | 914.9 | -0.0054579 | 920.5501 | 0.0020008 | 692.0677 | 0.00022229 | 920.5501 | 0.063311 | 692.0677 | 0.00018346 | 920.5501 | 0.0077905 | 920.2866 | 0.039096 | 1022.5625 | 0.034084 | 920.2866 | 0.035244 | 1022.6736 | 0.0007506 | 1022.5625 | 0.038045 | 920.2866 | 0.060145 | 920.5501 | 0.011153
|  | 690.7313 | 0 | 920.7917 | -0.017879 | 920.5278 | -0.016384 | 690.7313 | 0 | 920.7917 | -0.020647 | 920.5278 | -0.13072 | 920.5278 | #REF! | 692.1885 | 0.00052175 | 920.7917 | 0 | 915.14 | 0.0088761 | 920.7917 | 0 | 690.7313 | 0.013055 | 920.7917 | 0 | 915.14 | 0.0020871 | 920.7917 | 0 | 915.14 | -0.0051518 | 920.7917 | 0 | 692.1885 | 0.00043104 | 920.7917 | 0 | 692.1885 | 0.00035698 | 920.7917 | 0 | 920.5278 | -0.048667 | 1022.7311 | 0.024962 | 920.5278 | 0.0043442 | 1022.8436 | 0 | 1022.7311 | 0.038927 | 920.5278 | -0.0045495 | 920.7917 | 0.00092016
|  | 690.8564 | 0.0045602 | 921.0333 | 0.020314 | 920.769 | -0.011474 | 690.8564 | 0.0024847 | 921.0333 | -0.0142 | 920.769 | -0.039445 | 920.769 | #REF! | 692.3093 | 0.00026059 | 921.0333 | 0.043314 | 915.38 | 0.00071969 | 921.0333 | 0.027683 | 690.8564 | 0.010568 | 921.0333 | 0.012473 | 915.38 | 0.0090765 | 921.0333 | 0.0043561 | 915.38 | 0.014129 | 921.0333 | 0.0051204 | 692.3093 | 0.00021073 | 921.0333 | 0.020607 | 692.3093 | 0.00017352 | 921.0333 | 0.0089639 | 920.769 | 0.023213 | 1022.8997 | 0.026959 | 920.769 | 0.031426 | 1023.0136 | 0.0007506 | 1022.8997 | 0.037766 | 920.769 | 0.017175 | 921.0333 | 0.010912
|  | 690.9815 | 0 | 921.2748 | -0.021026 | 921.0103 | -0.024481 | 690.9815 | 0 | 921.2748 | -0.031936 | 921.0103 | -0.13282 | 921.0103 | #REF! | 692.43 | 0.0004979 | 921.2748 | 0 | 915.62 | -0.034785 | 921.2748 | 0 | 690.9815 | 0.0096803 | 921.2748 | 0 | 915.62 | -0.0063001 | 921.2748 | 0 | 915.62 | -0.0077534 | 921.2748 | 0 | 692.43 | 0.0004094 | 921.2748 | 0 | 692.43 | 0.00036692 | 921.2748 | 0 | 921.0103 | -0.047241 | 1023.0683 | 0.02714 | 921.0103 | 0.00699 | 1023.1836 | 0 | 1023.0683 | 0.03823 | 921.0103 | -0.014238 | 921.2748 | -0.00052326
|  | 691.1066 | 0.0081099 | 921.5164 | 0.0067364 | 921.2515 | -0.014032 | 691.1066 | 0.0077853 | 921.5164 | -0.0044899 | 921.2515 | 0.055863 | 921.2515 | #REF! | 692.5508 | 0.00024159 | 921.5164 | 0.017597 | 915.86 | 0.0093559 | 921.5164 | 0.03702 | 691.1066 | 0.01008 | 921.5164 | 0.014092 | 915.86 | -0.0031549 | 921.5164 | 0.0067568 | 915.86 | 0.0012752 | 921.5164 | 0.0099808 | 692.5508 | 0.00019983 | 921.5164 | 0.012581 | 692.5508 | 0.00019357 | 921.5164 | 0.0089215 | 921.2515 | 0.012727 | 1023.2369 | 0.027458 | 921.2515 | 0.026849 | 1023.3536 | 0.0007506 | 1023.2369 | 0.036001 | 921.2515 | 0.018005 | 921.5164 | 0.0073666
|  | 691.2317 | 0 | 921.7581 | -0.007203 | 921.4927 | -0.01666 | 691.2317 | 0 | 921.7581 | -0.023646 | 921.4927 | -0.22509 | 921.4927 | #REF! | 692.6716 | 0.00045786 | 921.7581 | 0 | 916.1 | -0.024709 | 921.7581 | 0 | 691.2317 | 0.00374 | 921.7581 | 0 | 916.1 | -0.0054848 | 921.7581 | 0 | 916.1 | -0.0019383 | 921.7581 | 0 | 692.6716 | 0.00042476 | 921.7581 | 0 | 692.6716 | 0.00039706 | 921.7581 | 0 | 921.4927 | -0.034413 | 1023.4054 | 0.024009 | 921.4927 | 0.0080497 | 1023.5236 | 0 | 1023.4054 | 0.037023 | 921.4927 | -0.014749 | 921.7581 | -0.0015625
|  | 691.3569 | 0.0054477 | 921.9997 | 0.012258 | 921.734 | 0.011009 | 691.3569 | 0.020347 | 921.9997 | 0.0039442 | 921.734 | -0.03641 | 921.734 | #REF! | 692.7923 | 0.00021868 | 921.9997 | 0.069286 | 916.34 | 0.0002399 | 921.9997 | 0.037322 | 691.3569 | 0.00086122 | 921.9997 | 0.023423 | 916.34 | -0.010377 | 921.9997 | 0.010257 | 916.34 | 0.0028055 | 921.9997 | 0.016448 | 692.7923 | 0.00022691 | 921.9997 | 0.052378 | 692.7923 | 0.0002035 | 921.9997 | 0.013716 | 921.734 | 0.031766 | 1023.574 | 0.030544 | 921.734 | 0.047591 | 1023.6936 | 0.0007506 | 1023.574 | 0.036233 | 921.734 | 0.018069 | 921.9997 | 0.0083437
|  | 691.482 | 0 | 922.2413 | -0.001074 | 921.9752 | -0.036556 | 691.482 | 0 | 922.2413 | -0.045082 | 921.9752 | -0.19325 | 921.9752 | #REF! | 692.9131 | 0.0004519 | 922.2413 | 0 | 916.58 | -0.014154 | 922.2413 | 0 | 691.482 | 0.0029836 | 922.2413 | 0 | 916.58 | -0.00059213 | 922.2413 | 0 | 916.58 | 0.011681 | 922.2413 | 0 | 692.9131 | 0.00044177 | 922.2413 | 0 | 692.9131 | 0.00037702 | 922.2413 | 0 | 921.9752 | -0.038689 | 1023.7426 | 0.026822 | 921.9752 | -0.029882 | 1023.8636 | 0 | 1023.7426 | 0.038091 | 921.9752 | -0.0086194 | 922.2413 | -0.0017822
|  | 691.6071 | 0.0013064 | 922.4829 | 0.016461 | 922.2165 | -0.011061 | 691.6071 | 0.015284 | 922.4829 | -0.0059301 | 922.2165 | 0.0056724 | 922.2165 | #REF! | 693.0339 | 0.00023601 | 922.4829 | 0.059305 | 916.83 | -0.0098357 | 922.4829 | 0.042925 | 691.6071 | 0.0022476 | 922.4829 | 0.006966 | 916.83 | -0.006999 | 922.4829 | 0.0034769 | 916.83 | 5.1009e-05 | 922.4829 | 0.016801 | 693.0339 | 0.00021618 | 922.4829 | 0.028703 | 693.0339 | 0.00017352 | 922.4829 | 0.0095697 | 922.2165 | 0.048667 | 1023.9112 | 0.030816 | 922.2165 | 0.0048276 | 1024.0336 | 0.0007506 | 1023.9112 | 0.037162 | 922.2165 | 0.0067679 | 922.4829 | 0.0081088
|  | 691.7323 | 0 | 922.7245 | 0.0054131 | 922.4577 | -0.016337 | 691.7323 | 0 | 922.7245 | -0.0038845 | 922.4577 | -0.10716 | 922.4577 | #REF! | 693.1547 | 0.00045357 | 922.7246 | 0 | 917.07 | -0.027109 | 922.7246 | 0 | 691.7323 | 0.0042442 | 922.7246 | 0 | 917.07 | 0.0019706 | 922.7245 | 0 | 917.07 | 0.0014282 | 922.7246 | 0 | 693.1547 | 0.0004279 | 922.7246 | 0 | 693.1547 | 0.00037702 | 922.7246 | 0 | 922.4577 | -0.060477 | 1024.0798 | 0.024508 | 922.4577 | -0.022277 | 1024.2036 | 0 | 1024.0798 | 0.03837 | 922.4577 | -0.0093856 | 922.7245 | -0.0014834
|  | 691.8575 | 0.0047082 | 922.9662 | 0.014619 | 922.699 | -0.020865 | 691.8575 | 0.020825 | 922.9662 | -0.006084 | 922.699 | -0.033069 | 922.699 | #REF! | 693.2754 | 0.00022204 | 922.9662 | 0.033595 | 917.31 | 0.0088761 | 922.9662 | 0.017461 | 691.8575 | 0.0095471 | 922.9662 | 0.0028197 | 917.31 | -0.0001262 | 922.9662 | 0 | 917.31 | -0.00040807 | 922.9662 | 0.0099315 | 693.2754 | 0.00021387 | 922.9662 | 0.041427 | 693.2754 | 0.0002035 | 922.9662 | 0.0063781 | 922.699 | 0.039911 | 1024.2484 | 0.026596 | 922.699 | 0.0099801 | 1024.3736 | 0.0007506 | 1024.2484 | 0.037627 | 922.699 | 0.010024 | 922.9662 | 0.010206
|  | 691.9827 | 0 | 923.2078 | -0.003095 | 922.9403 | -0.031339 | 691.9827 | 0 | 923.2078 | -0.0086138 | 922.9403 | -0.15104 | 922.9403 | #REF! | 693.3962 | 0.00045022 | 923.2079 | 0 | 917.55 | 0.0079165 | 923.2079 | 0 | 691.9827 | 0.0036139 | 923.2079 | 0 | 917.55 | -0.0046693 | 923.2078 | 0 | 917.55 | -0.0097429 | 923.2079 | 0 | 693.3962 | 0.00042229 | 923.2079 | 0 | 693.3962 | 0.00043698 | 923.2078 | 0 | 922.9403 | -0.086948 | 1024.4169 | 0.042526 | 922.9403 | -0.027906 | 1024.5437 | 0 | 1024.4169 | 0.038648 | 922.9403 | -0.0098325 | 923.2078 | -0.00070922
|  | 692.1079 | 0.0026375 | 923.4495 | 0.0044172 | 923.1816 | 0.003723 | 692.1079 | 0.015762 | 923.4495 | -0.0041631 | 923.1816 | 0.067221 | 923.1816 | #REF! | 693.517 | 0.00023209 | 923.4495 | 0.043889 | 917.79 | 0.030466 | 923.4495 | 0.022413 | 692.1079 | 0.0080373 | 923.4495 | 0.0084111 | 917.79 | -0.00047565 | 923.4495 | 0 | 917.79 | 0.0043357 | 923.4495 | 0.0095197 | 693.517 | 0.00021255 | 923.4495 | 0.038322 | 693.517 | 0.00023348 | 923.4495 | 0.0058438 | 923.1816 | 0.065364 | 1024.5855 | 0.030816 | 923.1816 | 0.03689 | 1024.7137 | 0.0007506 | 1024.5855 | 0.037208 | 923.1816 | 0.0084917 | 923.4495 | 0.011148
|  | 692.2331 | 0 | 923.6912 | -0.013787 | 923.4228 | -0.022583 | 692.2331 | 0 | 923.6912 | -0.028294 | 923.4228 | -0.2226 | 923.4228 | #REF! | 693.6378 | 0.00045748 | 923.6912 | 0 | 918.03 | 0.0011995 | 923.6912 | 0 | 692.2331 | 0 | 923.6912 | 0 | 918.03 | -0.0044363 | 923.6912 | 0 | 918.03 | -0.0048458 | 923.6912 | 0 | 693.6378 | 0.00042229 | 923.6912 | 0.0076974 | 693.6378 | 0.00038696 | 923.6912 | 0 | 923.4229 | -0.0393 | 1024.7541 | 0.032132 | 923.4228 | -0.012866 | 1024.8837 | 0 | 1024.7541 | 0.037673 | 923.4229 | -0.017047 | 923.6912 | -0.0030016
|  | 692.3583 | 0.0072224 | 923.9329 | 0.024005 | 923.6641 | -0.00058116 | 692.3583 | 0.0097437 | 923.9329 | 0.017504 | 923.6641 | 0.031589 | 923.6641 | #REF! | 693.7586 | 0.000228 | 923.9328 | 0 | 918.27 | 0.014634 | 923.9328 | 0.047765 | 692.3583 | 0.0016175 | 923.9328 | 0.0040001 | 918.27 | -0.0050185 | 923.9329 | 0.0069466 | 918.27 | 0.00066312 | 923.9328 | 0.010525 | 693.7586 | 0.00021387 | 923.9328 | 0.039229 | 693.7586 | 0.00015348 | 923.9329 | 0.0048187 | 923.6641 | 0.066789 | 1024.9227 | 0.028093 | 923.6641 | 0.0090295 | 1025.0537 | 0.00032174 | 1024.9227 | 0.036697 | 923.6641 | 0.013408 | 923.9329 | 0.0091149
|  | 692.4835 | 0 | 924.1745 | 0.0015966 | 923.9054 | -0.012032 | 692.4835 | 0 | 924.1745 | -0.028171 | 923.9054 | -0.17073 | 923.9054 | #REF! | 693.8793 | 0.00045581 | 924.1745 | 0 | 918.51 | -0.022789 | 924.1745 | 0 | 692.4835 | 0 | 924.1745 | 0 | 918.51 | -0.0051353 | 924.1745 | 0 | 918.51 | -0.0049988 | 924.1745 | 0 | 693.8793 | 0.00044458 | 924.1745 | 0 | 693.8793 | 0.00029686 | 924.1745 | 0 | 923.9054 | -0.021381 | 1025.0913 | 0.027276 | 923.9054 | -0.0059869 | 1025.2237 | 0 | 1025.0913 | 0.037859 | 923.9054 | -0.0055453 | 924.1745 | 0.0017191
|  | 692.6087 | 0.013911 | 924.4162 | -0.0085998 | 924.1467 | -0.009787 | 692.6087 | 0.017863 | 924.4162 | 0.015158 | 924.1467 | -0.038511 | 924.1467 | #REF! | 694.0001 | 0.00022893 | 924.4162 | 0.05489 | 918.75 | -0.014154 | 924.4162 | 0.029902 | 692.6087 | 0.0062611 | 924.4162 | 0.0075374 | 918.75 | 0.0049991 | 924.4162 | 0.0047253 | 918.75 | -0.0022444 | 924.4162 | 0.015512 | 694.0001 | 0.00023385 | 924.4162 | 0.040261 | 694.0001 | 0.00014337 | 924.4162 | 0.0086841 | 924.1467 | 0.039503 | 1025.2598 | 0.030408 | 924.1467 | 0.014265 | 1025.3937 | 0.0009651 | 1025.2598 | 0.036651 | 924.1467 | 0.020814 | 924.4162 | 0.0093376
|  | 692.734 | 0 | 924.6579 | -0.017956 | 924.388 | -0.030433 | 692.734 | 0 | 924.6579 | -0.048451 | 924.388 | -0.0856 | 924.388 | #REF! | 694.1209 | 0.00046829 | 924.6579 | 0 | 918.99 | -0.0011995 | 924.6579 | 0 | 692.734 | 0.0047513 | 924.6579 | 0 | 918.99 | -0.0061837 | 924.6579 | 0 | 918.99 | 0.0021933 | 924.6579 | 0 | 694.1209 | 0.00043599 | 924.6579 | 0 | 694.1209 | 0.0003169 | 924.6579 | 0 | 924.388 | -0.052943 | 1025.4284 | 0.021376 | 924.388 | 0.0064508 | 1025.5637 | 0 | 1025.4284 | 0.036976 | 924.388 | -0.0059472 | 924.6579 | -0.0014772
|  | 692.8593 | 0.013747 | 924.8996 | 0.002126 | 924.6294 | -0.0032556 | 692.8593 | 0.021398 | 924.8996 | -0.0068973 | 924.6294 | -0.043387 | 924.6294 | #REF! | 694.2417 | 0.00023973 | 924.8996 | 0.063789 | 919.23 | -0.0088761 | 924.8996 | 0.016261 | 692.8593 | 0.01008 | 924.8996 | 0.014839 | 919.23 | 0.0026695 | 924.8996 | 0.0035876 | 919.23 | 0.0080083 | 924.8996 | 0.017901 | 694.2417 | 0.0002033 | 924.8996 | 0.060787 | 694.2417 | 0.00017352 | 924.8996 | 0.0070248 | 924.6294 | 0.027693 | 1025.597 | 0.034402 | 924.6294 | -0.0045431 | 1025.7338 | 0.00053624 | 1025.597 | 0.036001 | 924.6294 | 0.014813 | 924.8996 | 0.010086
|  | 692.9845 | 0 | 925.1413 | -0.00070411 | 924.8707 | -0.027543 | 692.9845 | 0 | 925.1413 | -0.022324 | 924.8707 | -0.15372 | 924.8707 | #REF! | 694.3625 | 0.00048431 | 925.1413 | 0 | 919.48 | -0.004558 | 925.1413 | 0 | 692.9845 | 0.0097691 | 925.1413 | 0 | 919.48 | 0.00080569 | 925.1413 | 0 | 919.48 | -0.0013262 | 925.1413 | 0 | 694.3625 | 0.00042262 | 925.1413 | 0 | 694.3625 | 0.00037702 | 925.1413 | 0 | 924.8707 | -0.041132 | 1025.7656 | 0.037987 | 924.8707 | -0.013429 | 1025.9038 | 0 | 1025.7656 | 0.037255 | 924.8707 | -0.010663 | 925.1413 | -0.00034356
|  | 693.1098 | 0.0057434 | 925.383 | -0.017849 | 925.112 | -0.011251 | 693.1098 | 0.012227 | 925.383 | 0.0095107 | 925.112 | 0.012944 | 925.112 | #REF! | 694.4833 | 0.00024644 | 925.383 | 0.027909 | 919.72 | 0.027109 | 925.383 | 0.019096 | 693.1098 | 0.0085702 | 925.383 | 0 | 919.72 | -0.0033879 | 925.383 | 0.00055118 | 919.72 | -0.0085181 | 925.383 | 0.011828 | 694.4833 | 0.00021998 | 925.383 | 0.070804 | 694.4833 | 0.0002035 | 925.383 | 0.0070392 | 925.112 | 0.01682 | 1025.9342 | 0.026006 | 925.112 | 0.027448 | 1026.0738 | 0.00053624 | 1025.9342 | 0.035676 | 925.112 | 0.020048 | 925.383 | 0.0098355
|  | 693.2351 | 0 | 925.6248 | -0.026993 | 925.3533 | -0.042447 | 693.2351 | 0 | 925.6248 | -0.023952 | 925.3533 | -0.20373 | 925.3533 | #REF! | 694.6041 | 0.0004871 | 925.6247 | 0 | 919.96 | -0.018472 | 925.6247 | 0 | 693.2351 | 0.0062611 | 925.6247 | 0 | 919.96 | -0.0023395 | 925.6248 | 0 | 919.96 | -0.0091305 | 925.6247 | 0 | 694.6041 | 0.00042675 | 925.6247 | 0 | 694.6041 | 0.00042704 | 925.6248 | 0 | 925.3533 | -0.040318 | 1026.1028 | 0.03599 | 925.3533 | -0.043288 | 1026.2438 | 0 | 1026.1028 | 0.036837 | 925.3533 | 0.0041204 | 925.6248 | -0.0022131
|  | 693.3604 | 0.0083961 | 925.8665 | -0.00073222 | 925.5947 | -9.4878e-05 | 693.3604 | 0.0024847 | 925.8665 | 0.014679 | 925.5947 | 0.028647 | 925.5947 | #REF! | 694.7248 | 0.00024364 | 925.8665 | 0.02202 | 920.2 | -0.002159 | 925.8665 | 0.035738 | 693.3604 | 0.0048846 | 925.8665 | 0.0055745 | 920.2 | -0.0040868 | 925.8665 | 0.0049656 | 920.2 | -0.0066822 | 925.8665 | 0.010124 | 694.7248 | 0.00020759 | 925.8665 | 0.049082 | 694.7248 | 0.00022354 | 925.8665 | 0.0079019 | 925.5947 | 0.029119 | 1026.2713 | 0.032223 | 925.5947 | 0.016869 | 1026.4139 | 0.00010725 | 1026.2713 | 0.034886 | 925.5947 | 0.0086194 | 925.8665 | 0.0079201
|  | 693.4857 | 0 | 926.1082 | 0.004627 | 925.836 | -0.029305 | 693.4857 | 0 | 926.1082 | -0.0188 | 925.836 | -0.16445 | 925.836 | #REF! | 694.8456 | 0.00046102 | 926.1082 | 0 | 920.44 | -0.0040782 | 926.1082 | 0 | 693.4857 | 0.010302 | 926.1082 | 0 | 920.44 | -0.0016406 | 926.1082 | 0 | 920.44 | -0.0023974 | 926.1082 | 0 | 694.8456 | 0.00041139 | 926.1082 | 0 | 694.8456 | 0.00043698 | 926.1082 | 0 | 925.836 | -0.028915 | 1026.4399 | 0.044749 | 925.836 | -0.015973 | 1026.5839 | 0 | 1026.4399 | 0.036326 | 925.836 | -0.0069594 | 926.1082 | -0.0017431
|  | 693.611 | 0.007814 | 926.35 | 0.013987 | 926.0774 | 0.017636 | 693.611 | 0.01624 | 926.35 | 0.0026786 | 926.0774 | 0.0010789 | 926.0774 | #REF! | 694.9664 | 0.00022129 | 926.3499 | 0.077772 | 920.68 | 0.0002399 | 926.3499 | 0.025145 | 693.611 | 0.0074157 | 926.3499 | 0.021306 | 920.68 | 0.0024366 | 926.35 | 0.010603 | 920.68 | 0.0054069 | 926.3499 | 0.022624 | 694.9664 | 0.00020908 | 926.3499 | 0.040565 | 694.9664 | 0.00021343 | 926.35 | 0.016087 | 926.0774 | 0.059052 | 1026.6085 | 0.027776 | 926.0774 | 0.032352 | 1026.7539 | 0.00053624 | 1026.6085 | 0.035536 | 926.0774 | 0.01162 | 926.35 | 0.011909
|  | 693.7364 | 0 | 926.5917 | -0.015909 | 926.3187 | -0.019029 | 693.7364 | 0 | 926.5917 | -0.030949 | 926.3187 | -0.12059 | 926.3187 | #REF! | 695.0872 | 0.00042619 | 926.5917 | 0 | 920.92 | 0.002159 | 926.5917 | 0 | 693.7364 | 0.010568 | 926.5917 | 0 | 920.92 | -0.0001262 | 926.5917 | 0 | 920.92 | -0.0045398 | 926.5917 | 0 | 695.0872 | 0.00042641 | 926.5917 | 0 | 695.0872 | 0.00043698 | 926.5917 | 0 | 926.3187 | -0.06007 | 1026.7771 | 0.020922 | 926.3187 | 0.030722 | 1026.924 | 0 | 1026.7771 | 0.037023 | 926.3187 | -0.029306 | 926.5917 | -0.00047348
|  | 693.8617 | 0.011359 | 926.8334 | -0.0014912 | 926.5601 | -0.025467 | 693.8617 | 0.012896 | 926.8334 | 0.0092626 | 926.5601 | 0.021007 | 926.5601 | #REF! | 695.208 | 0.00020937 | 926.8335 | 0.058802 | 921.16 | 0.012714 | 926.8335 | 0.01277 | 693.8617 | 0.0059059 | 926.8335 | 0.0045314 | 921.16 | 0.0061643 | 926.8334 | 0.0041076 | 921.16 | -0.0027035 | 926.8335 | 0.0098458 | 695.208 | 0.00022312 | 926.8335 | 0.017336 | 695.208 | 0.00022354 | 926.8334 | 0.0088023 | 926.5601 | 0.037874 | 1026.9457 | 0.026096 | 926.5601 | 0.043673 | 1027.094 | 0.00053624 | 1026.9457 | 0.035536 | 926.5601 | 0.01526 | 926.8334 | 0.007154
|  | 693.9871 | 0 | 927.0752 | 0.00078768 | 926.8014 | -0.014082 | 693.9871 | 0 | 927.0752 | -0.015759 | 926.8014 | -0.16328 | 926.8014 | #REF! | 695.3288 | 0.00044705 | 927.0752 | 0 | 921.4 | -0.017512 | 927.0752 | 0 | 693.9871 | 0.0074157 | 927.0752 | 0 | 921.4 | -0.0047858 | 927.0752 | 0 | 921.4 | -0.0065293 | 927.0752 | 0 | 695.3288 | 0.00040676 | 927.0752 | 0 | 695.3288 | 0.00042036 | 927.0752 | 0 | 926.8015 | -0.063124 | 1027.1143 | 0.026414 | 926.8014 | -0.014675 | 1027.264 | 0 | 1027.1143 | 0.035768 | 926.8015 | -0.07451 | 927.0752 | -0.0017036
|  | 694.1124 | 0.0093016 | 927.317 | 0.017258 | 927.0428 | 0.020686 | 694.1124 | 0.010126 | 927.317 | 0.014723 | 927.0428 | 0.066435 | 927.0428 | #REF! | 695.4496 | 0.00024234 | 927.317 | 0.028325 | 921.64 | 0.0069569 | 927.317 | 0.035926 | 694.1124 | 0.006794 | 927.317 | 0.017383 | 921.64 | 0.0056981 | 927.317 | 0.0066366 | 921.64 | 0.011069 | 927.317 | 0.019944 | 695.4496 | 0.00019025 | 927.317 | 0.022015 | 695.4496 | 0.00021018 | 927.317 | 0.0097164 | 927.0428 | 0.025046 | 1027.2828 | 0.029999 | 927.0428 | 0.02106 | 1027.4341 | 0.00053624 | 1027.2828 | 0.034421 | 927.0428 | 0.055803 | 927.317 | 0.010805
|  | 694.2378 | 0 | 927.5588 | -0.0032032 | 927.2842 | -0.054645 | 694.2378 | 0 | 927.5588 | -0.010471 | 927.2842 | -0.11281 | 927.2842 | #REF! | 695.5704 | 0.00047537 | 927.5588 | 0 | 921.89 | -0.014634 | 927.5588 | 0 | 694.2378 | 0.00033618 | 927.5588 | 0 | 921.89 | -0.0010581 | 927.5588 | 0 | 921.89 | 0.0029585 | 927.5588 | 0 | 695.5704 | 0.00041601 | 927.5588 | 0 | 695.5704 | 0.00041368 | 927.5588 | 0 | 927.2842 | -0.042965 | 1027.4514 | 0.0295 | 927.2842 | 0.0074931 | 1027.6041 | 0 | 1027.4514 | 0.036326 | 927.2842 | -0.006704 | 927.5588 | 6.8518e-05
|  | 694.3632 | 0.0041166 | 927.8005 | 0.0064415 | 927.5256 | -0.015027 | 694.3632 | 0.011081 | 927.8005 | 0.02169 | 927.5256 | 0.096352 | 927.5256 | #REF! | 695.6912 | 0.00023638 | 927.8005 | 0.035766 | 922.13 | -0.0040782 | 927.8005 | 0.017449 | 694.3632 | 0.0060391 | 927.8005 | 0.018056 | 922.13 | 0.0019706 | 927.8005 | 0.011048 | 922.13 | 0.0024994 | 927.8005 | 0.01801 | 695.6912 | 0.00022956 | 927.8005 | 0.036453 | 695.6912 | 0.00021686 | 927.8005 | 0.0085259 | 927.5256 | 0.047445 | 1027.62 | 0.031996 | 927.5256 | 0.0019119 | 1027.7742 | 0.00053624 | 1027.62 | 0.034979 | 927.5256 | 0.015898 | 927.8005 | 0.0088984
|  | 694.4886 | 0 | 928.0424 | -0.0074417 | 927.767 | -0.01591 | 694.4886 | 0 | 928.0424 | -0.040925 | 927.767 | -0.11836 | 927.767 | #REF! | 695.812 | 0.00044668 | 928.0423 | 0 | 922.37 | -0.017512 | 928.0423 | 0 | 694.4886 | 0.0067496 | 928.0423 | 0 | 922.37 | 0.0029025 | 928.0424 | 0 | 922.37 | -0.0017853 | 928.0423 | 0 | 695.812 | 0.00042873 | 928.0423 | 0 | 695.812 | 0.00041693 | 928.0424 | 0 | 927.767 | -0.0086742 | 1027.7886 | 0.036081 | 927.767 | -0.00061677 | 1027.9442 | 0 | 1027.7886 | 0.036047 | 927.767 | -0.015387 | 928.0424 | -0.0014065
|  | 694.614 | 0.01317 | 928.2841 | 0.031901 | 928.0084 | -0.024856 | 694.614 | 0.0077853 | 928.2841 | -0.013713 | 928.0084 | 0.064711 | 928.0084 | #REF! | 695.9328 | 0.00021254 | 928.2841 | 0.094402 | 922.61 | -0.014154 | 928.2841 | 0.02809 | 694.614 | 0.0090586 | 928.2841 | 0.0098369 | 922.61 | -0.0066496 | 928.2841 | 0.0075181 | 922.61 | 0.0011222 | 928.2841 | 0.0096281 | 695.9328 | 0.00020231 | 928.2841 | 0.045781 | 695.9328 | 0.00021343 | 928.2841 | 0.005305 | 928.0084 | 0.033802 | 1027.9572 | 0.036399 | 928.0084 | 0.035626 | 1028.1143 | 0.00053624 | 1027.9572 | 0.034235 | 928.0084 | 0.020431 | 928.2841 | 0.0083118
|  | 694.7394 | 0 | 928.5259 | -0.0073306 | 928.2498 | -0.00066737 | 694.7394 | 0 | 928.5259 | -0.010431 | 928.2498 | -0.21786 | 928.2498 | #REF! | 696.0536 | 0.00045711 | 928.5259 | 0 | 922.85 | -0.041981 | 928.5259 | 0 | 694.7394 | 0.01119 | 928.5259 | 0 | 922.85 | -0.0065332 | 928.5259 | 0 | 922.85 | -0.0048458 | 928.5259 | 0 | 696.0536 | 0.00041799 | 928.5259 | 0 | 696.0536 | 0.00039706 | 928.5259 | 0 | 928.2498 | -0.026675 | 1028.1257 | 0.02714 | 928.2498 | -0.0075759 | 1028.2843 | 0 | 1028.1257 | 0.035954 | 928.2498 | -0.0166 | 928.5259 | 0.00043889
|  | 694.8648 | 0.007814 | 928.7678 | -0.011815 | 928.4912 | -0.0078118 | 694.8648 | 0.013756 | 928.7678 | 0.008269 | 928.4912 | 0.074303 | 928.4912 | #REF! | 696.1744 | 0.00024588 | 928.7678 | 0.10072 | 923.09 | -0.025668 | 928.7678 | 0.0134 | 694.8648 | 0.010302 | 928.7678 | 0.0054042 | 923.09 | 0.0089597 | 928.7678 | 0.0066336 | 923.09 | 0.0069371 | 928.7678 | 0.0195 | 696.1744 | 0.00021948 | 928.7678 | 0.059021 | 696.1744 | 0.00018346 | 928.7678 | 0.0065983 | 928.4912 | 0.045816 | 1028.2943 | 0.025052 | 928.4912 | 0.026818 | 1028.4544 | 0.00053624 | 1028.2943 | 0.034189 | 928.4912 | 0.024901 | 928.7678 | 0.01103
|  | 694.9903 | 0 | 929.0096 | -0.0064575 | 928.7326 | -0.019901 | 694.9903 | 0 | 929.0096 | -0.00032174 | 928.7326 | -0.18769 | 928.7326 | #REF! | 696.2952 | 0.00049101 | 929.0096 | 0 | 923.33 | -0.0069569 | 929.0096 | 0 | 694.9903 | 0.0067496 | 929.0096 | 0 | 923.33 | -0.0046693 | 929.0096 | 0 | 923.33 | -0.0022444 | 929.0096 | 0 | 696.2952 | 0.00042757 | 929.0096 | 0 | 696.2952 | 0.00039706 | 929.0096 | 0 | 928.7326 | -0.058237 | 1028.4629 | 0.031588 | 928.7326 | 0.0042261 | 1028.6244 | 0 | 1028.4629 | 0.035397 | 928.7326 | -0.014685 | 929.0096 | -0.00092087
|  | 695.1157 | 0.0045602 | 929.2514 | -0.00083253 | 928.974 | -0.0014673 | 695.1157 | 0.022353 | 929.2514 | 0.012995 | 928.974 | 0.097813 | 928.974 | #REF! | 696.416 | 0.00025147 | 929.2514 | 0.03171 | 923.57 | 0.02183 | 929.2514 | 0.04687 | 695.1157 | 0.012478 | 929.2514 | 0.016685 | 923.57 | 0.0074455 | 929.2514 | 0.0020423 | 923.57 | 0.0035706 | 929.2514 | 0.013232 | 696.416 | 0.00021073 | 929.2514 | 0.06445 | 696.416 | 0.00021343 | 929.2514 | 0.0065303 | 928.974 | 0.051721 | 1028.6315 | 0.026505 | 928.974 | -0.0043297 | 1028.7945 | 0.0007506 | 1028.6315 | 0.033678 | 928.974 | 0.021964 | 929.2514 | 0.0082245
|  | 695.2412 | 0 | 929.4932 | 0.0034891 | 929.2154 | -0.025877 | 695.2412 | 0 | 929.4932 | -0.019809 | 929.2154 | -0.16157 | 929.2154 | #REF! | 696.5368 | 0.00048822 | 929.4932 | 0 | 923.81 | -0.017512 | 929.4932 | 0 | 695.2412 | 0.0041182 | 929.4932 | 0 | 923.81 | -0.0079311 | 929.4932 | 0 | 923.81 | -0.0054579 | 929.4932 | 0 | 696.5368 | 0.00040825 | 929.4932 | 0 | 696.5368 | 0.000407 | 929.4932 | 0 | 929.2155 | -0.054775 | 1028.8001 | 0.043161 | 929.2154 | -0.019419 | 1028.9645 | 0 | 1028.8001 | 0.035072 | 929.2155 | 0.002583 | 929.4932 | -0.00095719
|  | 695.3667 | 0.0081099 | 929.7351 | 0.023977 | 929.4569 | -0.045917 | 695.3667 | 0.016431 | 929.7351 | -9.6163e-05 | 929.4569 | -0.0011087 | 929.4569 | #REF! | 696.6577 | 0.00024234 | 929.7351 | 0.072327 | 924.05 | -0.0055175 | 929.7351 | 0.0294 | 695.3667 | 0.0090586 | 929.7351 | 0.0020325 | 924.05 | -0.0049022 | 929.7351 | 0.0022963 | 924.05 | -0.0079064 | 929.7351 | 0.0083389 | 696.6577 | 0.0002033 | 929.7351 | 0.039663 | 696.6577 | 0.00019357 | 929.7351 | 0.0075643 | 929.4569 | 0.054979 | 1028.9687 | 0.034175 | 929.4569 | -0.024978 | 1029.1346 | 0.0009651 | 1028.9687 | 0.03326 | 929.4569 | 0.009641 | 929.7351 | 0.0092055
|  | 695.4921 | 0 | 929.9769 | -0.028592 | 929.6983 | -0.010973 | 695.4921 | 0 | 929.9769 | -0.0083495 | 929.6983 | -0.095244 | 929.6983 | #REF! | 696.7785 | 0.00046624 | 929.9769 | 0 | 924.3 | 0.0069569 | 929.9769 | 0 | 695.4921 | 0.0043703 | 929.9769 | 0 | 924.3 | -0.006999 | 929.9769 | 0 | 924.3 | -0.00086717 | 929.9769 | 0 | 696.7785 | 0.00039107 | 929.9769 | 0 | 696.7785 | 0.00041693 | 929.9769 | 0 | 929.6983 | -0.033598 | 1029.1372 | 0.028229 | 929.6983 | 0.02453 | 1029.3046 | 0 | 1029.1372 | 0.034375 | 929.6983 | -0.016345 | 929.9769 | -0.00083462
|  | 695.6176 | 0.010454 | 930.2188 | 0.0097198 | 929.9398 | 0.0092511 | 695.6176 | 0.01538 | 930.2188 | -0.00079518 | 929.9398 | 0.03776 | 929.9398 | #REF! | 696.8993 | 0.00022986 | 930.2188 | 0.027976 | 924.54 | 0.0040782 | 930.2188 | 0.027142 | 695.6176 | 0.007016 | 930.2188 | 0.015283 | 924.54 | -0.0045528 | 930.2188 | 0.0050421 | 924.54 | -0.0025504 | 930.2188 | 0.0083002 | 696.8993 | 0.00019273 | 930.2188 | 0.035801 | 696.8993 | 0.00022354 | 930.2188 | 0.0054673 | 929.9398 | 0.029322 | 1029.3058 | 0.034538 | 929.9398 | 0.0039122 | 1029.4747 | 0.0007506 | 1029.3058 | 0.033167 | 929.9398 | 0.011876 | 930.2188 | 0.0086717
|  | 695.7431 | 0 | 930.4606 | -0.0099229 | 930.1812 | -0.031863 | 695.7431 | 0 | 930.4606 | -0.023367 | 930.1812 | -0.19367 | 930.1812 | #REF! | 697.0201 | 0.00045413 | 930.4606 | 0 | 924.78 | -0.004558 | 930.4606 | 0 | 695.7431 | 0.010302 | 930.4606 | 0 | 924.78 | 0.0039509 | 930.4606 | 0 | 924.78 | -0.00086717 | 930.4606 | 0 | 697.0201 | 0.00040379 | 930.4606 | 0 | 697.0201 | 0.00038696 | 930.4606 | 0 | 930.1812 | -0.074731 | 1029.4744 | 0.031497 | 930.1812 | -0.0048961 | 1029.6448 | 0 | 1029.4744 | 0.034746 | 930.1812 | -0.0219 | 930.4606 | -0.0016973
|  | 695.8686 | 0.0095486 | 930.7025 | 0.012214 | 930.4227 | -0.0087592 | 695.8686 | 0.020729 | 930.7025 | 0.015742 | 930.4227 | -0.049253 | 930.4227 | #REF! | 697.1409 | 0.00022949 | 930.7025 | 0.036878 | 925.02 | -0.0035984 | 930.7025 | 0.028515 | 695.8686 | 0.0090586 | 930.7025 | 0.015247 | 925.02 | -0.0035044 | 930.7025 | 0.00075563 | 925.02 | -0.0039276 | 930.7025 | 0.0029569 | 697.1409 | 0.00021502 | 930.7025 | 0.026574 | 697.1409 | 0.00016342 | 930.7025 | 0.0092937 | 930.4227 | 0.017433 | 1029.643 | 0.026732 | 930.4227 | -0.031453 | 1029.8148 | 0.0009651 | 1029.643 | 0.033864 | 930.4227 | 0.020687 | 930.7025 | 0.011129
|  | 695.9942 | 0 | 930.9444 | -0.012814 | 930.6641 | -0.021398 | 695.9942 | 0 | 930.9444 | -0.0094691 | 930.6641 | -0.15802 | 930.6641 | #REF! | 697.2617 | 0.00045022 | 930.9444 | 0 | 925.26 | 0.011755 | 930.9444 | 0 | 695.9942 | 0.0063943 | 930.9444 | 0 | 925.26 | -0.0029219 | 930.9444 | 0 | 925.26 | 0.0017343 | 930.9444 | 0 | 697.2617 | 0.00041799 | 930.9444 | 0 | 697.2617 | 0.00033694 | 930.9444 | 0 | 930.6641 | -0.04663 | 1029.8116 | 0.03009 | 930.6641 | 0.01668 | 1029.9849 | 0 | 1029.8116 | 0.035025 | 930.6641 | -0.012003 | 930.9444 | 0.0002613
|  | 696.1197 | 0 | 931.1863 | 0.00055384 | 930.9056 | -0.0025681 | 696.1197 | 0.015093 | 931.1863 | 0.0050789 | 930.9056 | -0.015575 | 930.9056 | #REF! | 697.3826 | 0.00022539 | 931.1863 | 0.058767 | 925.5 | 0.012235 | 931.1863 | 0.016076 | 696.1197 | 0.0080373 | 931.1863 | 0.020283 | 925.5 | -0.00047565 | 931.1863 | 0.0048988 | 925.5 | 0.0031115 | 931.1863 | 0.0078769 | 697.3826 | 0.00020445 | 931.1863 | 0.045606 | 697.3826 | 0.00018346 | 931.1863 | 0.007373 | 930.9056 | 0.040522 | 1029.9802 | 0.033358 | 930.9056 | 0.021842 | 1030.155 | 0.00032174 | 1029.9802 | 0.033632 | 930.9056 | 0.010854 | 931.1863 | 0.01167
|  | 696.2452 | 0 | 931.4282 | -0.00012229 | 931.1471 | -0.028864 | 696.2452 | 0 | 931.4282 | 0.0012572 | 931.1471 | -0.19502 | 931.1471 | #REF! | 697.5034 | 0.00047145 | 931.4282 | 0 | 925.74 | 0.019911 | 931.4282 | 0 | 696.2452 | 0.0083926 | 931.4282 | 0 | 925.74 | 0.00080569 | 931.4282 | 0 | 925.74 | -0.0022444 | 931.4282 | 0 | 697.5034 | 0.00040825 | 931.4282 | 0 | 697.5034 | 0.00038696 | 931.4282 | 0 | 931.1471 | -0.050296 | 1030.1488 | 0.032087 | 931.1471 | -0.0097001 | 1030.325 | 0 | 1030.1488 | 0.034189 | 931.1471 | -0.012961 | 931.4282 | -0.0024077
|  | 696.3708 | 0.0051518 | 931.67 | 0.0040767 | 931.3885 | -0.0020679 | 696.3708 | 0.014042 | 931.67 | -0.013239 | 931.3885 | -0.012184 | 931.3885 | #REF! | 697.6242 | 0.0002524 | 931.6701 | 0.03725 | 925.98 | 0.015113 | 931.6701 | 0.011564 | 696.3708 | 0.0017435 | 931.6701 | 0.01807 | 925.98 | 0.0036014 | 931.67 | 0.0046273 | 925.98 | -0.0082122 | 931.6701 | 0.01401 | 697.6242 | 0.00020445 | 931.6701 | 0.038683 | 697.6242 | 0.00021343 | 931.67 | 0.0097461 | 931.3886 | 0.046019 | 1030.3173 | 0.037261 | 931.3885 | 0.058559 | 1030.4951 | 0.00032174 | 1030.3173 | 0.033028 | 931.3886 | 0.022538 | 931.67 | 0.011596
|  | 696.4964 | 0 | 931.912 | -0.0011234 | 931.63 | -0.010732 | 696.4964 | 0 | 931.912 | -0.018731 | 931.63 | -0.17827 | 931.63 | #REF! | 697.745 | 0.0004735 | 931.912 | 0 | 926.22 | -0.017992 | 931.912 | 0 | 696.4964 | 0.0075045 | 931.912 | 0 | 926.22 | 0.0015046 | 931.912 | 0 | 926.22 | 0.0051009 | 931.912 | 0 | 697.745 | 0.0004094 | 931.912 | 0 | 697.745 | 0.00041693 | 931.912 | 0 | 931.63 | -0.044798 | 1030.4859 | 0.026232 | 931.63 | -0.01067 | 1030.6652 | 0 | 1030.4859 | 0.034189 | 931.63 | -0.013983 | 931.912 | -0.0005571
|  | 696.6219 | 0.0042645 | 932.1539 | 0.026714 | 931.8715 | 0.018892 | 696.6219 | 0.0082822 | 932.1539 | -0.0044593 | 931.8715 | 0.021757 | 931.8715 | #REF! | 697.8658 | 0.00022297 | 932.1539 | 0.037225 | 926.47 | -0.02135 | 932.1539 | 0.033924 | 696.6219 | 0.016385 | 932.1539 | 0.0084064 | 926.47 | 0.0056981 | 932.1539 | 0.0095871 | 926.47 | 0.0028055 | 932.1539 | 0.0095354 | 697.8658 | 0.00020561 | 932.1539 | 0.041568 | 697.8658 | 0.00021343 | 932.1539 | 0.0061418 | 931.8715 | 0.03258 | 1030.6545 | 0.028729 | 931.8715 | 0.027935 | 1030.8353 | 0.00053624 | 1030.6545 | 0.032981 | 931.8715 | 0.0051618 | 932.1539 | 0.0088032
|  | 696.7475 | 0 | 932.3958 | -0.0013969 | 932.113 | 0.0055934 | 696.7475 | 0 | 932.3958 | -0.027465 | 932.113 | -0.11523 | 932.113 | #REF! | 697.9867 | 0.00045581 | 932.3958 | 0 | 926.71 | -0.0079165 | 932.3958 | 0 | 696.7475 | 0.013055 | 932.3958 | 0 | 926.71 | -0.0047858 | 932.3958 | 0 | 926.71 | -0.013262 | 932.3958 | 0 | 697.9867 | 0.0003995 | 932.3958 | 0 | 697.9867 | 0.000407 | 932.3958 | 0 | 932.113 | -0.019196 | 1030.8231 | 0.033993 | 932.113 | -0.0077988 | 1031.0053 | 0 | 1030.8231 | 0.034328 | 932.113 | -0.020814 | 932.3958 | -0.00012145
|  | 696.8731 | 0.0029334 | 932.6377 | 0.0027701 | 932.3545 | 0.00059881 | 696.8731 | 0.01175 | 932.6377 | 0.013994 | 932.3545 | -0.017799 | 932.3545 | #REF! | 698.1075 | 0.00023601 | 932.6377 | 0.080052 | 926.95 | 0.020872 | 932.6377 | 0.033229 | 696.8731 | 0.013988 | 932.6377 | 0.0032251 | 926.95 | -0.0036209 | 932.6377 | 0.0040879 | 926.95 | -0.0034686 | 932.6377 | 0.011383 | 698.1075 | 0.00019422 | 932.6377 | 0.03519 | 698.1075 | 0.00019357 | 932.6377 | 0.0044514 | 932.3545 | 0.035838 | 1030.9917 | 0.026959 | 932.3545 | 0.01294 | 1031.1754 | 0.00053624 | 1030.9917 | 0.033446 | 932.3545 | 0.01609 | 932.6377 | 0.010192
|  | 696.9987 | 0 | 932.8796 | -0.020977 | 932.596 | -0.02823 | 696.9987 | 0 | 932.8796 | -0.010231 | 932.596 | -0.15902 | 932.596 | #REF! | 698.2283 | 0.00046326 | 932.8796 | 0 | 927.19 | -0.0083963 | 932.8796 | 0 | 696.9987 | 0.0067496 | 932.8796 | 0 | 927.19 | 0.0023201 | 932.8796 | 0 | 927.19 | 0.00066312 | 932.8796 | 0 | 698.2283 | 0.00042063 | 932.8796 | 0 | 698.2283 | 0.00036692 | 932.8796 | 0 | 932.596 | -0.061902 | 1031.1602 | 0.025552 | 932.596 | -0.00035847 | 1031.3455 | 0 | 1031.1602 | 0.035257 | 932.596 | -0.016281 | 932.8796 | -0.0019219
|  | 697.1244 | 0.007814 | 933.1216 | 0.017201 | 932.8375 | 0.025427 | 697.1244 | 0.0061289 | 933.1216 | 0.0071887 | 932.8375 | 0.040046 | 932.8375 | #REF! | 698.3491 | 0.0002293 | 933.1216 | 0.058911 | 927.43 | 0.024709 | 933.1216 | 0.02577 | 697.1244 | 0.011679 | 933.1216 | 0.013219 | 927.43 | -0.0047858 | 933.1216 | 0.0094213 | 927.43 | -0.0014792 | 933.1216 | 0.011518 | 698.3491 | 0.00022956 | 933.1216 | 0.034443 | 698.3491 | 0.00017352 | 933.1216 | 0.010011 | 932.8375 | 0.061902 | 1031.3288 | 0.028502 | 932.8375 | 0.039514 | 1031.5156 | 0.0007506 | 1031.3288 | 0.033864 | 932.8375 | 0.0051728 | 933.1216 | 0.0086313
|  | 697.25 | 0 | 933.3635 | -0.0014737 | 933.0791 | -0.029217 | 697.25 | 0 | 933.3635 | -0.020661 | 933.0791 | -0.080716 | 933.0791 | #REF! | 698.47 | 0.0004627 | 933.3635 | 0 | 927.67 | -0.016553 | 933.3635 | 0 | 697.25 | 0.0050178 | 933.3635 | 0 | 927.67 | 0.0047664 | 933.3635 | 0 | 927.67 | -0.0095893 | 933.3635 | 0 | 698.47 | 0.00042608 | 933.3635 | 0 | 698.47 | 0.000407 | 933.3635 | 0 | 933.0791 | -0.047241 | 1031.4974 | 0.027367 | 933.0791 | 0.013148 | 1031.6856 | 0 | 1031.4974 | 0.035815 | 933.0791 | -0.016153 | 933.3635 | -0.0013364
|  | 697.3756 | 0.00071483 | 933.6055 | 0.0024216 | 933.3206 | 6.9721e-05 | 697.3756 | 0.018723 | 933.6055 | -0.0052057 | 933.3206 | 0.03391 | 933.3206 | #REF! | 698.5908 | 0.00023768 | 933.6055 | 0.04969 | 927.91 | -0.019911 | 933.6055 | 0.018157 | 697.3756 | 0.013588 | 933.6055 | 0.00053158 | 927.91 | -0.00024269 | 933.6055 | 0.0041475 | 927.91 | 0.0029585 | 933.6055 | 0.00033993 | 698.5908 | 0.0002 | 933.6055 | 0.07448 | 698.5908 | 0.00023348 | 933.6055 | 0.0060205 | 933.3206 | 0.030951 | 1031.666 | 0.031542 | 933.3206 | 0.020803 | 1031.8557 | 0.0009651 | 1031.666 | 0.034607 | 933.3206 | 0.023304 | 933.6055 | 0.0093696
|  | 697.5013 | 0 | 933.8474 | -0.015465 | 933.5621 | -0.035775 | 697.5013 | 0 | 933.8474 | -0.0062101 | 933.5621 | -0.14478 | 933.5621 | #REF! | 698.7116 | 0.00048356 | 933.8474 | 0 | 928.15 | -0.02327 | 933.8474 | 0 | 697.5013 | 0.014831 | 933.8474 | 0 | 928.15 | -0.002223 | 933.8474 | 0 | 928.15 | 0.00051009 | 933.8474 | 0 | 698.7116 | 0.00041915 | 933.8474 | 0 | 698.7116 | 0.00039706 | 933.8474 | 0 | 933.5621 | -0.050092 | 1031.8346 | 0.023918 | 933.5621 | -0.064673 | 1032.0258 | 0 | 1031.8346 | 0.035908 | 933.5621 | -0.073616 | 933.8474 | -0.0035996
|  | 697.6269 | 0.003525 | 934.0894 | -0.005255 | 933.8037 | -0.00077777 | 697.6269 | 0.021876 | 934.0894 | -0.010674 | 933.8037 | -0.077717 | 933.8037 | #REF! | 698.8325 | 0.00025035 | 934.0894 | 0.056207 | 928.4 | 0.017512 | 934.0894 | 0.032407 | 697.6269 | 0.0131 | 934.0894 | 0.0082129 | 928.4 | -0.0046693 | 934.0894 | 0.0055789 | 928.4 | 0.007243 | 934.0894 | 0.0087298 | 698.8325 | 0.00022229 | 934.0894 | 0.050737 | 698.8325 | 0.00016856 | 934.0894 | 0.0085538 | 933.8036 | 0.053146 | 1032.0032 | 0.037352 | 933.8037 | -0.0099105 | 1032.1959 | 0.0009651 | 1032.0032 | 0.033632 | 933.8036 | 0.067232 | 934.0894 | 0.0095332
|  | 697.7526 | 0 | 934.3314 | 0.012666 | 934.0452 | -0.023254 | 697.7526 | 0 | 934.3314 | -0.041669 | 934.0452 | -0.20843 | 934.0452 | #REF! | 698.9533 | 0.00046922 | 934.3314 | 0 | 928.64 | -0.0098357 | 934.3314 | 0 | 697.7526 | 0.0031097 | 934.3314 | 0 | 928.64 | -0.011659 | 934.3314 | 0 | 928.64 | -0.011885 | 934.3314 | 0 | 698.9533 | 0.00043451 | 934.3314 | 0 | 698.9533 | 0.00038199 | 934.3314 | 0 | 934.0452 | -0.058441 | 1032.1717 | 0.022511 | 934.0452 | -0.054315 | 1032.366 | 0 | 1032.1717 | 0.034932 | 934.0452 | -0.013791 | 934.3314 | -0.0030144
|  | 697.8783 | 0 | 934.5734 | -0.0041592 | 934.2867 | -0.023422 | 697.8783 | 0.017099 | 934.5734 | 0.019311 | 934.2867 | 0.055803 | 934.2867 | #REF! | 699.0741 | 0.00022334 | 934.5734 | 0.06363 | 928.88 | 0.040062 | 934.5734 | 0.014214 | 697.8783 | 0.017629 | 934.5734 | 0.006462 | 928.88 | 0.0089597 | 934.5734 | 0.0015503 | 928.88 | 0.0021933 | 934.5734 | 0.011049 | 699.0741 | 0.00021255 | 934.5734 | 0.030997 | 699.0741 | 0.00021857 | 934.5734 | 0.0074199 | 934.2867 | 0.05559 | 1032.3403 | 0.032178 | 934.2867 | -0.037017 | 1032.5361 | 0.0009651 | 1032.3403 | 0.033957 | 934.2867 | 0.013472 | 934.5734 | 0.011744
|  | 698.004 | 0 | 934.8154 | -0.022132 | 934.5283 | -0.011037 | 698.004 | 0 | 934.8154 | -0.024228 | 934.5283 | -0.26169 | 934.5283 | #REF! | 699.195 | 0.00042321 | 934.8153 | 0 | 929.12 | -0.015593 | 934.8153 | 0 | 698.004 | 0.0092807 | 934.8153 | 0 | 929.12 | -0.0061837 | 934.8154 | 0 | 929.12 | 0.0032646 | 934.8153 | 0 | 699.195 | 0.00043946 | 934.8153 | 0 | 699.195 | 0.00040871 | 934.8154 | 0 | 934.5283 | -0.032377 | 1032.5089 | 0.025461 | 934.5283 | -0.032903 | 1032.7062 | 0 | 1032.5089 | 0.035257 | 934.5283 | -0.016537 | 934.8154 | -0.00070745
|  | 698.1297 | 0.0032291 | 935.0573 | 0.0078401 | 934.7699 | -0.0031809 | 698.1297 | 0.013087 | 935.0573 | 0.00080886 | 934.7699 | 0.041932 | 934.7699 | #REF! | 699.3158 | 0.00020248 | 935.0573 | 0.048097 | 929.36 | 0.0069569 | 935.0573 | 0.046115 | 698.1297 | 0.014831 | 935.0573 | 0.012451 | 929.36 | -0.0036209 | 935.0573 | 0.0037923 | 929.36 | -0.0046928 | 935.0573 | 0.0086035 | 699.3158 | 0.00022906 | 935.0573 | 0.044294 | 699.3158 | 0.00019511 | 935.0573 | 0.0089678 | 934.7699 | 0.026471 | 1032.6775 | 0.030952 | 934.7699 | 0.029982 | 1032.8763 | 0.0007506 | 1032.6775 | 0.033446 | 934.7699 | 0.011046 | 935.0573 | 0.012965
|  | 698.2554 | 0 | 935.2993 | 0.01297 | 935.0114 | -0.050681 | 698.2554 | 0 | 935.2993 | -0.023395 | 935.0114 | -0.14109 | 935.0114 | #REF! | 699.4366 | 0.00042116 | 935.2993 | 0 | 929.6 | 0.0035984 | 935.2993 | 0 | 698.2554 | 0.0066608 | 935.2993 | 0 | 929.6 | -0.0018735 | 935.2993 | 0 | 929.6 | 0.0051009 | 935.2993 | 0 | 699.4366 | 0.00044673 | 935.2993 | 0 | 699.4366 | 0.00033865 | 935.2993 | 0 | 935.0114 | -0.067807 | 1032.8461 | 0.024962 | 935.0114 | -0.041767 | 1033.0464 | 0 | 1032.8461 | 0.034886 | 935.0114 | -0.019729 | 935.2993 | -0.00084991
|  | 698.3811 | 0.0067788 | 935.5413 | 0.010227 | 935.253 | -0.011697 | 698.3811 | 0.016431 | 935.5413 | 0.0036528 | 935.253 | 0.068959 | 935.253 | #REF! | 699.5575 | 0.0002198 | 935.5414 | 0.02858 | 929.84 | 0.0088761 | 935.5414 | 0.030222 | 698.3811 | 0.0060391 | 935.5414 | 0.016132 | 929.84 | -9.7074e-06 | 935.5413 | 0.0089525 | 929.84 | -0.0051518 | 935.5414 | 0.011058 | 699.5575 | 0.00021965 | 935.5414 | 0.046713 | 699.5575 | 0.00014337 | 935.5413 | 0.0049637 | 935.253 | 0.077174 | 1033.0147 | 0.026732 | 935.253 | 0.052073 | 1033.2165 | 0.00053624 | 1033.0147 | 0.03326 | 935.253 | 0.0017716 | 935.5413 | 0.010176
|  | 698.5069 | 0 | 935.7834 | -0.025638 | 935.4946 | -0.038762 | 698.5069 | 0 | 935.7834 | -0.025897 | 935.4946 | -0.2246 | 935.4946 | #REF! | 699.6783 | 0.00045227 | 935.7834 | 0 | 930.08 | -0.020872 | 935.7834 | 0 | 698.5069 | 0.0055062 | 935.7834 | 0 | 930.08 | -0.0073485 | 935.7834 | 0 | 930.08 | -0.00040807 | 935.7834 | 0 | 699.6783 | 0.00044755 | 935.7834 | 0 | 699.6783 | 0.00034687 | 935.7834 | 0 | 935.4946 | -0.077378 | 1033.1832 | 0.03599 | 935.4946 | -0.017465 | 1033.3866 | 0 | 1033.1832 | 0.033864 | 935.4946 | -0.02439 | 935.7834 | 0.00046855
|  | 698.6326 | 0.0069267 | 936.0254 | 0.024325 | 935.7362 | -0.0098357 | 698.6326 | 0.015284 | 936.0254 | -0.011618 | 935.7362 | -0.090681 | 935.7362 | #REF! | 699.7992 | 0.00023321 | 936.0254 | 0.052037 | 930.32 | 0.011755 | 936.0254 | 0.039637 | 698.6326 | 0.0037601 | 936.0254 | 0.012308 | 930.32 | 0.0066302 | 936.0254 | 0.0048169 | 930.32 | 0.0028055 | 936.0254 | 0.013347 | 699.7992 | 0.00023137 | 936.0254 | 0.053862 | 699.7992 | 0.0002035 | 936.0254 | 0.009421 | 935.7362 | 0.028508 | 1033.3518 | 0.027912 | 935.7362 | 0.025158 | 1033.5567 | 0.0007506 | 1033.3518 | 0.031913 | 935.7362 | 0.016026 | 936.0254 | 0.011534
|  | 698.7584 | 0 | 936.2674 | -0.0027963 | 935.9777 | -0.017012 | 698.7584 | 0 | 936.2674 | -0.019387 | 935.9777 | -0.27445 | 935.9777 | #REF! | 699.92 | 0.00048356 | 936.2674 | 0 | 930.57 | -0.010795 | 936.2674 | 0 | 698.7584 | 0.0050178 | 936.2674 | 0 | 930.57 | -0.0060669 | 936.2674 | 0 | 930.57 | -0.005917 | 936.2674 | 0 | 699.92 | 0.00044376 | 936.2674 | 0 | 699.92 | 0.00042207 | 936.2674 | 0 | 935.9777 | -0.011516 | 1033.5204 | 0.02655 | 935.9777 | -0.019791 | 1033.7268 | 0 | 1033.5204 | 0.033678 | 935.9777 | -0.0083002 | 936.2674 | -1.3025e-05
|  | 698.8841 | 0 | 936.5095 | -0.008503 | 936.2193 | 0.0083867 | 698.8841 | 0.0069571 | 936.5095 | 0.0063778 | 936.2193 | 0.044498 | 936.2193 | #REF! | 700.0409 | 0.00025147 | 936.5095 | 0.075123 | 930.81 | -0.017992 | 936.5095 | 0.031154 | 698.8841 | 0.013721 | 936.5095 | 0.014597 | 930.81 | 0.0055817 | 936.5095 | 0.011459 | 930.81 | 0.00096913 | 936.5095 | 0.03198 | 700.0409 | 0.00021453 | 936.5095 | 0.046901 | 700.0409 | 0.00021857 | 936.5095 | 0.0074079 | 936.2193 | 0.050092 | 1033.689 | 0.032632 | 936.2193 | 0.030193 | 1033.8969 | 0.0007506 | 1033.689 | 0.033353 | 936.2193 | 0.020304 | 936.5095 | 0.010637
|  | 699.0099 | 0 | 936.7515 | -0.005977 | 936.4609 | -0.022878 | 699.0099 | 0 | 936.7515 | -0.021541 | 936.4609 | -0.18111 | 936.4609 | #REF! | 700.1617 | 0.00048617 | 936.7515 | 0 | 931.05 | -0.010795 | 936.7515 | 0 | 699.0099 | 0.0023533 | 936.7515 | 0 | 931.05 | -0.0054848 | 936.7515 | 0 | 931.05 | -0.0039276 | 936.7515 | 0 | 700.1617 | 0.0004203 | 936.7515 | 0 | 700.1617 | 0.00045205 | 936.7515 | 0 | 936.4609 | -0.036042 | 1033.8576 | 0.044114 | 936.4609 | 0.0066269 | 1034.067 | 0 | 1033.8576 | 0.034793 | 936.4609 | -0.022985 | 936.7515 | -0.0015487
|  | 699.1357 | 0.0024896 | 936.9935 | 0.0064633 | 936.7025 | -0.006429 | 699.1357 | 0.0072884 | 936.9935 | 0.010385 | 936.7025 | 0.0085202 | 936.7025 | #REF! | 700.2826 | 0.00023768 | 936.9935 | 0.085683 | 931.29 | 0.014154 | 936.9935 | 0.026609 | 699.1357 | 0.015231 | 936.9935 | 0.0085089 | 931.29 | -0.0096781 | 936.9935 | 0.0040106 | 931.29 | 0.00035706 | 936.9935 | 0.011882 | 700.2826 | 0.00020908 | 936.9935 | 0.027955 | 700.2826 | 0.00023348 | 936.9935 | 0.008109 | 936.7025 | 0.0048783 | 1034.0262 | 0.024417 | 936.7025 | 0.045816 | 1034.2371 | 0.0009651 | 1034.0262 | 0.033028 | 936.7025 | 0.015898 | 936.9935 | 0.014663
|  | 699.2615 | 0 | 937.2356 | -0.0032046 | 936.9442 | -0.017722 | 699.2615 | 0 | 937.2356 | -0.02862 | 936.9442 | -0.31033 | 936.9442 | #REF! | 700.4034 | 0.00046791 | 937.2356 | 0 | 931.53 | 0.0011995 | 937.2356 | 0 | 699.2615 | 0.0061279 | 937.2356 | 0 | 931.53 | -0.0001262 | 937.2356 | 0 | 931.53 | 0.0017343 | 937.2356 | 0 | 700.4034 | 0.00043302 | 937.2356 | 0 | 700.4034 | 0.00038696 | 937.2356 | 0 | 936.9442 | -0.064957 | 1034.1947 | 0.021694 | 936.9442 | -0.0026024 | 1034.4072 | 0 | 1034.1947 | 0.034607 | 936.9442 | -0.010854 | 937.2356 | -0.0013073
|  | 699.3873 | 0.0081099 | 937.4777 | 0.0033694 | 937.1858 | -0.0074346 | 699.3873 | 0.0054662 | 937.4777 | -0.01407 | 937.1858 | 0.055109 | 937.1858 | #REF! | 700.5243 | 0.00023284 | 937.4777 | 0.063413 | 931.77 | 0.017512 | 937.4777 | 0.028497 | 699.3873 | 0.010835 | 937.4777 | 0.005559 | 931.77 | 0.0045333 | 937.4777 | 0.0027503 | 931.77 | -0.00025504 | 937.4777 | 0.0077401 | 700.5243 | 0.00022923 | 937.4777 | 0.027289 | 700.5243 | 0.00015348 | 937.4777 | 0.0059578 | 937.1858 | 0.073916 | 1034.3633 | 0.035264 | 937.1858 | -0.01279 | 1034.5773 | 0.00053624 | 1034.3633 | 0.033492 | 937.1858 | 0.021453 | 937.4777 | 0.012352
|  | 699.5131 | 0 | 937.7197 | 0.0057696 | 937.4274 | -0.052556 | 699.5131 | 0 | 937.7197 | -0.0012846 | 937.4274 | -0.28864 | 937.4274 | #REF! | 700.6451 | 0.0004735 | 937.7197 | 0 | 932.01 | -0.0069569 | 937.7197 | 0 | 699.5131 | 0.0058615 | 937.7197 | 0 | 932.01 | 0.00045625 | 937.7197 | 0 | 932.01 | -0.0042337 | 937.7197 | 0 | 700.6451 | 0.00041287 | 937.7197 | 0 | 700.6451 | 0.00035698 | 937.7197 | 0 | 937.4274 | -0.11566 | 1034.5319 | 0.030952 | 937.4274 | -0.0024834 | 1034.7474 | 0 | 1034.5319 | 0.034932 | 937.4274 | -0.021261 | 937.7197 | -0.0047679
|  | 699.639 | 0.0072224 | 937.9618 | 0.017352 | 937.669 | -0.0091597 | 699.639 | 0.0038098 | 937.9618 | 0.001614 | 937.669 | 0.0189 | 937.669 | #REF! | 700.7659 | 0.00024253 | 937.9618 | 0.04952 | 932.25 | 0.025189 | 937.9618 | 0.02005 | 699.639 | 0.012078 | 937.9618 | 0.0037268 | 932.25 | 0.0018541 | 937.9618 | 0.0027429 | 932.25 | 0.0015813 | 937.9618 | 0.0091172 | 700.7659 | 0.0001881 | 937.9618 | 0.023168 | 700.7659 | 0.0002035 | 937.9618 | 0.0061462 | 937.669 | 0.021381 | 1034.7005 | 0.028229 | 937.669 | 6.2596e-06 | 1034.9175 | 0.00053624 | 1034.7005 | 0.033074 | 937.669 | 0.0058756 | 937.9618 | 0.010113
|  | 699.7648 | 0 | 938.2039 | 0.0016588 | 937.9107 | -0.025726 | 699.7648 | 0 | 938.2039 | -0.0053486 | 937.9107 | -0.2582 | 937.9107 | #REF! | 700.8868 | 0.00047145 | 938.2039 | 0 | 932.5 | 0.02375 | 938.2039 | 0 | 699.7648 | 0.010657 | 938.2039 | 0 | 932.5 | -0.00047565 | 938.2039 | 0 | 932.5 | 0.00709 | 938.2039 | 0 | 700.8868 | 0.00041981 | 938.2039 | 0 | 700.8868 | 0.00039706 | 938.2039 | 0 | 937.9107 | -0.057015 | 1034.8691 | 0.032768 | 937.9107 | -0.02941 | 1035.0876 | 0 | 1034.8691 | 0.034282 | 937.9107 | -0.010726 | 938.2039 | -0.00084358
|  | 699.8907 | 0.0063351 | 938.446 | 0.024861 | 938.1523 | 0.0023502 | 699.8907 | 0.011463 | 938.446 | 0.015519 | 938.1523 | -0.014239 | 938.1523 | #REF! | 701.0077 | 0.00022893 | 938.446 | 0.04781 | 932.74 | 0.020391 | 938.446 | 0.047536 | 699.8907 | 0.01714 | 938.446 | 0.014945 | 932.74 | 0.0062807 | 938.446 | 0.0044359 | 932.74 | -0.0025504 | 938.446 | 0.019741 | 701.0077 | 0.00024112 | 938.446 | 0.0074955 | 701.0077 | 0.00019357 | 938.446 | 0.0052503 | 938.1523 | 0.086948 | 1035.0376 | 0.025552 | 938.1523 | -0.025732 | 1035.2578 | 0.0007506 | 1035.0376 | 0.033399 | 938.1523 | 0.0050862 | 938.446 | 0.010848
|  | 700.0165 | 0 | 938.6881 | -0.014605 | 938.3939 | -0.0068882 | 700.0165 | 0 | 938.6881 | -0.031572 | 938.3939 | -0.29759 | 938.3939 | #REF! | 701.1285 | 0.00046586 | 938.6881 | 0 | 932.98 | 0.0011995 | 938.6881 | 0 | 700.0165 | 0.001849 | 938.6881 | 0 | 932.98 | -0.0044363 | 938.6881 | 0 | 932.98 | 0.0035706 | 938.6881 | 0 | 701.1285 | 0.00043632 | 938.6881 | 0 | 701.1285 | 0.00038028 | 938.6881 | 0 | 938.394 | -0.031766 | 1035.2062 | 0.024099 | 938.3939 | -0.037304 | 1035.4279 | 0 | 1035.2062 | 0.034607 | 938.394 | -0.021964 | 938.6881 | -0.0014773
|  |  |  | 938.9302 | 0.00025491 | 938.6356 | 0.016452 | 700.1424 | 0.018341 | 938.9302 | 0.016973 | 938.6356 | 0.10826 | 938.6356 | #REF! | 701.2494 | 0.00024122 | 938.9302 | 0.072292 | 933.22 | -0.0093559 | 938.9302 | 0.055122 | 700.1424 | 0.014609 | 938.9302 | 0.021125 | 933.22 | -0.0014076 | 938.9302 | 0.0083042 | 933.22 | -0.0053048 | 938.9302 | 0.0050304 | 701.2494 | 0.00020412 | 938.9302 | 0.062726 | 701.2494 | 0.00018688 | 938.9302 | 0.011036 | 938.6356 | 0.033191 | 1035.3748 | 0.03481 | 938.6356 | 0.013844 | 1035.598 | 0.0007506 | 1035.3748 | 0.032935 | 938.6356 | 0.01909 | 938.9302 | 0.012347
|  |  |  | 939.1723 | -0.0078901 | 938.8773 | -0.0056564 | 700.2683 | 0 | 939.1723 | 0.0017631 | 938.8773 | -0.20654 | 938.8773 | #REF! | 701.3702 | 0.00047406 | 939.1723 | 0 | 933.46 | -0.010315 | 939.1723 | 0 | 700.2683 | 0.001849 | 939.1723 | 0 | 933.46 | -0.0036209 | 939.1723 | 0 | 933.46 | -0.00010202 | 939.1723 | 0 | 701.3702 | 0.00040907 | 939.1723 | 0 | 701.3702 | 0.00036024 | 939.1723 | 0 | 938.8773 | -0.053146 | 1035.5434 | 0.020514 | 938.8773 | -0.031684 | 1035.7681 | 0 | 1035.5434 | 0.034328 | 938.8773 | -0.026178 | 939.1723 | -0.0035241
|  |  |  | 939.4144 | 0.026793 | 939.1189 | -0.022596 | 700.3942 | 0.015857 | 939.4144 | -0.0095179 | 939.1189 | -0.049862 | 939.1189 | #REF! | 701.4911 | 0.00023712 | 939.4144 | 0.047896 | 933.7 | -0.0069569 | 939.4144 | 0.025551 | 700.3942 | 0.010835 | 939.4144 | 0.0060078 | 933.7 | -0.0096781 | 939.4144 | 0.0039992 | 933.7 | -0.007141 | 939.4144 | 0.0019131 | 701.4911 | 0.00021387 | 939.4144 | 0.064528 | 701.4911 | 0.00017352 | 939.4144 | 0.0025831 | 939.1189 | 0.042965 | 1035.712 | 0.030726 | 939.1189 | 0.051744 | 1035.9383 | 0.0007506 | 1035.712 | 0.032888 | 939.1189 | 0.022538 | 939.4144 | 0.0096488
|  |  |  | 939.6566 | 0.0024107 | 939.3606 | -0.011995 | 700.5201 | 0 | 939.6566 | -0.016188 | 939.3606 | -0.21044 | 939.3606 | #REF! | 701.6119 | 0.00047872 | 939.6565 | 0 | 933.94 | -0.0016793 | 939.6565 | 0 | 700.5201 | 0.010568 | 939.6565 | 0 | 933.94 | 0.0043004 | 939.6566 | 0 | 933.94 | -0.0027035 | 939.6565 | 0 | 701.6119 | 0.00041139 | 939.6565 | 0 | 701.6119 | 0.00035698 | 939.6566 | 0 | 939.3606 | -0.025046 | 1035.8806 | 0.026232 | 939.3606 | -0.041746 | 1036.1084 | 0 | 1035.8806 | 0.034654 | 939.3606 | -0.012195 | 939.6566 | -0.0014329
|  |  |  | 939.8987 | 0.015784 | 939.6023 | -0.015353 | 700.646 | 0.021685 | 939.8987 | -0.0033302 | 939.6023 | 0.010476 | 939.6023 | #REF! | 701.7328 | 0.00024588 | 939.8987 | 0.053111 | 934.18 | 0.013674 | 939.8987 | 0.02254 | 700.646 | 0.012078 | 939.8987 | 0.0065961 | 934.18 | -0.0021065 | 939.8987 | 0.00073175 | 934.18 | 0.0038766 | 939.8987 | 0.010353 | 701.7328 | 0.00020181 | 939.8987 | 0.035548 | 701.7328 | 0.00018346 | 939.8987 | 0.0042394 | 939.6023 | 0.046427 | 1036.0491 | 0.031043 | 939.6023 | 0.0090321 | 1036.2785 | 0.00032174 | 1036.0491 | 0.033167 | 939.6023 | -0.00036364 | 939.8987 | 0.010733
|  |  |  | 940.1408 | -0.0031042 | 939.8439 | -0.061367 | 700.7719 | 0 | 940.1408 | -0.0086187 | 939.8439 | -0.29907 | 939.8439 | #REF! | 701.8537 | 0.0004966 | 940.1408 | 0 | 934.43 | 0.024709 | 940.1408 | 0 | 700.7719 | 0.0042442 | 940.1408 | 0 | 934.43 | -0.0074648 | 940.1408 | 0 | 934.43 | -0.00010202 | 940.1408 | 0 | 701.8537 | 0.00039025 | 940.1408 | 0 | 701.8537 | 0.0003169 | 940.1408 | 0 | 939.8439 | -0.10792 | 1036.2177 | 0.028547 | 939.8439 | -0.018133 | 1036.4487 | 0 | 1036.2177 | 0.03405 | 939.8439 | -0.02439 | 940.1408 | 0.00033538
|  |  |  | 940.383 | 0.0084469 | 940.0856 | -0.010073 | 700.8979 | 0.010412 | 940.383 | -0.015493 | 940.0856 | 0.060846 | 940.0856 | #REF! | 701.9745 | 0.00025109 | 940.383 | 0.10905 | 934.67 | -0.0040782 | 940.383 | 0.029088 | 700.8979 | 0.0071492 | 940.383 | 0.011177 | 934.67 | -0.0037373 | 940.383 | 0.0054693 | 934.67 | 0.0063253 | 940.383 | 0.019728 | 701.9745 | 0.00018992 | 940.383 | 0.06705 | 701.9745 | 0.00013344 | 940.383 | 0.006643 | 940.0856 | 0.065771 | 1036.3863 | 0.024326 | 940.0856 | 0.001036 | 1036.6188 | 0.00032174 | 1036.3863 | 0.03182 | 940.0856 | 0.019537 | 940.383 | 0.010525
|  |  |  | 940.6251 | -0.0091901 | 940.3273 | -0.01649 | 701.0239 | 0 | 940.6251 | -0.0043817 | 940.3273 | -0.17436 | 940.3273 | #REF! | 702.0954 | 0.00048617 | 940.6251 | 0 | 934.91 | -0.0011995 | 940.6251 | 0 | 701.0239 | 0.0031097 | 940.6251 | 0 | 934.91 | 0.0010387 | 940.6251 | 0 | 934.91 | 0.0041827 | 940.6251 | 0 | 702.0954 | 0.00040263 | 940.6251 | 0 | 702.0954 | 0.00024684 | 940.6251 | 0 | 940.3273 | -0.048259 | 1036.5549 | 0.026006 | 940.3273 | 0.0040946 | 1036.7889 | 0 | 1036.5549 | 0.03247 | 940.3273 | -0.081214 | 940.6251 | -0.0052748
|  |  |  | 940.8673 | 0.010866 | 940.569 | 0.03388 | 701.1498 | 0.01901 | 940.8673 | -0.0020271 | 940.569 | 0.08912 | 940.569 | #REF! | 702.2163 | 0.00023601 | 940.8673 | 0.019058 | 935.15 | 0.0088761 | 940.8673 | 0.024793 | 701.1498 | 0 | 940.8673 | 0.023892 | 935.15 | -0.00059213 | 940.8673 | 0.016607 | 935.15 | 0.0092325 | 940.8673 | 0.031233 | 702.2163 | 0.0002142 | 940.8673 | 0.079802 | 702.2163 | 0.0001134 | 940.8673 | 0.0081158 | 940.569 | 0.035635 | 1036.7235 | 0.029137 | 940.569 | 0.029436 | 1036.959 | 0.0009651 | 1036.7235 | 0.03117 | 940.569 | 0.080959 | 940.8673 | 0.014414
|  |  |  | 941.1094 | -0.0015215 | 940.8107 | -0.035292 | 701.2758 | 0 | 941.1094 | -0.024769 | 940.8107 | -0.23458 | 940.8107 | #REF! | 702.3371 | 0.00045879 | 941.1094 | 0 | 935.39 | 0.015593 | 941.1094 | 0 | 701.2758 | 0.0089254 | 941.1094 | 0 | 935.39 | -0.0093286 | 941.1094 | 0 | 935.39 | -0.0023974 | 941.1094 | 0 | 702.3371 | 0.0004388 | 941.1094 | 0 | 702.3371 | 0.00028692 | 941.1094 | 0 | 940.8107 | -0.072694 | 1036.892 | 0.031452 | 940.8107 | -0.044716 | 1037.1292 | 0 | 1036.892 | 0.032795 | 940.8107 | -0.0022694 | 941.1094 | -0.0059168
|  |  |  | 941.3516 | 0.018163 | 941.0524 | -0.011424 | 701.4018 | 0.01175 | 941.3516 | -0.0064297 | 941.0524 | 0.064757 | 941.0524 | #REF! | 702.458 | 0.00022632 | 941.3516 | 0.065074 | 935.63 | -0.015113 | 941.3516 | 0.020114 | 701.4018 | 0.0060391 | 941.3516 | 0 | 935.63 | -0.0093286 | 941.3516 | 0.0088797 | 935.63 | -0.0007141 | 941.3516 | 0.018934 | 702.458 | 0.00022807 | 941.3516 | 0.0052335 | 702.458 | 0.00017352 | 941.3516 | 0.0091093 | 941.0524 | 0.048056 | 1037.0606 | 0.026187 | 941.0524 | -0.026759 | 1037.2993 | 0.00053624 | 1037.0606 | 0.031727 | 941.0524 | 0.010279 | 941.3516 | 0.013637
|  |  |  | 941.5938 | 0.0027578 | 941.2941 | -0.034689 | 701.5278 | 0 | 941.5938 | -0.017796 | 941.2941 | -0.29283 | 941.2941 | #REF! | 702.5789 | 0.00042898 | 941.5938 | 0 | 935.87 | -0.013194 | 941.5938 | 0 | 701.5278 | 0.0023533 | 941.5938 | 0 | 935.87 | 0.0038344 | 941.5938 | 0 | 935.87 | 0.007243 | 941.5938 | 0 | 702.5789 | 0.00043715 | 941.5938 | 0 | 702.5789 | 0.000327 | 941.5938 | 0 | 941.2941 | -0.068418 | 1037.2292 | 0.036126 | 941.2941 | -0.048709 | 1037.4695 | 0 | 1037.2292 | 0.033074 | 941.2941 | -0.03601 | 941.5938 | -0.00044843
|  |  |  | 941.836 | 0.017618 | 941.5359 | 0.010194 | 701.6538 | 0.0048037 | 941.836 | 0.0013565 | 941.5359 | 0.1545 | 941.5359 | #REF! | 702.6997 | 0.00020862 | 941.836 | 0.080744 | 936.12 | -0.0079165 | 941.836 | 0.040961 | 701.6538 | 0.010568 | 941.836 | 0.023097 | 936.12 | -0.0045528 | 941.836 | 0.01229 | 936.12 | 0.0037236 | 941.836 | 0.013011 | 702.6997 | 0.00021271 | 941.836 | 0.063563 | 702.6997 | 0.00015348 | 941.836 | 0.010462 | 941.5359 | 0.034006 | 1037.3978 | 0.02891 | 941.5359 | 0.049886 | 1037.6396 | 0.0009651 | 1037.3978 | 0.031913 | 941.5359 | 0.007981 | 941.836 | 0.0087812
|  |  |  | 942.0782 | -0.0099807 | 941.7776 | -0.067595 | 701.7798 | 0 | 942.0782 | -0.036568 | 941.7776 | -0.47167 | 941.7776 | #REF! | 702.8206 | 0.00044314 | 942.0782 | 0 | 936.36 | -0.017032 | 942.0782 | 0 | 701.7798 | 0.010302 | 942.0782 | 0 | 936.36 | -0.001757 | 942.0782 | 0 | 936.36 | -0.0040807 | 942.0782 | 0 | 702.8206 | 0.00042873 | 942.0782 | 0 | 702.8206 | 0.00033694 | 942.0782 | 0 | 941.7776 | -0.057015 | 1037.5664 | 0.025143 | 941.7776 | -0.00035002 | 1037.8097 | 0 | 1037.5664 | 0.033167 | 941.7776 | -0.016409 | 942.0782 | -0.00060661
|  |  |  | 942.3204 | -0.01385 | 942.0193 | -0.019149 | 701.9058 | 0.013756 | 942.3204 | 0.010706 | 942.0193 | 0.019277 | 942.0193 | #REF! | 702.9415 | 0.00029058 | 942.3204 | 0.06319 | 936.6 | 0.020872 | 942.3204 | 0.022371 | 701.9058 | 0.0050178 | 942.3204 | 0.021235 | 936.6 | -0.010028 | 942.3204 | 0.0024335 | 936.6 | 0.00020403 | 942.3204 | 0.0067072 | 702.9415 | 0.00026027 | 942.3204 | 0.044279 | 702.9415 | 0.00022525 | 942.3204 | 0.0098418 | 942.0193 | -0.0047989 | 1037.7349 | 0.043978 | 942.0193 | 0.057017 | 1037.9799 | 0.00053624 | 1037.7349 | 0.033306 | 942.0193 | 0.0065125 | 942.3204 | 0.012025
|  |  |  | 942.5626 | 0.023135 | 942.2611 | -0.020661 | 702.0318 | 0 | 942.5626 | -0.02031 | 942.2611 | 0.037734 | 942.2611 | #REF! | 703.0624 | 0.00036043 | 942.5626 | 0.14058 | 936.84 | -0.015113 | 942.5626 | 0.054333 | 702.0318 | 0.0077709 | 942.5626 | 0.0032008 | 936.84 | -0.00082513 | 942.5626 | 0.0014222 | 936.84 | -0.0007141 | 942.5626 | 0.015779 | 703.0624 | 0.0003123 | 942.5626 | 0.061848 | 703.0624 | 0.00028195 | 942.5626 | 0.005829 | 942.2611 | 0.024231 | 1037.9035 | 0.038759 | 942.2611 | 0.036238 | 1038.15 | 0 | 1037.9035 | 0.03391 | 942.2611 | 0.017686 | 942.5626 | 0.013826
|  |  |  | 942.8048 | -0.033637 | 942.5028 | -0.03196 | 702.1579 | 0.0049694 | 942.8048 | -0.037316 | 942.5028 | -0.19554 | 942.5028 | #REF! | 703.1832 | 0.00016951 | 942.8048 | 0 | 937.08 | 0.0031186 | 942.8048 | 0 | 702.1579 | 0.0069272 | 942.8048 | 0 | 937.08 | -0.00035917 | 942.8048 | 0 | 937.08 | -0.0054579 | 942.8048 | 0 | 703.1832 | 0.00013179 | 942.8048 | 0 | 703.1832 | 0.00012505 | 942.8048 | 0 | 942.5028 | -0.088374 | 1038.0721 | 0.029909 | 942.5028 | -0.037652 | 1038.3202 | 0.00010725 | 1038.0721 | 0.033725 | 942.5028 | -0.0064486 | 942.8048 | -0.0039542
|  |  |  | 943.0471 | 0.022354 | 942.7445 | -0.0080634 | 702.284 | 0 | 943.0471 | -0.0051145 | 942.7445 | 0.13601 | 942.7445 | #REF! | 703.3041 | 0.00015274 | 943.047 | 0.095506 | 937.32 | 0.0035984 | 943.047 | 0.064506 | 702.284 | 0.0082593 | 943.047 | 0.01717 | 937.32 | 0.0010387 | 943.0471 | 0.011427 | 937.32 | 0.00051009 | 943.047 | 0.017653 | 703.3041 | 0.00012733 | 943.047 | 0.071675 | 703.3041 | 0.00014509 | 943.0471 | 0.0095748 | 942.7446 | 0.049481 | 1038.2407 | 0.034719 | 942.7445 | 0.015922 | 1038.4903 | 0 | 1038.2407 | 0.032795 | 942.7446 | 0.01858 | 943.0471 | 0.010835
|  |  |  | 943.2892 | 0.015724 | 942.9863 | -0.0093263 | 702.41 | 0.0091104 | 943.2892 | -0.01994 | 942.9863 | -0.1199 | 942.9863 | #REF! | 703.425 | 0.00013952 | 943.2893 | 0 | 937.56 | 0.0069569 | 943.2893 | 0 | 702.41 | 0.0009873 | 943.2893 | 0 | 937.56 | -0.0071154 | 943.2892 | 0 | 937.56 | -0.0043867 | 943.2893 | 0 | 703.425 | 0.0001265 | 943.2893 | 0 | 703.425 | 0.00014183 | 943.2893 | 0 | 942.9863 | -0.06007 | 1038.4093 | 0.021558 | 942.9863 | 0.0052433 | 1038.6605 | 0.00010725 | 1038.4093 | 0.033214 | 942.9863 | -0.005266 | 943.2892 | -0.001771
|  |  |  | 943.5315 | 0.013586 | 943.2281 | 0.0013206 | 702.5361 | 0 | 943.5315 | 0.0081089 | 943.2281 | -0.122 | 943.2281 | #REF! | 703.5459 | 0.00014082 | 943.5315 | 0.089131 | 937.8 | 0.0050378 | 943.5315 | 0.057368 | 702.5361 | 0.0015969 | 943.5315 | 0.016308 | 937.8 | 0.0043004 | 943.5315 | 0.003798 | 937.8 | 0.0075495 | 943.5315 | 0.0044684 | 703.5459 | 0.00014384 | 943.5315 | 0.08633 | 703.5459 | 0.00017352 | 943.5315 | 0.01114 | 943.2281 | 0.031766 | 1038.5778 | 0.039349 | 943.2281 | 0.020443 | 1038.8306 | 7.1499e-05 | 1038.5778 | 0.031959 | 943.2281 | 0.034095 | 943.5315 | 0.014172
|  |  |  | 943.7737 | -0.012826 | 943.4698 | -0.023438 | 702.6622 | 0.01624 | 943.7737 | -0.0066921 | 943.4698 | -0.38458 | 943.4698 | #REF! | 703.6667 | 0.00015908 | 943.7737 | 0 | 938.05 | 0.018952 | 943.7737 | 0 | 702.6622 | 0 | 943.7737 | 0 | 938.05 | -0.00082513 | 943.7737 | 0 | 938.05 | 0.0052539 | 943.7737 | 0 | 703.6667 | 0.00016564 | 943.7737 | 0 | 703.6667 | 0.0001235 | 943.7737 | 0 | 943.4698 | -0.03034 | 1038.7464 | 0.031769 | 943.4698 | -0.046674 | 1039.0008 | 0.00010725 | 1038.7464 | 0.03326 | 943.4698 | -0.0050312 | 943.7737 | -0.0030296
|  |  |  | 944.016 | 0.012545 | 943.7116 | -0.018702 | 702.7883 | 0 | 944.016 | 0.0069326 | 943.7116 | -0.08376 | 943.7116 | #REF! | 703.7876 | 0.00017081 | 944.016 | 0.044941 | 938.29 | -0.004558 | 944.016 | 0.031693 | 702.7883 | 0.00046226 | 944.016 | 0.027459 | 938.29 | 0.00057274 | 944.016 | 0.0042625 | 938.29 | -0.0056109 | 944.016 | 0.0058683 | 703.7876 | 0.00016003 | 944.016 | 0.02365 | 703.7876 | 9.8495e-05 | 944.016 | 0.0091991 | 943.7116 | 0.06292 | 1038.915 | 0.046973 | 943.7116 | -0.0067099 | 1039.1709 | 7.1499e-05 | 1038.915 | 0.03261 | 943.7116 | -0.0027614 | 944.016 | 0.012353
|  |  |  | 944.2582 | -0.0097399 | 943.9534 | -0.021701 | 702.9144 | 0.0029816 | 944.2582 | 0.0066504 | 943.9534 | -0.18433 | 943.9534 | #REF! | 703.9085 | 0.00016578 | 944.2582 | 0 | 938.53 | 0.0002399 | 944.2582 | 0 | 702.9144 | 0.0014915 | 944.2582 | 0 | 938.53 | 0.0040674 | 944.2582 | 0 | 938.53 | -0.0025504 | 944.2582 | 0 | 703.9085 | 0.00014797 | 944.2582 | 0 | 703.9085 | 8.5134e-05 | 944.2582 | 0 | 943.9534 | -0.069844 | 1039.0836 | 0.025779 | 943.9534 | -0.035366 | 1039.3411 | 0 | 1039.0836 | 0.034096 | 943.9534 | -0.0025597 | 944.2582 | -0.0017326
|  |  |  | 944.5005 | -0.0033401 | 944.1952 | -0.0038852 | 703.0406 | 0 | 944.5005 | 0.0085468 | 944.1952 | 0.0407 | 944.1952 | #REF! | 704.0294 | 0.00014213 | 944.5005 | 0.11913 | 938.77 | -0.0088761 | 944.5005 | 0.05456 | 703.0406 | 0.0029836 | 944.5005 | 0.010058 | 938.77 | 0.0032519 | 944.5005 | 0.012424 | 938.77 | -0.00040807 | 944.5005 | 0.011743 | 704.0294 | 0.00014219 | 944.5005 | 0.05185 | 704.0294 | 0.00013515 | 944.5005 | 0.0090592 | 944.1952 | 0.072694 | 1039.2522 | 0.03127 | 944.1952 | 0.01777 | 1039.5113 | 0.00028599 | 1039.2522 | 0.032656 | 944.1952 | 0.019984 | 944.5005 | 0.013732
|  |  |  | 944.7428 | -0.00023002 | 944.4369 | 0.04204 | 703.1667 | 0.0092761 | 944.7428 | -0.025969 | 944.4369 | -0.19784 | 944.4369 | #REF! | 704.1503 | 0.00013356 | 944.7428 | 0 | 939.01 | -0.020391 | 944.7428 | 0 | 703.1667 | 0.0052842 | 944.7428 | 4.0311e-05 | 939.01 | 0.00033976 | 944.7428 | 0.0058812 | 939.01 | 0.0083142 | 944.7428 | 0 | 704.1503 | 0.00014302 | 944.7428 | 0 | 704.1503 | 0.00015674 | 944.7428 | 0 | 944.4369 | -0.0047779 | 1039.4207 | 0.026641 | 944.4369 | -0.028053 | 1039.6814 | 0.00032174 | 1039.4207 | 0.03405 | 944.4369 | -0.03269 | 944.7428 | 0.00098186
|  |  |  | 944.985 | 0.015699 | 944.6787 | -0.0098236 | 703.2928 | 0 | 944.985 | -0.0075999 | 944.6787 | -0.056135 | 944.6787 | #REF! | 704.2712 | 0.00012145 | 944.985 | 0.12225 | 939.25 | -0.0093559 | 944.985 | 0.038873 | 703.2928 | 0.0028575 | 944.985 | 0.010654 | 939.25 | 0.0023201 | 944.985 | 0.0080627 | 939.25 | -0.0023974 | 944.985 | 0.017459 | 704.2712 | 0.00013955 | 944.985 | 0.10232 | 704.2712 | 0.00013687 | 944.9851 | 0.0073646 | 944.6787 | 0.039096 | 1039.5893 | 0.034311 | 944.6787 | 0.0069993 | 1039.8516 | 7.1499e-05 | 1039.5893 | 0.032795 | 944.6787 | 0.018388 | 944.985 | 0.011714
|  |  |  | 945.2274 | 0.029576 | 944.9205 | -0.015569 | 703.419 | 0.013565 | 945.2274 | -0.017463 | 944.9205 | -0.14259 | 944.9205 | #REF! | 704.3921 | 0.00016317 | 945.2273 | 0 | 939.49 | -0.0031186 | 945.2273 | 0 | 703.419 | 0.0052842 | 945.2273 | 0 | 939.49 | -0.0010581 | 945.2274 | 0 | 939.49 | 0.0051009 | 945.2273 | 0 | 704.3921 | 0.00013146 | 945.2273 | 0 | 704.3921 | 0.00010672 | 945.2274 | 0 | 944.9205 | -0.060477 | 1039.7579 | 0.039803 | 944.9205 | -0.0064428 | 1040.0218 | 0.00010725 | 1039.7579 | 0.034235 | 944.9205 | -0.012067 | 945.2274 | -0.0016815
|  |  |  | 945.4696 | 0.027263 | 945.1623 | 0.032644 | 703.5452 | 0 | 945.4696 | 0.034521 | 945.1623 | -0.009253 | 945.1623 | #REF! | 704.513 | 0.00016262 | 945.4696 | 0.08453 | 939.74 | -0.004558 | 945.4696 | 0.064583 | 703.5452 | 0.0056394 | 945.4696 | 0.022731 | 939.74 | 0.007096 | 945.4696 | 0.016193 | 939.74 | 0.0047948 | 945.4696 | 0.01892 | 704.513 | 0.0001303 | 945.4696 | 0.058296 | 704.513 | 9.6782e-05 | 945.4696 | 0.013057 | 945.1623 | 0.048056 | 1039.9265 | 0.031134 | 945.1623 | 0.0847 | 1040.1919 | 0 | 1039.9265 | 0.032795 | 945.1623 | 0.0064486 | 945.4696 | 0.016519
|  |  |  | 945.7119 | -0.016355 | 945.4041 | -0.015373 | 703.6713 | 0.005135 | 945.7119 | -0.034423 | 945.4041 | -0.17279 | 945.4041 | #REF! | 704.6338 | 0.00018553 | 945.7119 | 0 | 939.98 | 0.010795 | 945.7119 | 0 | 703.6713 | 0.0041382 | 945.7119 | 0 | 939.98 | -0.0028054 | 945.7119 | 0 | 939.98 | 0.0041827 | 945.7119 | 0 | 704.6338 | 0.00012964 | 945.7119 | 0 | 704.6338 | 0.00012179 | 945.7119 | 0 | 945.4041 | -0.081043 | 1040.095 | 0.018925 | 945.4041 | -0.051815 | 1040.3621 | 0.00032174 | 1040.095 | 0.034654 | 945.4041 | -0.026241 | 945.7119 | -0.0024451
|  |  |  | 945.9542 | 0.030729 | 945.646 | -0.027012 | 703.7975 | 0 | 945.9542 | 0.013035 | 945.646 | 0.079725 | 945.646 | #REF! | 704.7547 | 0.00016168 | 945.9542 | 0.052717 | 940.22 | -0.0093559 | 945.9542 | 0.016692 | 703.7975 | 0.005373 | 945.9542 | 0.0095274 | 940.22 | 0.0018541 | 945.9542 | 0.003032 | 940.22 | 0.0090795 | 945.9542 | 0.014177 | 704.7547 | 0.00012799 | 945.9542 | 0.042861 | 704.7547 | 0.0001235 | 945.9542 | 0.0039065 | 945.646 | 0.065364 | 1040.2636 | 0.031179 | 945.646 | 0.042134 | 1040.5322 | 7.1499e-05 | 1040.2636 | 0.033957 | 945.646 | 0.021261 | 945.9542 | 0.011453
|  |  |  | 946.1965 | -0.029964 | 945.8878 | -0.03837 | 703.9237 | 0.01089 | 946.1965 | -0.00012966 | 945.8878 | -0.22694 | 945.8878 | #REF! | 704.8756 | 0.00013952 | 946.1965 | 0 | 940.46 | 0.020391 | 946.1965 | 0 | 703.9237 | 0.0094139 | 946.1965 | 0 | 940.46 | -0.0078143 | 946.1965 | 0 | 940.46 | -0.010508 | 946.1965 | 0 | 704.8756 | 0.00014302 | 946.1965 | 0 | 704.8756 | 0.00014012 | 946.1965 | 0 | 945.8878 | -0.06007 | 1040.4322 | 0.023691 | 945.8878 | -0.059589 | 1040.7024 | 0.00032174 | 1040.4322 | 0.035118 | 945.8878 | -0.02522 | 946.1965 | 0.001244
|  |  |  | 946.4388 | 0.0033704 | 946.1296 | 0.0083045 | 704.0499 | 0 | 946.4388 | -0.0097821 | 946.1296 | 0.11065 | 946.1296 | #REF! | 704.9965 | 0.0001248 | 946.4388 | 0.15581 | 940.7 | 0.0040782 | 946.4388 | 0.048164 | 704.0499 | 0.0009665 | 946.4388 | 0.018251 | 940.7 | -0.0042033 | 946.4388 | 0.01269 | 940.7 | -0.0028565 | 946.4388 | 0.016452 | 704.9965 | 0.00016185 | 946.4388 | 0.093149 | 704.9965 | 0.0001468 | 946.4388 | 0.0030801 | 946.1296 | 0.03258 | 1040.6008 | 0.033812 | 946.1296 | 0.0084277 | 1040.8726 | 0 | 1040.6008 | 0.033446 | 946.1296 | 0.0039703 | 946.4388 | 0.015768
|  |  |  | 946.6812 | -0.012674 | 946.3714 | -0.012572 | 704.1762 | 0.0059632 | 946.6812 | -0.022015 | 946.3714 | -0.32611 | 946.3714 | #REF! | 705.1174 | 0.00012666 | 946.6812 | 0 | 940.94 | -0.012235 | 946.6812 | 0 | 704.1762 | 0.0011133 | 946.6812 | 0 | 940.94 | -0.0082806 | 946.6812 | 0 | 940.94 | -0.011426 | 946.6812 | 0 | 705.1174 | 0.00016498 | 946.6812 | 0 | 705.1174 | 0.00011682 | 946.6812 | 0 | 946.3714 | -0.08369 | 1040.7694 | 0.028184 | 946.3714 | -0.020604 | 1041.0428 | 0 | 1040.7694 | 0.034096 | 946.3714 | -0.024709 | 946.6812 | -0.0022669
|  |  |  | 946.9235 | 0.029495 | 946.6133 | 0.021328 | 704.3024 | 0 | 946.9235 | 0.0092799 | 946.6133 | 0.18854 | 946.6133 | #REF! | 705.2383 | 0.00014045 | 946.9235 | 0.059721 | 941.18 | 0.0031186 | 946.9235 | 0.058605 | 704.3024 | 0.013055 | 946.9235 | 0.012523 | 941.18 | -0.0051353 | 946.9235 | 0.013561 | 941.18 | 0.0049478 | 946.9235 | 0.0063312 | 705.2383 | 0.00014764 | 946.9235 | 0.064136 | 705.2383 | 9.1815e-05 | 946.9235 | 0.0057021 | 946.6133 | 0.059866 | 1040.9379 | 0.026505 | 946.6133 | -0.019462 | 1041.2129 | 0 | 1040.9379 | 0.032888 | 946.6133 | 0.023815 | 946.9235 | 0.01433
|  |  |  | 947.1658 | -0.0086847 | 946.8551 | -0.020954 | 704.4286 | 0.004638 | 947.1658 | -0.020803 | 946.8551 | -0.3523 | 946.8551 | #REF! | 705.3592 | 0.00015349 | 947.1658 | 0 | 941.43 | -0.010795 | 947.1658 | 0 | 704.4286 | 0.010835 | 947.1658 | 0 | 941.43 | -0.00035917 | 947.1658 | 0 | 941.43 | 0.0021933 | 947.1658 | 0 | 705.3592 | 0.00012882 | 947.1658 | 0 | 705.3592 | 6.1666e-05 | 947.1658 | 0 | 946.8551 | -0.061088 | 1041.1065 | 0.027231 | 946.8551 | -0.050756 | 1041.3831 | 0 | 1041.1065 | 0.033817 | 946.8551 | -0.076617 | 947.1658 | -0.00041001
|  |  |  | 947.4082 | 0.031243 | 947.097 | 0.018079 | 704.5549 | 0 | 947.4082 | -0.0079185 | 947.097 | -0.011286 | 947.097 | #REF! | 705.4801 | 0.00014268 | 947.4082 | 0.079387 | 941.67 | 0.0026388 | 947.4082 | 0.064726 | 704.5549 | 0.0094139 | 947.4082 | 0.025014 | 941.67 | 0.0026695 | 947.4082 | 0.014251 | 941.67 | 0.0032646 | 947.4082 | 0.02831 | 705.4801 | 0.0001346 | 947.4082 | 0.067407 | 705.4801 | 8.1708e-05 | 947.4082 | 0.0087941 | 947.097 | 0.12869 | 1041.2751 | 0.035173 | 947.097 | 0.0087556 | 1041.5533 | 7.1499e-05 | 1041.2751 | 0.032888 | 947.097 | 0.084598 | 947.4082 | 0.015802
|  |  |  | 947.6505 | -0.013881 | 947.3388 | -0.016316 | 704.6812 | 0.014425 | 947.6505 | 0.005207 | 947.3388 | -0.28579 | 947.3388 | #REF! | 705.601 | 0.00014008 | 947.6505 | 0 | 941.91 | -0.017992 | 947.6505 | 0 | 704.6812 | 0.007016 | 947.6505 | 0 | 941.91 | -0.0094454 | 947.6505 | 0 | 941.91 | 0.0021933 | 947.6505 | 0 | 705.601 | 0.00015689 | 947.6505 | 0 | 705.601 | 9.3356e-05 | 947.6505 | 0 | 947.3388 | -0.094482 | 1041.4437 | 0.034538 | 947.3388 | 0.026216 | 1041.7235 | 0 | 1041.4437 | 0.034143 | 947.3388 | -0.015004 | 947.6505 | 0.0030504
|  |  |  | 947.8929 | 0.0010108 | 947.5807 | -0.0032666 | 704.8074 | 0 | 947.8929 | -0.017174 | 947.5807 | 0.069312 | 947.5807 | #REF! | 705.7219 | 0.00013058 | 947.8929 | 0 | 942.15 | 0.0083963 | 947.8929 | 0.030815 | 704.8074 | 0.0022272 | 947.8929 | 0.0094857 | 942.15 | 0.00080569 | 947.8929 | 0.0087481 | 942.15 | 0.0055599 | 947.8929 | 0.010277 | 705.7219 | 0.00015574 | 947.8929 | 0.031705 | 705.7219 | 0.00013344 | 947.8929 | 0.0037219 | 947.5807 | 0.082468 | 1041.6122 | 0.033176 | 947.5807 | -0.010582 | 1041.8937 | 0 | 1041.6122 | 0.033492 | 947.5807 | 0.016281 | 947.8929 | 0.015739
|  |  |  | 948.1353 | -0.017386 | 947.8226 | -0.013508 | 704.9337 | 0.0034785 | 948.1353 | -0.013569 | 947.8226 | -0.24795 | 947.8226 | #REF! | 705.8428 | 0.00014343 | 948.1353 | 0 | 942.39 | 0.0011995 | 948.1353 | 0 | 704.9337 | 0.0074157 | 948.1353 | 0 | 942.39 | 0.002786 | 948.1353 | 0 | 942.39 | 0.0095384 | 948.1353 | 0 | 705.8428 | 0.00015227 | 948.1353 | 0 | 705.8428 | 0.00015519 | 948.1353 | 0 | 947.8226 | -0.022195 | 1041.7808 | 0.033449 | 947.8226 | -0.02543 | 1042.0638 | 0 | 1041.7808 | 0.034375 | 947.8226 | -0.027774 | 948.1353 | 0.00016505
|  |  |  | 948.3776 | 0.014842 | 948.0644 | -0.0072609 | 705.06 | 0 | 948.3776 | 0.012373 | 948.0644 | 0.105 | 948.0644 | #REF! | 705.9637 | 0.00014082 | 948.3776 | 0.015824 | 942.63 | 0.012235 | 948.3776 | 0.064016 | 705.06 | 0.0017229 | 948.3776 | 0.0066135 | 942.63 | 0.0019706 | 948.3776 | 0.005128 | 942.63 | -0.0043867 | 948.3776 | 0.02007 | 705.9637 | 0.00012155 | 948.3776 | 0.08013 | 705.9637 | 0.00012847 | 948.3776 | 0.0070414 | 948.0644 | 0.099777 | 1041.9494 | 0.038759 | 948.0644 | 0.012533 | 1042.234 | 0 | 1041.9494 | 0.033399 | 948.0644 | 0.0066402 | 948.3776 | 0.011417
|  |  |  | 948.62 | -0.0065586 | 948.3063 | -0.0021705 | 705.1863 | 0.022162 | 948.62 | -0.028696 | 948.3063 | -0.2581 | 948.3063 | #REF! | 706.0846 | 0.00014566 | 948.62 | 0 | 942.87 | -0.014154 | 948.62 | 0 | 705.1863 | 0.0011133 | 948.62 | 0 | 942.87 | -0.0073485 | 948.62 | 0 | 942.87 | -0.0080593 | 948.62 | 0 | 706.0846 | 0.00013195 | 948.62 | 0 | 706.0846 | 0.0001134 | 948.62 | 0 | 948.3063 | -0.11831 | 1042.118 | 0.030317 | 948.3063 | -0.046012 | 1042.4042 | 0.00053624 | 1042.118 | 0.034189 | 948.3063 | -0.0052856 | 948.62 | 0.00035557
|  |  |  | 948.8624 | 0.0085544 | 948.5482 | 0.0091973 | 705.3127 | 0 | 948.8624 | 0.010023 | 948.5482 | 0.10899 | 948.5482 | #REF! | 706.2055 | 0.00013002 | 948.8624 | 0.072109 | 943.12 | 0.019911 | 948.8624 | 0.03393 | 705.3127 | 0.0051066 | 948.8624 | 0.021018 | 943.12 | 0.0045333 | 948.8624 | 0.016963 | 943.12 | 0.0099978 | 948.8624 | 0.015529 | 706.2055 | 0.00013988 | 948.8624 | 0.05501 | 706.2055 | 9.8495e-05 | 948.8624 | 0.01107 | 948.5482 | 0.077581 | 1042.2866 | 0.033812 | 948.5482 | -0.068918 | 1042.5744 | 0 | 1042.2866 | 0.032795 | 948.5482 | 0.019857 | 948.8624 | 0.013738
|  |  |  | 949.1048 | -0.026929 | 948.7901 | 0.007368 | 705.439 | 0.018914 | 949.1048 | -0.018821 | 948.7901 | -0.29886 | 948.7901 | #REF! | 706.3264 | 0.00012666 | 949.1048 | 0.01386 | 943.36 | -0.012235 | 949.1048 | 0 | 705.439 | 0.0055062 | 949.1048 | 0 | 943.36 | 0.0018541 | 949.1048 | 0 | 943.36 | -0.013415 | 949.1048 | 0 | 706.3264 | 0.00015111 | 949.1048 | 0 | 706.3264 | 0.00013344 | 949.1048 | 0 | 948.7901 | -0.064142 | 1042.4551 | 0.035582 | 948.7901 | -0.015386 | 1042.7446 | 0 | 1042.4551 | 0.033957 | 948.7901 | -0.045076 | 949.1048 | 0.0016482
|  |  |  | 949.3472 | 0.0048756 | 949.032 | 0.0051232 | 705.5653 | 0 | 949.3472 | 0.0025604 | 949.032 | 0.059535 | 949.032 | #REF! | 706.4473 | 0.00012704 | 949.3472 | 0.12115 | 943.6 | 0.0031186 | 949.3472 | 0.043822 | 705.5653 | 0.0034878 | 949.3472 | 0.03157 | 943.6 | -0.0018735 | 949.3472 | 0.012389 | 943.6 | -0.0020913 | 949.3472 | 0.027307 | 706.4473 | 0.00014038 | 949.3472 | 0.063625 | 706.4473 | 0.00011511 | 949.3472 | 0.0016707 | 949.032 | 0.068418 | 1042.6237 | 0.033267 | 949.032 | 0.06242 | 1042.9148 | 0 | 1042.6237 | 0.033028 | 949.032 | 0.011684 | 949.3472 | 0.01489
|  |  |  | 949.5896 | -0.00080597 | 949.2739 | -0.013069 | 705.6917 | 0.011559 | 949.5896 | -0.033668 | 949.2739 | -0.25009 | 949.2739 | #REF! | 706.5682 | 0.00013877 | 949.5896 | 0 | 943.84 | -0.044379 | 949.5896 | 0 | 705.6917 | 0.0065275 | 949.5896 | 0 | 943.84 | 0.0023201 | 949.5896 | 0 | 943.84 | 0.0012752 | 949.5896 | 0 | 706.5682 | 0.00013427 | 949.5896 | 0 | 706.5682 | 0.00010672 | 949.5896 | 0 | 949.2739 | -0.061902 | 1042.7923 | 0.027912 | 949.2739 | -0.021635 | 1043.085 | 0.00010725 | 1042.7923 | 0.033957 | 949.2739 | -0.013344 | 949.5896 | -0.0037522
|  |  |  | 949.832 | 0.011726 | 949.5158 | 0.012642 | 705.8181 | 0 | 949.832 | -0.013607 | 949.5158 | 0.11459 | 949.5158 | #REF! | 706.6891 | 0.00015777 | 949.832 | 0.07498 | 944.08 | -0.0031186 | 949.832 | 0.044394 | 705.8181 | 0.0038661 | 949.832 | 0.02927 | 944.08 | -0.001757 | 949.832 | 0.010068 | 944.08 | 0.0018873 | 949.832 | 0.013011 | 706.6891 | 0.00013988 | 949.832 | 0.075897 | 706.6891 | 8.5134e-05 | 949.832 | 0.0097072 | 949.5158 | 0.0786 | 1042.9608 | 0.034629 | 949.5158 | 0.044106 | 1043.2552 | 0 | 1042.9608 | 0.032099 | 949.5158 | 0.018963 | 949.832 | 0.014053
|  |  |  | 950.0744 | -0.0027996 | 949.7577 | -0.050147 | 705.9444 | 0.016431 | 950.0744 | -0.01602 | 949.7577 | -0.27144 | 949.7577 | #REF! | 706.81 | 0.00016615 | 950.0744 | 0 | 944.32 | -0.041023 | 950.0744 | 0 | 705.9444 | 0 | 950.0744 | 0 | 944.32 | -0.010028 | 950.0744 | 0 | 944.32 | -0.0082122 | 950.0744 | 0 | 706.81 | 0.00013955 | 950.0744 | 0 | 706.81 | 9.3356e-05 | 950.0744 | 0 | 949.7577 | -0.096722 | 1043.1294 | 0.023237 | 949.7577 | -0.029676 | 1043.4254 | 0.00010725 | 1043.1294 | 0.032656 | 949.7577 | -0.0037186 | 950.0744 | -0.0036294
|  |  |  | 950.3168 | 0.013628 | 949.9996 | -0.024517 | 706.0708 | 0 | 950.3168 | -0.0056365 | 949.9996 | -0.029428 | 949.9996 | #REF! | 706.9309 | 0.00015926 | 950.3168 | 0.089556 | 944.57 | -0.041501 | 950.3168 | 0.044156 | 706.0708 | 0.0032358 | 950.3168 | 0.0036319 | 944.57 | -0.00059213 | 950.3168 | 0.00040585 | 944.57 | 0.0041827 | 950.3168 | 0.010067 | 706.9309 | 0.00013344 | 950.3168 | 0.064987 | 706.9309 | 0.00010346 | 950.3168 | 0.0032776 | 949.9996 | 0.048259 | 1043.298 | 0.045158 | 949.9996 | 0.016086 | 1043.5956 | 0 | 1043.298 | 0.031959 | 949.9996 | 0.014749 | 950.3168 | 0.0097697
|  |  |  | 950.5593 | -0.005063 | 950.2415 | -0.024075 | 706.1972 | 0.018723 | 950.5593 | -0.023146 | 950.2415 | -0.29695 | 950.2415 | #REF! | 707.0518 | 0.00012573 | 950.5593 | 0 | 944.81 | -0.017992 | 950.5593 | 0 | 706.1972 | 0.010435 | 950.5593 | 0 | 944.81 | -0.00094161 | 950.5593 | 0 | 944.81 | -0.0040807 | 950.5593 | 0 | 707.0518 | 0.00013691 | 950.5593 | 0 | 707.0518 | 0.00011511 | 950.5593 | 0 | 950.2415 | -0.038893 | 1043.4666 | 0.032405 | 950.2415 | 0.032819 | 1043.7658 | 0 | 1043.4666 | 0.033074 | 950.2415 | -0.015579 | 950.5593 | -0.0032248
|  |  |  | 950.8017 | 0.0091367 | 950.4834 | 0.0037617 | 706.3236 | 0 | 950.8017 | -0.011426 | 950.4834 | 0.11495 | 950.4834 | #REF! | 707.1728 | 0.00011977 | 950.8017 | 0.076923 | 945.05 | -0.0064771 | 950.8017 | 0.063757 | 706.3236 | 0.0092807 | 950.8017 | 0.008797 | 945.05 | 0.0019706 | 950.8017 | 0.0095515 | 945.05 | 0.0058659 | 950.8017 | 0.023358 | 707.1728 | 0.00015722 | 950.8017 | 0.13501 | 707.1728 | 0.00013344 | 950.8017 | 0.0066434 | 950.4834 | 0.034209 | 1043.6351 | 0.025052 | 950.4834 | 0.02772 | 1043.936 | 0 | 1043.6351 | 0.032284 | 950.4834 | 0.017686 | 950.8017 | 0.013256
|  |  |  | 951.0442 | -0.01852 | 950.7254 | -0.0010578 | 706.4501 | 0.010794 | 951.0442 | -0.025523 | 950.7254 | -0.23775 | 950.7254 | #REF! | 707.2937 | 0.00012238 | 951.0442 | 0 | 945.29 | -0.024228 | 951.0442 | 0 | 706.4501 | 0.008437 | 951.0442 | 0 | 945.29 | 0.0047664 | 951.0442 | 0 | 945.29 | -0.00025504 | 951.0442 | 0 | 707.2937 | 0.00015574 | 951.0442 | 0 | 707.2937 | 0.00013344 | 951.0442 | 0 | 950.7254 | -0.0281 | 1043.8037 | 0.023373 | 950.7254 | -0.016095 | 1044.1062 | 0.00010725 | 1043.8037 | 0.033725 | 950.7254 | -0.022283 | 951.0442 | -0.0024555
|  |  |  | 951.2866 | 0.011735 | 950.9673 | -0.0081659 | 706.5765 | 0 | 951.2866 | -0.0054023 | 950.9673 | -0.039503 | 950.9673 | #REF! | 707.4146 | 0.00014492 | 951.2866 | 0.072461 | 945.53 | 0.002159 | 951.2866 | 0.055203 | 706.5765 | 0.0055062 | 951.2866 | 0.024859 | 945.53 | 0.00068922 | 951.2866 | 0.012784 | 945.53 | -0.0030095 | 951.2866 | 0.030809 | 707.4146 | 0.0001341 | 951.2866 | 0.081928 | 707.4146 | 0.00016684 | 951.2866 | 0.0085411 | 950.9673 | 0.050906 | 1043.9723 | 0.033176 | 950.9673 | -0.00019177 | 1044.2764 | 0 | 1043.9723 | 0.033214 | 950.9673 | 0.034414 | 951.2866 | 0.012531
|  |  |  | 951.5291 | -0.024437 | 951.2093 | -0.024397 | 706.7029 | 0.0082822 | 951.5291 | -0.031295 | 951.2093 | -0.46024 | 951.2093 | #REF! | 707.5355 | 0.00014734 | 951.5291 | 0 | 945.77 | 0.00071969 | 951.5291 | 0 | 706.7029 | 0.0085702 | 951.5291 | 0 | 945.77 | -0.00059213 | 951.5291 | 0 | 945.77 | -0.00086717 | 951.5291 | 0 | 707.5355 | 0.00013575 | 951.5291 | 0 | 707.5355 | 0.00018688 | 951.529 | 0 | 951.2093 | -0.054368 | 1044.1409 | 0.023373 | 951.2093 | -0.064103 | 1044.4466 | 0.00010725 | 1044.1409 | 0.034421 | 951.2093 | -0.02937 | 951.5291 | -0.0025914
|  |  |  | 951.7715 | 0.02793 | 951.4512 | -0.011368 | 706.8294 | 0 | 951.7715 | 0.0019802 | 951.4512 | -0.11476 | 951.4512 | #REF! | 707.6564 | 0.0001371 | 951.7715 | 0.11836 | 946.01 | 0.025668 | 951.7715 | 0.038898 | 706.8294 | 0.00374 | 951.7715 | 0.017341 | 946.01 | -0.0023395 | 951.7715 | 0.008071 | 946.01 | -0.0069881 | 951.7715 | 0.033162 | 707.6564 | 0.00015062 | 951.7715 | 0.059661 | 707.6564 | 0.00019357 | 951.7716 | 0.005475 | 951.4512 | 0.074323 | 1044.3094 | 0.037987 | 951.4512 | 0.029024 | 1044.6168 | 0 | 1044.3094 | 0.032795 | 951.4512 | 0.0166 | 951.7715 | 0.015923
|  |  |  | 952.014 | 0.00096878 | 951.6932 | -0.015476 | 706.9558 | 0.014616 | 952.014 | -0.031943 | 951.6932 | -0.26503 | 951.6932 | #REF! | 707.7773 | 0.00013654 | 952.014 | 0 | 946.26 | -0.036225 | 952.014 | 0 | 706.9558 | 0.0081705 | 952.014 | 0 | 946.26 | -0.002456 | 952.014 | 0 | 946.26 | -0.00056109 | 952.014 | 0 | 707.7773 | 0.00016498 | 952.014 | 0 | 707.7773 | 0.00016187 | 952.014 | 0 | 951.6932 | -0.039096 | 1044.478 | 0.031996 | 951.6932 | -0.025958 | 1044.787 | 0 | 1044.478 | 0.033957 | 951.6932 | -0.0022993 | 952.014 | 8.2988e-05
|  |  |  | 952.2565 | 0.011393 | 951.9351 | 0.0081503 | 707.0823 | 0 | 952.2565 | -0.0022441 | 951.9351 | 0.096323 | 951.9351 | #REF! | 707.8983 | 0.00014101 | 952.2565 | 0.072447 | 946.5 | 0.035744 | 952.2565 | 0.064725 | 707.0823 | 0.0010926 | 952.2565 | 0.022717 | 946.5 | 0.00045625 | 952.2565 | 0.0089344 | 946.5 | -0.0051518 | 952.2565 | 0.031231 | 707.8983 | 0.00014104 | 952.2565 | 0.066715 | 707.8983 | 0.000105 | 952.2565 | 0.0058478 | 951.9351 | 0.058033 | 1044.6466 | 0.029591 | 951.9351 | 0.020394 | 1044.9572 | 0 | 1044.6466 | 0.032517 | 951.9351 | 0.031413 | 952.2565 | 0.016403
|  |  |  | 952.499 | -0.014477 | 952.1771 | -0.043067 | 707.2088 | 0.0092761 | 952.499 | -0.012764 | 952.1771 | -0.30335 | 952.1771 | #REF! | 708.0192 | 0.0001574 | 952.499 | 0 | 946.74 | -0.0055175 | 952.499 | 0 | 707.2088 | 0.0040121 | 952.499 | 0 | 946.74 | -0.01061 | 952.499 | 0 | 946.74 | -0.01265 | 952.499 | 0 | 708.0192 | 0.00013773 | 952.499 | 0 | 708.0192 | 9.3356e-05 | 952.499 | 0 | 952.1771 | -0.09713 | 1044.8151 | 0.030317 | 952.1771 | 0.012575 | 1045.1274 | 0 | 1044.8151 | 0.033585 | 952.1771 | -0.029753 | 952.499 | -0.00034978
|  |  |  | 952.7415 | 0.020528 | 952.4191 | -0.0052514 | 707.3353 | 0 | 952.7415 | -0.0054561 | 952.4191 | 0.0091783 | 952.4191 | #REF! | 708.1401 | 0.00014958 | 952.7415 | 0.071427 | 946.98 | 0.0011995 | 952.7415 | 0.025882 | 707.3353 | 0.0123 | 952.7415 | 0.016133 | 946.98 | 0.00045625 | 952.7415 | 0.0077046 | 946.98 | 0.0051009 | 952.7415 | 0.033064 | 708.1401 | 0.0001303 | 952.7415 | 0.058632 | 708.1401 | 7.6741e-05 | 952.7415 | 0.005407 | 952.4191 | 0.020566 | 1044.9837 | 0.027367 | 952.4191 | 0.076514 | 1045.2976 | 0 | 1044.9837 | 0.032377 | 952.4191 | 0.012706 | 952.7415 | 0.015939
|  |  |  | 952.9839 | -0.015678 | 952.661 | -0.033805 | 707.4618 | 0.014042 | 952.9839 | -0.02746 | 952.661 | -0.3768 | 952.661 | #REF! | 708.261 | 0.0001492 | 952.984 | 0 | 947.22 | -0.025668 | 952.984 | 0 | 707.4618 | 0.0028778 | 952.984 | 0 | 947.22 | -0.0046693 | 952.9839 | 0 | 947.22 | -0.0010202 | 952.984 | 0 | 708.261 | 0.00014335 | 952.984 | 0 | 708.261 | 7.9995e-05 | 952.984 | 0 | 952.661 | -0.087559 | 1045.1523 | 0.026505 | 952.661 | -0.021164 | 1045.4678 | 0 | 1045.1523 | 0.033585 | 952.661 | -0.016537 | 952.9839 | -0.00021851
|  |  |  | 953.2265 | 0.0094386 | 952.903 | -0.01594 | 707.5883 | 0 | 953.2265 | -0.0010554 | 952.903 | 0.19347 | 952.903 | #REF! | 708.3819 | 0.00014101 | 953.2265 | 0.091802 | 947.46 | -0.0098357 | 953.2265 | 0.066691 | 707.5883 | 0.00084042 | 953.2265 | 0.010801 | 947.46 | 0.0046498 | 953.2265 | 0.01057 | 947.46 | 0.0058659 | 953.2265 | 0.011031 | 708.3819 | 0.00014698 | 953.2265 | 0.079777 | 708.3819 | 0.00010175 | 953.2265 | 0.0059674 | 952.903 | 0.058033 | 1045.3209 | 0.041482 | 952.903 | -0.0018642 | 1045.6381 | 0 | 1045.3209 | 0.032377 | 952.903 | 0.010535 | 953.2265 | 0.011124
|  |  |  | 953.469 | -0.019577 | 953.145 | 0.0083338 | 707.7149 | 0.011463 | 953.469 | -0.023931 | 953.145 | -0.20889 | 953.145 | #REF! | 708.5029 | 0.00015516 | 953.469 | 0 | 947.71 | -0.019431 | 953.469 | 0 | 707.7149 | 0.005151 | 953.469 | 0 | 947.71 | -0.0089791 | 953.469 | 0 | 947.71 | -0.0030095 | 953.469 | 0 | 708.5029 | 0.00015574 | 953.469 | 0 | 708.5029 | 0.00012676 | 953.469 | 0 | 953.145 | -0.012503 | 1045.4894 | 0.031906 | 953.145 | -0.0050385 | 1045.8083 | 0 | 1045.4894 | 0.033214 | 953.145 | -0.031477 | 953.469 | -0.000594
|  |  |  | 953.7115 | 0.019105 | 953.387 | 0.001398 | 707.8414 | 0 | 953.7115 | -0.0014575 | 953.387 | -0.026042 | 953.387 | #REF! | 708.6238 | 0.00016708 | 953.7115 | 0.062696 | 947.95 | 0.013674 | 953.7115 | 0.069185 | 707.8414 | 0.0034878 | 953.7115 | 0.0042972 | 947.95 | 0.00010678 | 953.7115 | 0.007209 | 947.95 | 0.0035706 | 953.7115 | 0.023428 | 708.6238 | 0.00016069 | 953.7115 | 0.088424 | 708.6238 | 0.00015006 | 953.7115 | 0.0063881 | 953.387 | 0.068215 | 1045.658 | 0.034629 | 953.387 | 0.032442 | 1045.9785 | 0 | 1045.658 | 0.032331 | 953.387 | 0.027518 | 953.7115 | 0.014741
|  |  |  | 953.954 | -0.0058852 | 953.629 | -0.029734 | 707.9679 | 0.010603 | 953.954 | -0.022051 | 953.629 | -0.2696 | 953.629 | #REF! | 708.7447 | 0.00016876 | 953.954 | 0 | 948.19 | -0.032385 | 953.954 | 0 | 707.9679 | 0.0036341 | 953.954 | 0 | 948.19 | -0.0040868 | 953.954 | 0 | 948.19 | 0.00066312 | 953.954 | 0 | 708.7447 | 0.00015986 | 953.954 | 0 | 708.7447 | 0.0001468 | 953.954 | 0 | 953.629 | -0.10955 | 1045.8266 | 0.022284 | 953.629 | -0.045418 | 1046.1487 | 0 | 1045.8266 | 0.03391 | 953.629 | -0.10592 | 953.954 | -0.00017492
|  |  |  | 954.1966 | 0.0068104 | 953.871 | -0.015713 | 708.0945 | 0 | 954.1966 | 0.0062311 | 953.871 | -0.049995 | 953.871 | #REF! | 708.8657 | 0.00016094 | 954.1966 | 0.0080017 | 948.43 | 0.014634 | 954.1966 | 0.053573 | 708.0945 | 0.0027314 | 954.1966 | 0.0039635 | 948.43 | 0.00092222 | 954.1966 | 0.0049315 | 948.43 | 0.0058659 | 954.1966 | 0.012265 | 708.8657 | 0.0001554 | 954.1966 | 0.052308 | 708.8657 | 0.00014337 | 954.1966 | 0.0039205 | 953.871 | 0.029933 | 1045.9951 | 0.045657 | 953.871 | -0.024385 | 1046.3189 | 0 | 1045.9951 | 0.033074 | 953.871 | 0.10331 | 954.1966 | 0.015084
|  |  |  | 954.4391 | -0.019538 | 954.113 | -0.043882 | 708.2211 | 0.017195 | 954.4391 | -0.024289 | 954.113 | -0.19587 | 954.113 | #REF! | 708.9866 | 0.00013952 | 954.4391 | 0 | 948.67 | 0.0059973 | 954.4391 | 0 | 708.2211 | 0.0069272 | 954.4391 | 0 | 948.67 | -0.0064164 | 954.4391 | 0 | 948.67 | 0.0023464 | 954.4391 | 0 | 708.9866 | 0.00015342 | 954.4391 | 0 | 708.9866 | 0.00014012 | 954.4391 | 0 | 954.113 | -0.10324 | 1046.1637 | 0.031225 | 954.113 | -0.059221 | 1046.4892 | 0 | 1046.1637 | 0.034328 | 954.113 | -0.018452 | 954.4391 | -0.0039314
|  |  |  | 954.6816 | 0.0087918 | 954.355 | 0.0028603 | 708.3477 | 0 | 954.6816 | -0.011316 | 954.355 | 0.0016363 | 954.355 | #REF! | 709.1075 | 0.00014492 | 954.6817 | 0.08339 | 948.91 | 0.002159 | 954.6817 | 0.04834 | 708.3477 | 0.0050178 | 954.6817 | 0.010831 | 948.91 | -0.0021065 | 954.6816 | 0.01014 | 948.91 | 0.00081613 | 954.6817 | 0.015153 | 709.1075 | 0.00013526 | 954.6817 | 0.058042 | 709.1075 | 0.00012008 | 954.6816 | 0.0083952 | 954.355 | 0.013628 | 1046.3323 | 0.040211 | 954.355 | 0.040649 | 1046.6594 | 0 | 1046.3323 | 0.033074 | 954.355 | 0.0062569 | 954.6816 | 0.017777
|  |  |  | 954.9242 | -0.0059829 | 954.597 | -0.022404 | 708.4743 | 0.004638 | 954.9242 | -0.020879 | 954.597 | -0.1555 | 954.597 | #REF! | 709.2284 | 0.00015647 | 954.9242 | 0 | 949.16 | 0.025668 | 954.9242 | 0 | 708.4743 | 0.0066608 | 954.9242 | 0 | 949.16 | 0.0066302 | 954.9242 | 0 | 949.16 | 0.0083142 | 954.9242 | 0 | 709.2284 | 0.00013608 | 954.9242 | 0 | 709.2284 | 0.00011014 | 954.9242 | 0 | 954.597 | -0.054164 | 1046.5008 | 0.032087 | 954.597 | -0.039511 | 1046.8296 | 0 | 1046.5008 | 0.033817 | 954.597 | 0.0020915 | 954.9242 | -0.0010645
|  |  |  | 955.1667 | 0.0095383 | 954.8391 | -0.0091813 | 708.6009 | 0 | 955.1667 | 0.0033836 | 954.8391 | -0.0050917 | 954.8391 | #REF! | 709.3494 | 0.00016653 | 955.1668 | 0.080017 | 949.4 | -0.0059973 | 955.1668 | 0.027452 | 708.6009 | 0.0092807 | 955.1668 | 0.0036349 | 949.4 | 0.0069796 | 955.1667 | 0.010404 | 949.4 | 0.00081613 | 955.1668 | 0.015226 | 709.3494 | 0.00013724 | 955.1668 | 0.058078 | 709.3494 | 0.00010175 | 955.1667 | 0.0074252 | 954.8391 | 0.060273 | 1046.6694 | 0.042026 | 954.8391 | -0.0056418 | 1046.9998 | 0 | 1046.6694 | 0.03261 | 954.8391 | 0.01245 | 955.1667 | 0.014018
|  |  |  | 955.4094 | 0.0029417 | 955.0811 | -0.032753 | 708.7275 | 0.0091104 | 955.4094 | 0.0011673 | 955.0811 | -0.40313 | 955.0811 | #REF! | 709.4703 | 0.00016578 | 955.4093 | 0 | 949.64 | -0.035744 | 955.4093 | 0 | 708.7275 | 0.012567 | 955.4093 | 0 | 949.64 | -0.0038538 | 955.4094 | 0 | 949.64 | 0.00096913 | 955.4093 | 0 | 709.4703 | 0.00014996 | 955.4093 | 0 | 709.4703 | 0.00014183 | 955.4094 | 0 | 955.0811 | -0.07921 | 1046.838 | 0.027276 | 955.0811 | -0.082728 | 1047.1701 | 0 | 1046.838 | 0.03391 | 955.0811 | -0.029115 | 955.4094 | 0.000567
|  |  |  | 955.6519 | 0.024301 | 955.3231 | -0.017085 | 708.8541 | 0 | 955.6519 | -0.0067198 | 955.3231 | 0.1073 | 955.3231 | #REF! | 709.5912 | 0.00014734 | 955.6519 | 0.016072 | 949.88 | 0.0059973 | 955.6519 | 0.014717 | 708.8541 | 0.0022272 | 955.6519 | 0.017689 | 949.88 | 0.0093092 | 955.6519 | 0 | 949.88 | 0.0026524 | 955.6519 | 0.0085859 | 709.5912 | 0.00014963 | 955.6519 | 0.04268 | 709.5912 | 0.00013173 | 955.6519 | 0.0088898 | 955.3231 | 0.087152 | 1047.0066 | 0.031361 | 955.3231 | 0.04227 | 1047.3403 | 0 | 1047.0066 | 0.033446 | 955.3231 | 0.023113 | 955.6519 | 0.010641
|  |  |  | 955.8945 | -0.018317 | 955.5652 | -0.0056119 | 708.9808 | 0.0076196 | 955.8945 | -0.0068399 | 955.5652 | -0.17937 | 955.5652 | #REF! | 709.7122 | 0.00014082 | 955.8945 | 0 | 950.12 | 0.0040782 | 955.8945 | 0 | 708.9808 | 0.0078153 | 955.8945 | 0 | 950.12 | -0.0073485 | 955.8945 | 0 | 950.12 | -0.0016323 | 955.8945 | 0 | 709.7122 | 0.00015177 | 955.8945 | 0 | 709.7122 | 0.00014509 | 955.8945 | 0 | 955.5652 | -0.080229 | 1047.1751 | 0.02714 | 955.5652 | -0.010559 | 1047.5105 | 0.00010725 | 1047.1751 | 0.034654 | 955.5652 | -0.026561 | 955.8945 | -0.0046115
|  |  |  | 956.1371 | 0.0071457 | 955.8072 | 0.022897 | 709.1074 | 0.0018263 | 956.1371 | -0.026874 | 955.8072 | 0.017776 | 955.8072 | #REF! | 709.8331 | 0.00015256 | 956.1371 | 0.052337 | 950.36 | 0.014634 | 956.1371 | 0.0163 | 709.1074 | 0.0033618 | 956.1371 | 0.028698 | 950.36 | 0.00033976 | 956.1371 | 0.0074185 | 950.36 | -0.0020913 | 956.1371 | 0.025855 | 709.8331 | 0.00015177 | 956.1371 | 0.09582 | 709.8331 | 0.00015519 | 956.1371 | 0.0072045 | 955.8072 | 0.045612 | 1047.3437 | 0.037806 | 955.8072 | 0.017086 | 1047.6808 | 0 | 1047.3437 | 0.033074 | 955.8072 | 0.015579 | 956.1371 | 0.011057
|  |  |  | 956.3797 | 0.0042808 | 956.0493 | -0.019449 | 709.2341 | 0.011081 | 956.3797 | -0.013669 | 956.0493 | -0.11716 | 956.0493 | #REF! | 709.9541 | 0.00016094 | 956.3797 | 0 | 950.61 | 0.0031186 | 956.3797 | 0 | 709.2341 | 0.011323 | 956.3797 | 0 | 950.61 | 0.00033976 | 956.3797 | 0 | 950.61 | -0.0039276 | 956.3797 | 0 | 709.9541 | 0.00015293 | 956.3797 | 0 | 709.9541 | 0.00016016 | 956.3797 | 0 | 956.0493 | -0.080839 | 1047.5123 | 0.03481 | 956.0493 | 0.0018008 | 1047.851 | 0 | 1047.5123 | 0.033492 | 956.0493 | -0.037032 | 956.3797 | -0.0039912
|  |  |  | 956.6223 | 0.0070376 | 956.2913 | 0.00026979 | 709.3608 | 0 | 956.6223 | 0.0013937 | 956.2913 | 0.042039 | 956.2913 | #REF! | 710.075 | 0.00015703 | 956.6223 | 0.061232 | 950.85 | -0.0055175 | 956.6223 | 0.042877 | 709.3608 | 0.00021011 | 956.6223 | 0.019944 | 950.85 | -0.00035917 | 956.6223 | 0.0085668 | 950.85 | -0.0007141 | 956.6223 | 0.011752 | 710.075 | 0.00013691 | 956.6223 | 0.091517 | 710.075 | 0.00015348 | 956.6223 | 0.0074896 | 956.2913 | 0.096519 | 1047.6808 | 0.035355 | 956.2913 | -0.0036793 | 1048.0212 | 0 | 1047.6808 | 0.032377 | 956.2913 | 0.013791 | 956.6223 | 0.012514
|  |  |  | 956.8649 | -0.015728 | 956.5334 | -0.0069299 | 709.4874 | 0.0054662 | 956.8649 | -0.038356 | 956.5334 | -0.16582 | 956.5334 | #REF! | 710.1959 | 0.00016224 | 956.8649 | 0 | 951.09 | -0.0031186 | 956.8649 | 0 | 709.4874 | 0.013233 | 956.8649 | 0 | 951.09 | 0.00022327 | 956.8649 | 0 | 951.09 | -0.0051518 | 956.8649 | 0 | 710.1959 | 0.00015656 | 956.8649 | 0 | 710.1959 | 0.000105 | 956.8649 | 0 | 956.5334 | -0.061902 | 1047.8494 | 0.031452 | 956.5334 | -0.011954 | 1048.1915 | 0 | 1047.8494 | 0.033353 | 956.5334 | -0.010918 | 956.8649 | 4.8529e-05
|  |  |  | 957.1075 | 0.013596 | 956.7755 | 0.047239 | 709.6141 | 0 | 957.1075 | -0.013507 | 956.7755 | 0.02974 | 956.7755 | #REF! | 710.3169 | 0.00017118 | 957.1075 | 0.10606 | 951.33 | -0.0040782 | 957.1075 | 0.071909 | 709.6141 | 0 | 957.1075 | 0.022326 | 951.33 | 0.00033976 | 957.1075 | 0.024077 | 951.33 | -0.0056109 | 957.1075 | 0.043002 | 710.3169 | 0.00015342 | 957.1075 | 0.070323 | 710.3169 | 0.000105 | 957.1075 | 0.012327 | 956.7755 | 0.11749 | 1048.018 | 0.043343 | 956.7755 | 0.017886 | 1048.3617 | 0 | 1048.018 | 0.032192 | 956.7755 | 0.025858 | 957.1075 | 0.015609
|  |  |  | 957.3501 | -0.0042394 | 957.0175 | -0.014653 | 709.7409 | 0.0039755 | 957.3501 | -0.015064 | 957.0175 | -0.14689 | 957.0175 | #REF! | 710.4378 | 0.00016168 | 957.3501 | 0 | 951.57 | -0.00071969 | 957.3501 | 0 | 709.7409 | 0.00086122 | 957.3501 | 0 | 951.57 | -0.0036209 | 957.3501 | 0 | 951.57 | 0.0017343 | 957.3501 | 0 | 710.4378 | 0.00015722 | 957.3501 | 0 | 710.4378 | 0.00010175 | 957.3501 | 0 | 957.0175 | -0.064346 | 1048.1865 | 0.032541 | 957.0175 | -0.009961 | 1048.532 | 0 | 1048.1865 | 0.032795 | 957.0175 | -0.01526 | 957.3501 | -0.00032214
|  |  |  | 957.5927 | 0.011815 | 957.2596 | -0.01696 | 709.8676 | 0 | 957.5927 | 0.0042779 | 957.2596 | 0.062821 | 957.2596 | #REF! | 710.5588 | 0.00014529 | 957.5927 | 0.030008 | 951.81 | 0.024709 | 957.5927 | 0.059241 | 709.8676 | 0.0044849 | 957.5927 | 0.012725 | 951.81 | 0.0045333 | 957.5927 | 0.0055233 | 951.81 | -0.00025504 | 957.5927 | 0.00097084 | 710.5588 | 0.00013608 | 957.5927 | 0.069922 | 710.5588 | 0.0001134 | 957.5927 | 0.01094 | 957.2596 | 0.039096 | 1048.3551 | 0.038532 | 957.2596 | 0.014395 | 1048.7022 | 0 | 1048.3551 | 0.032006 | 957.2596 | 0.030455 | 957.5927 | 0.012331
|  |  |  | 957.8354 | -0.0084798 | 957.5017 | -0.032938 | 709.9943 | 0.012227 | 957.8354 | -0.017201 | 957.5017 | -0.32698 | 957.5017 | #REF! | 710.6797 | 0.0001384 | 957.8354 | 0 | 952.06 | -0.015593 | 957.8354 | 0 | 709.9943 | 0.0031299 | 957.8354 | 0 | 952.06 | 0.0056981 | 957.8354 | 0 | 952.06 | -0.011732 | 957.8354 | 0 | 710.6797 | 0.00013773 | 957.8354 | 0 | 710.6797 | 0.00011511 | 957.8354 | 0 | 957.5017 | -0.1069 | 1048.5237 | 0.031361 | 957.5017 | -0.0089382 | 1048.8725 | 0 | 1048.5237 | 0.033539 | 957.5017 | -0.008364 | 957.8354 | -0.0027665
|  |  |  | 958.078 | 0.0055277 | 957.7438 | -0.019946 | 710.121 | 0 | 958.078 | 0.0099908 | 957.7438 | 0.085801 | 957.7438 | #REF! | 710.8007 | 0.00015051 | 958.078 | 0.10114 | 952.3 | -0.0074367 | 958.078 | 0.047368 | 710.121 | 0.011545 | 958.078 | 0.001989 | 952.3 | 0.0033685 | 958.078 | 0.00030121 | 952.3 | 0.0020403 | 958.078 | 0.028093 | 710.8007 | 0.00014384 | 958.078 | 0.056165 | 710.8007 | 0.00011014 | 958.078 | 0.0072395 | 957.7438 | 0.04439 | 1048.6922 | 0.033766 | 957.7438 | 0.013801 | 1049.0427 | 7.1499e-05 | 1048.6922 | 0.032842 | 957.7438 | 0.0089387 | 958.078 | 0.012134
|  |  |  | 958.3207 | -0.013517 | 957.9859 | -0.035055 | 710.2478 | 0.0081166 | 958.3207 | -0.021641 | 957.9859 | -0.17673 | 957.9859 | #REF! | 710.9216 | 0.00014697 | 958.3207 | 0 | 952.54 | -0.0040782 | 958.3207 | 0 | 710.2478 | 0.0030039 | 958.3207 | 0 | 952.54 | -0.00199 | 958.3207 | 0 | 952.54 | -0.0019383 | 958.3207 | 0 | 710.9216 | 0.00014533 | 958.3207 | 0 | 710.9216 | 0.00011168 | 958.3207 | 0 | 957.9859 | -0.10975 | 1048.8608 | 0.030816 | 957.9859 | -0.049548 | 1049.2129 | 0 | 1048.8608 | 0.033817 | 957.9859 | -0.025922 | 958.3207 | -0.0055787
|  |  |  | 958.5633 | 0.012478 | 958.228 | 0.0043096 | 710.3745 | 0 | 958.5633 | 0.006192 | 958.228 | -0.068551 | 958.228 | #REF! | 711.0426 | 0.00014995 | 958.5633 | 0.075704 | 952.78 | 0.0079165 | 958.5633 | 0.027707 | 710.3745 | 0.011945 | 958.5633 | 0.013563 | 952.78 | 0.0033685 | 958.5633 | 0.0073703 | 952.78 | 0.013517 | 958.5633 | 0.027783 | 711.0426 | 0.00013773 | 958.5633 | 0.066323 | 711.0426 | 0.00010346 | 958.5633 | 0.0060677 | 958.228 | 0.0079881 | 1049.0294 | 0.031906 | 958.228 | 0.053292 | 1049.3832 | 0 | 1049.0294 | 0.032424 | 958.228 | 0.017686 | 958.5633 | 0.013706
|  |  |  | 958.806 | 0.0026228 | 958.4701 | 0.0019442 | 710.5013 | 0.015093 | 958.806 | -0.021491 | 958.4701 | -0.37659 | 958.4701 | #REF! | 711.1635 | 0.00015386 | 958.806 | 0 | 953.02 | -0.015593 | 958.806 | 0 | 710.5013 | 0.0048846 | 958.806 | 0 | 953.02 | -0.0083969 | 958.806 | 0 | 953.02 | 0.0029585 | 958.806 | 0 | 711.1635 | 0.00012419 | 958.806 | 0 | 711.1635 | 0.00014337 | 958.806 | 0 | 958.4701 | -0.061291 | 1049.1979 | 0.034946 | 958.4701 | -0.038288 | 1049.5534 | 0 | 1049.1979 | 0.033492 | 958.4701 | -0.012706 | 958.806 | -0.0017407
|  |  |  | 959.0486 | 0.021297 | 958.7122 | 0.020021 | 710.6281 | 0 | 959.0486 | -0.0049782 | 958.7122 | 0.10584 | 958.7122 | #REF! | 711.2844 | 0.00015405 | 959.0486 | 0.066439 | 953.26 | 0.00071969 | 959.0486 | 0.052927 | 710.6281 | 0.0032358 | 959.0486 | 0.01423 | 953.26 | -0.0089791 | 959.0486 | 0.016029 | 953.26 | 0.0020403 | 959.0486 | 0.022916 | 711.2844 | 0.00011775 | 959.0486 | 0.06117 | 711.2844 | 0.00013018 | 959.0486 | 0.010979 | 958.7122 | 0.085727 | 1049.3665 | 0.035582 | 958.7122 | 0.026728 | 1049.7237 | 0 | 1049.3665 | 0.032563 | 958.7122 | 0.031413 | 959.0486 | 0.011561
|  |  |  | 959.2913 | -0.022206 | 958.9543 | -0.030641 | 710.7549 | 0.0089448 | 959.2913 | 0.0012322 | 958.9543 | -0.15081 | 958.9543 | #REF! | 711.4054 | 0.00015088 | 959.2913 | 0 | 953.51 | -0.02183 | 959.2913 | 0 | 710.7549 | 0.0095471 | 959.2913 | 0 | 953.51 | -0.00024269 | 959.2913 | 0 | 953.51 | -0.0022444 | 959.2913 | 0 | 711.4054 | 0.00012617 | 959.2913 | 0 | 711.4054 | 0.00015177 | 959.2913 | 0 | 958.9543 | -0.059459 | 1049.535 | 0.028956 | 958.9543 | -0.048473 | 1049.8939 | 0 | 1049.535 | 0.034003 | 958.9543 | -0.018388 | 959.2913 | -0.00076791
|  |  |  | 959.534 | 0.011725 | 959.1964 | 0.0087701 | 710.8817 | 0 | 959.534 | -0.004743 | 959.1964 | -0.030557 | 959.1964 | #REF! | 711.5263 | 0.00014753 | 959.534 | 0.13213 | 953.75 | 0.0016793 | 959.534 | 0.022719 | 710.8817 | 0.0079041 | 959.534 | 0.010058 | 953.75 | -0.0025725 | 959.534 | 0.012334 | 953.75 | -0.0016323 | 959.534 | 0.02423 | 711.5263 | 0.00013922 | 959.534 | 0.078041 | 711.5263 | 0.00010843 | 959.534 | 0.0096447 | 959.1964 | 0.063531 | 1049.7036 | 0.039167 | 959.1964 | 0.0025053 | 1050.0642 | 0 | 1049.7036 | 0.032424 | 959.1964 | 0.023304 | 959.534 | 0.014186
|  |  |  | 959.7767 | -0.0060365 | 959.4386 | 0.0013558 | 711.0085 | 0.0084479 | 959.7767 | -0.027062 | 959.4386 | -0.18282 | 959.4386 | #REF! | 711.6473 | 0.00015312 | 959.7767 | 0 | 953.99 | -0.0016793 | 959.7767 | 0 | 711.0085 | 0 | 959.7767 | 0 | 953.99 | 0.0046498 | 959.7767 | 0 | 953.99 | 0.0029585 | 959.7767 | 0 | 711.6473 | 0.00015722 | 959.7767 | 0 | 711.6473 | 0.00012676 | 959.7767 | 0 | 959.4386 | -0.057626 | 1049.8722 | 0.036081 | 959.4386 | -0.049775 | 1050.2345 | 0 | 1049.8722 | 0.032935 | 959.4386 | -0.0026191 | 959.7767 | -0.0044674
|  |  |  | 960.0193 | 0.024556 | 959.6807 | 0.010493 | 711.1354 | 0 | 960.0193 | -0.0020295 | 959.6807 | 0.14601 | 959.6807 | #REF! | 711.7682 | 0.00016317 | 960.0194 | 0.058726 | 954.23 | -0.0064771 | 960.0194 | 0.054643 | 711.1354 | 0.0009665 | 960.0194 | 0.034298 | 954.23 | 0.0053486 | 960.0193 | 0.01702 | 954.23 | -0.00056109 | 960.0194 | 0.01987 | 711.7682 | 0.00016333 | 960.0194 | 0.068242 | 711.7682 | 0.00016187 | 960.0194 | 0.010578 | 959.6807 | 0.093872 | 1050.0407 | 0.038078 | 959.6807 | 0.049749 | 1050.4047 | 0 | 1050.0407 | 0.032099 | 959.6807 | 0.015643 | 960.0193 | 0.013502
|  |  |  | 960.2621 | -0.0063085 | 959.9228 | -0.0041637 | 711.2622 | 0.026461 | 960.2621 | -0.011109 | 959.9228 | -0.18873 | 959.9228 | #REF! | 711.8892 | 0.00016783 | 960.2621 | 0 | 954.47 | -0.010795 | 960.2621 | 0 | 711.2622 | 0.0078153 | 960.2621 | 0 | 954.47 | -0.0065332 | 960.2621 | 0 | 954.47 | 0.00081613 | 960.2621 | 0 | 711.8892 | 0.00016498 | 960.2621 | 0 | 711.8892 | 0.00019357 | 960.2621 | 0 | 959.9228 | -0.053146 | 1050.2093 | 0.023237 | 959.9228 | -0.020259 | 1050.575 | 0 | 1050.2093 | 0.033632 | 959.9228 | -0.015196 | 960.2621 | -0.00039869
|  |  |  | 960.5048 | -0.0039304 | 960.165 | -0.009951 | 711.3891 | 0 | 960.5048 | 0.0022162 | 960.165 | 0.15315 | 960.165 | #REF! | 712.0102 | 0.00016317 | 960.5048 | 0.11494 | 954.71 | -0.0040782 | 960.5048 | 0.047304 | 711.3891 | 0.0058615 | 960.5048 | 0.0093477 | 954.71 | 0.003485 | 960.5048 | 0.0030298 | 954.71 | 0.0092325 | 960.5048 | 0.031683 | 712.0102 | 0.00013344 | 960.5048 | 0.13903 | 712.0102 | 0.00021018 | 960.5048 | 0.00093262 | 960.165 | 0.0010392 | 1050.3779 | 0.044432 | 960.165 | -0.042873 | 1050.7452 | 0 | 1050.3779 | 0.032749 | 960.165 | 0.030838 | 960.5048 | 0.0093762
|  |  |  | 960.7475 | -0.020464 | 960.4071 | -0.064898 | 711.5159 | 0.0031472 | 960.7475 | -0.0056605 | 960.4071 | -0.19866 | 960.4071 | #REF! | 712.1311 | 0.00016224 | 960.7475 | 0 | 954.96 | 0.002159 | 960.7475 | 0 | 711.5159 | 0.0060391 | 960.7475 | 0 | 954.96 | -0.0033879 | 960.7475 | 0 | 954.96 | -0.013721 | 960.7475 | 0 | 712.1311 | 0.00012683 | 960.7475 | 0 | 712.1311 | 0.00016684 | 960.7475 | 0 | 960.4071 | -0.096926 | 1050.5464 | 0.025869 | 960.4071 | 0.019553 | 1050.9155 | 0.00010725 | 1050.5464 | 0.033214 | 960.4071 | -0.10056 | 960.7475 | -0.0029584
|  |  |  | 960.9902 | 0.013682 | 960.6493 | 0.0038684 | 711.6428 | 0 | 960.9902 | -0.0010241 | 960.6493 | 0.082995 | 960.6493 | #REF! | 712.2521 | 0.00015777 | 960.9902 | 0.11041 | 955.2 | -0.0026388 | 960.9902 | 0.079227 | 711.6428 | 0.0055062 | 960.9902 | 0.0096008 | 955.2 | -0.002689 | 960.9902 | 0.010152 | 955.2 | 0.0018873 | 960.9902 | 0.0077871 | 712.2521 | 0.00010999 | 960.9902 | 0.062166 | 712.2521 | 0.00013687 | 960.9902 | 0.0074259 | 960.6493 | 0.051314 | 1050.715 | 0.041799 | 960.6493 | 0.095885 | 1051.0858 | 0 | 1050.715 | 0.032238 | 960.6493 | 0.075723 | 960.9902 | 0.012987
|  |  |  | 961.2329 | -0.023 | 960.8914 | -0.035446 | 711.7697 | 0.016431 | 961.2329 | -0.017753 | 960.8914 | -0.32604 | 960.8914 | #REF! | 712.373 | 0.0001669 | 961.2329 | 0 | 955.44 | -0.0059973 | 961.2329 | 0 | 711.7697 | 0.0085702 | 961.2329 | 0 | 955.44 | 0.0011552 | 961.2329 | 0 | 955.44 | 0.0032646 | 961.2329 | 0 | 712.373 | 0.00011924 | 961.2329 | 0 | 712.373 | 0.00011168 | 961.2329 | 0 | 960.8914 | -0.055386 | 1050.8835 | 0.03717 | 960.8914 | 0.0065025 | 1051.256 | 0 | 1050.8835 | 0.03391 | 960.8914 | -0.0219 | 961.2329 | -0.0019496
|  |  |  | 961.4756 | 0.025732 | 961.1336 | 0.025436 | 711.8966 | 0 | 961.4756 | -0.01551 | 961.1336 | -0.011827 | 961.1336 | #REF! | 712.494 | 0.00015181 | 961.4757 | 0.035758 | 955.68 | 0.020872 | 961.4757 | 0.061715 | 711.8966 | 0.0052398 | 961.4757 | 0.01064 | 955.68 | 0.00010678 | 961.4756 | 0.01251 | 955.68 | -0.0080593 | 961.4757 | 0.033912 | 712.494 | 0.00011544 | 961.4757 | 0.038014 | 712.494 | 0.00011014 | 961.4756 | 0.0032653 | 961.1336 | 0.075952 | 1051.0521 | 0.042117 | 961.1336 | 0.018544 | 1051.4263 | 0 | 1051.0521 | 0.03326 | 961.1336 | 0.011365 | 961.4756 | 0.014264
|  |  |  | 961.7184 | -0.011439 | 961.3758 | -0.0073997 | 712.0235 | 0.0081166 | 961.7184 | -0.019781 | 961.3758 | -0.24911 | 961.3758 | #REF! | 712.615 | 0.0001466 | 961.7184 | 0 | 955.92 | -0.027587 | 961.7184 | 0 | 712.0235 | 0.008437 | 961.7184 | 0 | 955.92 | -0.0031549 | 961.7184 | 0 | 955.92 | -0.010661 | 961.7184 | 0 | 712.615 | 0.00013063 | 961.7184 | 0 | 712.615 | 0.00012676 | 961.7184 | 0 | 961.3758 | -0.034413 | 1051.2207 | 0.026732 | 961.3758 | -0.031401 | 1051.5966 | 0 | 1051.2207 | 0.034979 | 961.3758 | -0.014685 | 961.7184 | 0.00019143
|  |  |  | 961.9612 | 0.022721 | 961.618 | 0.0029497 | 712.1504 | 0 | 961.9612 | -0.025897 | 961.618 | 0.064505 | 961.618 | #REF! | 712.7359 | 0.00014399 | 961.9612 | 0.1201 | 956.16 | 0.0098357 | 961.9612 | 0.059744 | 712.1504 | 0.0023533 | 961.9612 | 0.023355 | 956.16 | -0.0047858 | 961.9612 | 0.0069969 | 956.16 | -0.012038 | 961.9612 | 0.0035517 | 712.7359 | 0.00014797 | 961.9612 | 0.050731 | 712.7359 | 0.00011014 | 961.9612 | 0.0071101 | 961.618 | 0.036245 | 1051.3892 | 0.041709 | 961.618 | 0.055806 | 1051.7668 | 0 | 1051.3892 | 0.034421 | 961.618 | 0.035052 | 961.9612 | 0.017239
|  |  |  | 962.2039 | -0.026009 | 961.8601 | -0.023467 | 712.2773 | 0.011941 | 962.2039 | -0.02497 | 961.8601 | -0.20866 | 961.8601 | #REF! | 712.8569 | 0.0001492 | 962.2039 | 0 | 956.41 | 0.0055175 | 962.2039 | 0 | 712.2773 | 0.008659 | 962.2039 | 0 | 956.41 | -0.0086301 | 962.2039 | 0 | 956.41 | -0.0088246 | 962.2039 | 0 | 712.8569 | 0.00014946 | 962.2039 | 0 | 712.8569 | 0.00011837 | 962.2039 | 0 | 961.8601 | -0.038893 | 1051.5578 | 0.025552 | 961.8601 | -0.0051432 | 1051.9371 | 0.00032174 | 1051.5578 | 0.035583 | 961.8601 | -0.0072786 | 962.2039 | 0.00026202
|  |  |  | 962.4467 | 0.0076555 | 962.1023 | 0.020513 | 712.4043 | 0 | 962.4467 | 0.0067615 | 962.1023 | -0.11591 | 962.1023 | #REF! | 712.9778 | 0.00015479 | 962.4467 | 0.14663 | 956.65 | -0.016073 | 962.4467 | 0.02565 | 712.4043 | 0.0055062 | 962.4467 | 0.035269 | 956.65 | -0.0054848 | 962.4467 | 0.010848 | 956.65 | 0.0011222 | 962.4467 | 0.020347 | 712.9778 | 0.00014384 | 962.4467 | 0.064536 | 712.9778 | 8.8389e-05 | 962.4467 | 0.0059215 | 962.1023 | 0.085116 | 1051.7263 | 0.042117 | 962.1023 | 0.016374 | 1052.1074 | 0 | 1051.7263 | 0.033539 | 962.1023 | 0.023624 | 962.4467 | 0.014743
|  |  |  | 962.6895 | 0.0025636 | 962.3445 | -0.034834 | 712.5312 | 0.0038098 | 962.6895 | -0.011676 | 962.3445 | -0.30258 | 962.3445 | #REF! | 713.0988 | 0.00014231 | 962.6894 | 0 | 956.89 | -0.041501 | 962.6894 | 0 | 712.5312 | 0.0090586 | 962.6894 | 0 | 956.89 | -0.002689 | 962.6895 | 0 | 956.89 | -0.0016323 | 962.6894 | 0 | 713.0988 | 0.00013724 | 962.6894 | 0 | 713.0988 | 0.00012847 | 962.6894 | 0 | 962.3445 | -0.10568 | 1051.8949 | 0.028184 | 962.3445 | -0.0088057 | 1052.2777 | 0 | 1051.8949 | 0.034003 | 962.3445 | -0.025603 | 962.6895 | -0.005015
|  |  |  | 962.9322 | 0.01697 | 962.5867 | 0.048146 | 712.6582 | 0 | 962.9322 | 0.016173 | 962.5867 | -0.026905 | 962.5867 | #REF! | 713.2198 | 0.00014343 | 962.9322 | 0.18912 | 957.13 | 0.011275 | 962.9322 | 0.057177 | 712.6582 | 0.0057727 | 962.9322 | 0.029307 | 957.13 | 0.0020871 | 962.9322 | 0.01658 | 957.13 | 0.01214 | 962.9322 | 0.029037 | 713.2198 | 0.00013691 | 962.9322 | 0.09782 | 713.2198 | 0.00011168 | 962.9322 | 0.011591 | 962.5867 | 0.11505 | 1052.0635 | 0.031679 | 962.5867 | 0.041984 | 1052.4479 | 0 | 1052.0635 | 0.032424 | 962.5867 | 0.01743 | 962.9322 | 0.012217
|  |  |  | 963.175 | -0.0022954 | 962.8289 | 0.00023608 | 712.7852 | 0.0089448 | 963.175 | 0.010124 | 962.8289 | -0.17244 | 962.8289 | #REF! | 713.3407 | 0.00014082 | 963.175 | 0 | 957.37 | -0.010315 | 963.175 | 0 | 712.7852 | 0.0056394 | 963.175 | 0 | 957.37 | -0.007698 | 963.175 | 0 | 957.37 | 0.0031115 | 963.175 | 0 | 713.3407 | 0.00013608 | 963.175 | 0 | 713.3407 | 0.00014183 | 963.175 | 0 | 962.8289 | -0.015162 | 1052.232 | 0.043569 | 962.8289 | -0.014438 | 1052.6182 | 0.00010725 | 1052.232 | 0.034328 | 962.8289 | -0.035435 | 963.175 | -0.0043428
|  |  |  | 963.4178 | 0.00069258 | 963.0711 | -0.0051338 | 712.9122 | 0 | 963.4178 | -0.011367 | 963.0711 | -0.045583 | 963.0711 | #REF! | 713.4617 | 0.00014362 | 963.4178 | 0.10997 | 957.62 | 0.041501 | 963.4178 | 0.059813 | 712.9122 | 0.0047513 | 963.4178 | 0.020039 | 957.62 | 0.00057274 | 963.4178 | 0.013427 | 957.62 | 0.0083142 | 963.4178 | 0.0064619 | 713.4617 | 0.00014698 | 963.4178 | 0.03762 | 713.4617 | 9.6782e-05 | 963.4178 | 0.00875 | 963.0711 | 0.09041 | 1052.4006 | 0.032859 | 963.0711 | -0.0077048 | 1052.7885 | 0 | 1052.4006 | 0.033167 | 963.0711 | 0.012706 | 963.4178 | 0.014336
|  |  |  | 963.6606 | -0.0016067 | 963.3133 | -0.037311 | 713.0392 | 0.015284 | 963.6606 | -0.03694 | 963.3133 | -0.33816 | 963.3133 | #REF! | 713.5827 | 0.00015926 | 963.6606 | 0 | 957.86 | 0.024709 | 963.6606 | 0 | 713.0392 | 0.0055062 | 963.6606 | 0 | 957.86 | -0.0021065 | 963.6606 | 0 | 957.86 | 0.0031115 | 963.6606 | 0 | 713.5827 | 0.00014764 | 963.6606 | 0 | 713.5827 | 9.3356e-05 | 963.6606 | 0 | 963.3133 | -0.082061 | 1052.5691 | 0.028819 | 963.3133 | -0.011848 | 1052.9588 | 0 | 1052.5691 | 0.034746 | 963.3133 | -0.015898 | 963.6606 | -0.0028737
|  |  |  | 963.9034 | -0.0062814 | 963.5556 | 0.013847 | 713.1662 | 0 | 963.9034 | 0.0075028 | 963.5556 | 0.097908 | 963.5556 | #REF! | 713.7037 | 0.00014213 | 963.9034 | 0.087888 | 958.1 | 0.019431 | 963.9034 | 0.049415 | 713.1662 | 0.0090142 | 963.9034 | 0.021303 | 958.1 | 0.0051159 | 963.9034 | 0.015028 | 958.1 | 0.0066312 | 963.9034 | 0.014758 | 713.7037 | 0.00014583 | 963.9034 | 0.092563 | 713.7037 | 7.9995e-05 | 963.9034 | 0.0071848 | 963.5556 | 0.022806 | 1052.7377 | 0.033903 | 963.5556 | -0.014776 | 1053.1291 | 0 | 1052.7377 | 0.033817 | 963.5556 | 0.024901 | 963.9034 | 0.014704
|  |  |  | 964.1462 | -0.0029564 | 963.7978 | -0.010149 | 713.2932 | 0.011081 | 964.1462 | -0.037077 | 963.7978 | -0.12199 | 963.7978 | #REF! | 713.8246 | 0.00016262 | 964.1462 | 0 | 958.34 | -0.02183 | 964.1462 | 0 | 713.2932 | 0 | 964.1462 | 0 | 958.34 | -0.0087464 | 964.1462 | 0 | 958.34 | -0.0069881 | 964.1462 | 0 | 713.8246 | 0.0001303 | 964.1462 | 0 | 713.8246 | 0.00010175 | 964.1462 | 0 | 963.7978 | -0.035838 | 1052.9062 | 0.048607 | 963.7978 | -0.016639 | 1053.2994 | 0 | 1052.9062 | 0.034839 | 963.7978 | -0.021517 | 964.1462 | -0.0032527
|  |  |  | 964.389 | 0.020997 | 964.04 | -0.017062 | 713.4202 | 0 | 964.389 | -0.0035054 | 964.04 | 0.039997 | 964.04 | #REF! | 713.9456 | 0.00013877 | 964.389 | 0.059237 | 958.58 | 0.004558 | 964.389 | 0.039802 | 713.4202 | 0.0065275 | 964.389 | 0.0070064 | 958.58 | -0.0037373 | 964.389 | 0.0074037 | 958.58 | -0.00086717 | 964.389 | 0.011508 | 713.9456 | 0.0001308 | 964.389 | 0.03876 | 713.9456 | 0.00012847 | 964.389 | 0.0081665 | 964.04 | 0.035227 | 1053.0748 | 0.039803 | 964.04 | 0.0082568 | 1053.4696 | 7.1499e-05 | 1053.0748 | 0.033585 | 964.04 | -0.0016774 | 964.389 | 0.010344
|  |  |  | 964.6318 | 0.0096036 | 964.2822 | -0.016678 | 713.5473 | 0.016431 | 964.6318 | -0.027165 | 964.2822 | -0.3178 | 964.2822 | #REF! | 714.0666 | 0.00015125 | 964.6318 | 0 | 958.82 | -0.0031186 | 964.6318 | 0 | 713.5473 | 0.0041382 | 964.6318 | 0 | 958.82 | -0.0066496 | 964.6318 | 0 | 958.82 | -0.0065293 | 964.6318 | 0 | 714.0666 | 0.00013427 | 964.6318 | 0 | 714.0666 | 0.00011682 | 964.6318 | 0 | 964.2822 | -0.089595 | 1053.2434 | 0.043343 | 964.2822 | -0.02236 | 1053.6399 | 0 | 1053.2434 | 0.034514 | 964.2822 | -0.027901 | 964.6318 | -0.0057006
|  |  |  | 964.8746 | 0.00048364 | 964.5245 | -0.0095177 | 713.6743 | 0 | 964.8746 | 0.00076818 | 964.5245 | -0.069441 | 964.5245 | #REF! | 714.1875 | 0.00013002 | 964.8746 | 0.070654 | 959.07 | -0.013194 | 964.8746 | 0.099192 | 713.6743 | 0.0027314 | 964.8746 | 0.015371 | 959.07 | 0.00068922 | 964.8746 | 0.0069217 | 959.07 | -0.0054579 | 964.8746 | 0.012316 | 714.1875 | 0.0001445 | 964.8746 | 0.045414 | 714.1875 | 0.00012505 | 964.8746 | 0.0070263 | 964.5245 | 0.080432 | 1053.4119 | 0.032314 | 964.5245 | -0.0084506 | 1053.8102 | 0 | 1053.4119 | 0.033492 | 964.5245 | 0.024518 | 964.8746 | 0.011712
|  |  |  | 965.1174 | -0.0058443 | 964.7667 | -0.0063182 | 713.8014 | 0.012801 | 965.1174 | -0.037995 | 964.7667 | -0.25754 | 964.7667 | #REF! | 714.3085 | 0.00014604 | 965.1175 | 0 | 959.31 | 0.013674 | 965.1175 | 0 | 713.8014 | 0.0023737 | 965.1175 | 0 | 959.31 | 0.0017376 | 965.1174 | 0 | 959.31 | 0.0011222 | 965.1175 | 0 | 714.3085 | 0.00016498 | 965.1175 | 0 | 714.3085 | 0.0001235 | 965.1174 | 0 | 964.7667 | -0.064346 | 1053.5805 | 0.026187 | 964.7667 | -0.01007 | 1053.9805 | 0.00032174 | 1053.5805 | 0.034793 | 964.7667 | -0.0061595 | 965.1174 | -0.0016812
|  |  |  | 965.3603 | 0.023737 | 965.009 | -0.0030672 | 713.9285 | 0 | 965.3603 | 0.0027726 | 965.009 | 0.19374 | 965.009 | #REF! | 714.4295 | 0.00015442 | 965.3603 | 0.050919 | 959.55 | 0.02135 | 965.3603 | 0.010427 | 713.9285 | 0.0058615 | 965.3603 | 0 | 959.55 | 0.0039509 | 965.3603 | 0.0056549 | 959.55 | 0.0026524 | 965.3603 | 0.013773 | 714.4295 | 0.0001412 | 965.3603 | 0.043471 | 714.4295 | 0.00013344 | 965.3603 | 0.0076763 | 965.009 | 0.013505 | 1053.749 | 0.029137 | 965.009 | 0.0093549 | 1054.1508 | 0 | 1053.749 | 0.034143 | 965.009 | 0.020176 | 965.3603 | 0.012774
|  |  |  | 965.6031 | -0.014973 | 965.2512 | -0.007014 | 714.0556 | 0.0031472 | 965.6031 | -0.031742 | 965.2512 | -0.17797 | 965.2512 | #REF! | 714.5505 | 0.00016187 | 965.6031 | 0 | 959.79 | -0.013674 | 965.6031 | 0 | 714.0556 | 0.0054174 | 965.6031 | 0 | 959.79 | 0.0018541 | 965.6031 | 0 | 959.79 | 0.0095384 | 965.6031 | 0 | 714.5505 | 0.00013691 | 965.6031 | 0 | 714.5505 | 0.00012505 | 965.6032 | 0 | 965.2512 | -0.06007 | 1053.9176 | 0.039576 | 965.2512 | -0.027188 | 1054.3211 | 0 | 1053.9176 | 0.03535 | 965.2512 | -0.0043337 | 965.6031 | -0.00015317
|  |  |  | 965.846 | 0.0001699 | 965.4935 | -0.010702 | 714.1826 | 0 | 965.846 | -0.0044121 | 965.4935 | 0.036839 | 965.4935 | #REF! | 714.6715 | 0.00015218 | 965.846 | 0.072249 | 960.03 | 0.017512 | 965.846 | 0.04564 | 714.1826 | 0 | 965.846 | 0.0062695 | 960.03 | 0.00033976 | 965.846 | 0.0085795 | 960.03 | 0.0012752 | 965.846 | 0.0020406 | 714.6715 | 0.00012485 | 965.846 | 0.049826 | 714.6715 | 0.00010004 | 965.846 | 0.011952 | 965.4935 | 0.0092759 | 1054.0861 | 0.035446 | 965.4935 | 0.030831 | 1054.4914 | 0 | 1054.0861 | 0.034143 | 965.4935 | 0.01277 | 965.846 | 0.014294
|  |  |  | 966.0889 | -0.0074666 | 965.7358 | -0.039196 | 714.3098 | 0.017577 | 966.0889 | -0.020456 | 965.7358 | -0.28192 | 965.7358 | #REF! | 714.7924 | 0.00015349 | 966.0888 | 0 | 960.28 | -0.00071969 | 966.0888 | 0 | 714.3098 | 0.00073522 | 966.0888 | 0 | 960.28 | -9.7074e-06 | 966.0889 | 0 | 960.28 | -0.013415 | 966.0888 | 0 | 714.7924 | 0.0001554 | 966.0888 | 0 | 714.7924 | 0.00012179 | 966.0889 | 0 | 965.7358 | -0.085319 | 1054.2547 | 0.037488 | 965.7358 | -0.062941 | 1054.6617 | 0 | 1054.2547 | 0.035072 | 965.7358 | -0.026433 | 966.0889 | -0.0030475
|  |  |  | 966.3317 | 0.027881 | 965.978 | 0.0038025 | 714.4369 | 0 | 966.3317 | 0.026857 | 965.978 | -0.03375 | 965.978 | #REF! | 714.9134 | 0.00014604 | 966.3317 | 0.12588 | 960.52 | 0.0050378 | 966.3317 | 0.027734 | 714.4369 | 0.0061279 | 966.3317 | 0.0058155 | 960.52 | -0.0036209 | 966.3317 | 0.0086653 | 960.52 | -0.0068351 | 966.3317 | 0.0082329 | 714.9134 | 0.00015062 | 966.3317 | 0.079102 | 714.9134 | 0.00012008 | 966.3317 | 0.0052405 | 965.978 | 0.067197 | 1054.4232 | 0.029455 | 965.978 | 0.02016 | 1054.832 | 0 | 1054.4232 | 0.034143 | 965.978 | 0.0099602 | 966.3317 | 0.012316
|  |  |  | 966.5746 | -0.023013 | 966.2203 | -0.046109 | 714.564 | 0 | 966.5746 | -0.021313 | 966.2203 | -0.1962 | 966.2203 | #REF! | 715.0344 | 0.00012499 | 966.5746 | 0 | 960.76 | -0.0050378 | 966.5746 | 0 | 714.564 | 0 | 966.5746 | 0 | 960.76 | 0.00022327 | 966.5746 | 0 | 960.76 | -0.010813 | 966.5746 | 0 | 715.0344 | 0.00015722 | 966.5746 | 0 | 715.0344 | 0.00016187 | 966.5746 | 0 | 966.2203 | -0.073305 | 1054.5918 | 0.032087 | 966.2203 | -0.070442 | 1055.0023 | 0 | 1054.5918 | 0.034886 | 966.2203 | -0.019984 | 966.5746 | -0.002858
|  |  |  | 966.8174 | 0.032944 | 966.4626 | -0.0031658 | 714.6911 | 0 | 966.8174 | 0.019003 | 966.4626 | 0.085323 | 966.4626 | #REF! | 715.1554 | 0.00013095 | 966.8175 | 0.043689 | 961 | 0.0083963 | 966.8175 | 0.059247 | 714.6911 | 0.0048846 | 966.8175 | 0.032684 | 961 | 0.00057274 | 966.8174 | 0.0040155 | 961 | 0.0038766 | 966.8175 | 0.025753 | 715.1554 | 0.00016994 | 966.8175 | 0.058428 | 715.1554 | 0.00014183 | 966.8174 | 0.010406 | 966.4626 | 0.039503 | 1054.7603 | 0.039349 | 966.4626 | 0.05693 | 1055.1726 | 0 | 1054.7603 | 0.03261 | 966.4626 | 0.018516 | 966.8174 | 0.015781
|  |  |  | 967.0604 | -0.019116 | 966.7049 | -0.032261 | 714.8183 | 0.0077853 | 967.0604 | -0.016742 | 966.7049 | -0.21647 | 966.7049 | #REF! | 715.2764 | 0.00015516 | 967.0603 | 0 | 961.24 | -0.013194 | 967.0603 | 0 | 714.8183 | 0.010924 | 967.0603 | 0 | 961.24 | -0.0043198 | 967.0604 | 0 | 961.24 | -0.015404 | 967.0603 | 0 | 715.2764 | 0.00016796 | 967.0603 | 0 | 715.2764 | 0.00014851 | 967.0604 | 0 | 966.7049 | -0.061088 | 1054.9289 | 0.027912 | 966.7049 | -0.027908 | 1055.3429 | 0 | 1054.9289 | 0.033864 | 966.7049 | -0.015323 | 967.0604 | -0.0042209
|  |  |  | 967.3032 | 0.037792 | 966.9472 | 0.00021419 | 714.9455 | 0 | 967.3032 | -0.012041 | 966.9472 | -1.977e-05 | 966.9472 | #REF! | 715.3973 | 0.00016653 | 967.3032 | 0.10202 | 961.48 | 0.034305 | 967.3032 | 0.033758 | 714.9455 | 0.0024794 | 967.3032 | 0.013687 | 961.48 | -9.7074e-06 | 967.3032 | 0.0097697 | 961.48 | 0.0047948 | 967.3032 | 0.022398 | 715.3973 | 0.00014682 | 967.3032 | 0.047367 | 715.3973 | 0.00011682 | 967.3032 | 0.009033 | 966.9472 | 0.058644 | 1055.0974 | 0.042843 | 966.9472 | 0.0045874 | 1055.5132 | 0 | 1055.0974 | 0.032284 | 966.9472 | 0.012961 | 967.3032 | 0.014527
|  |  |  | 967.5461 | -0.00059528 | 967.1895 | -0.012779 | 715.0726 | 0.0089448 | 967.5461 | -0.028368 | 967.1895 | -0.20603 | 967.1895 | #REF! | 715.5183 | 0.00017267 | 967.5461 | 0 | 961.73 | -0.017992 | 967.5461 | 0 | 715.0726 | 0.0052842 | 967.5461 | 0 | 961.73 | -0.0050185 | 967.5461 | 0 | 961.73 | -0.0045398 | 967.5461 | 0 | 715.5183 | 0.00014038 | 967.5461 | 0 | 715.5183 | 0.00012008 | 967.5461 | 0 | 967.1895 | -0.050703 | 1055.266 | 0.030635 | 967.1895 | -0.00017137 | 1055.6835 | 0 | 1055.266 | 0.03391 | 967.1895 | -0.10248 | 967.5461 | -0.0015777
|  |  |  | 967.7891 | 0.0074331 | 967.4318 | 0.024832 | 715.1998 | 0 | 967.7891 | -0.0081063 | 967.4318 | -0.11977 | 967.4318 | #REF! | 715.6393 | 0.00015479 | 967.789 | 0.092304 | 961.97 | 0.0093559 | 967.789 | 0.056279 | 715.1998 | 0.0057727 | 967.789 | 0.032705 | 961.97 | 0.0056981 | 967.7891 | 0.011108 | 961.97 | 0.007243 | 967.789 | 0.037845 | 715.6393 | 0.00013427 | 967.789 | 0.061035 | 715.6393 | 9.5069e-05 | 967.7891 | 0.0098323 | 967.4318 | 0.14681 | 1055.4345 | 0.03245 | 967.4318 | 0.05149 | 1055.8538 | 0 | 1055.4345 | 0.032284 | 967.4318 | 0.10497 | 967.7891 | 0.015344
|  |  |  | 968.0319 | -0.031764 | 967.6741 | -0.044098 | 715.327 | 0.016908 | 968.0319 | -0.0073374 | 967.6741 | -0.2516 | 967.6741 | #REF! | 715.7603 | 0.0001669 | 968.0319 | 0 | 962.21 | -0.017032 | 968.0319 | 0 | 715.327 | 0.0090586 | 968.0319 | 0 | 962.21 | 0.00092222 | 968.0319 | 0 | 962.21 | -0.00025504 | 968.0319 | 0 | 715.7603 | 0.00016564 | 968.0319 | 0 | 715.7603 | 0.00010843 | 968.0319 | 0 | 967.6741 | -0.06292 | 1055.6031 | 0.046746 | 967.6741 | -0.0080116 | 1056.0241 | 0 | 1055.6031 | 0.03405 | 967.6741 | -0.017239 | 968.0319 | -0.0028778
|  |  |  | 968.2748 | -5.5897e-05 | 967.9164 | -0.00057699 | 715.4543 | 0 | 968.2748 | -0.0037884 | 967.9164 | -0.020951 | 967.9164 | #REF! | 715.8813 | 0.0001561 | 968.2749 | 0.054452 | 962.45 | -0.0040782 | 968.2749 | 0.0709 | 715.4543 | 0.0092807 | 968.2749 | 0.0055366 | 962.45 | 0.0091928 | 968.2748 | 0.0043768 | 962.45 | 0.0020403 | 968.2749 | 0.021344 | 715.8813 | 0.00014269 | 968.2749 | 0.084216 | 715.8813 | 0.00010346 | 968.2748 | 0.0063526 | 967.9164 | 0.012024 | 1055.7716 | 0.045657 | 967.9164 | 0.00060301 | 1056.1944 | 0 | 1055.7716 | 0.033121 | 967.9164 | 0.022283 | 968.2748 | 0.01676
|  |  |  | 968.5178 | 0.0043295 | 968.1587 | 0.0021852 | 715.5815 | 0.021398 | 968.5178 | -0.017303 | 968.1587 | -0.34405 | 968.1587 | #REF! | 716.0023 | 0.00017118 | 968.5178 | 0 | 962.69 | -0.0011995 | 968.5178 | 0 | 715.5815 | 0.0050178 | 968.5178 | 0 | 962.69 | 0.0033685 | 968.5178 | 0 | 962.69 | 0.006172 | 968.5178 | 0 | 716.0023 | 0.00016069 | 968.5178 | 0 | 716.0023 | 0.00015177 | 968.5178 | 0 | 968.1587 | -0.052739 | 1055.9402 | 0.02537 | 968.1587 | -0.013445 | 1056.3647 | 0.00010725 | 1055.9402 | 0.0347 | 968.1587 | -0.02937 | 968.5178 | -0.00043391
|  |  |  | 968.7607 | 0.018358 | 968.401 | -0.0010069 | 715.7087 | 0 | 968.7607 | 0.0068346 | 968.401 | 0.094137 | 968.401 | #REF! | 716.1233 | 0.00016001 | 968.7607 | 0.055023 | 962.94 | -0.014154 | 968.7607 | 0.043667 | 715.7087 | 0.0044849 | 968.7607 | 0.0097607 | 962.94 | 0.002553 | 968.7607 | 0.003749 | 962.94 | -0.0022444 | 968.7607 | 0 | 716.1233 | 0.00012452 | 968.7607 | 0.096942 | 716.1233 | 0.00018688 | 968.7607 | 0.0099354 | 968.401 | 0.076971 | 1056.1087 | 0.04307 | 968.401 | 0.0082455 | 1056.535 | 0 | 1056.1087 | 0.033539 | 968.401 | 0.0052113 | 968.7607 | 0.014278
|  |  |  | 969.0037 | -0.0042775 | 968.6434 | -0.027701 | 715.836 | 0.013947 | 969.0037 | -0.015588 | 968.6434 | -0.13217 | 968.6434 | #REF! | 716.2443 | 0.00016224 | 969.0036 | 0 | 963.18 | -0.016073 | 969.0036 | 0 | 715.836 | 0.0031299 | 969.0036 | 0 | 963.18 | 0.0046498 | 969.0037 | 0 | 963.18 | 0.0090795 | 969.0036 | 0 | 716.2443 | 0.00014186 | 969.0036 | 0 | 716.2443 | 0.0001802 | 969.0037 | 0 | 968.6434 | -0.04887 | 1056.2773 | 0.027458 | 968.6434 | -0.0038679 | 1056.7053 | 0 | 1056.2773 | 0.034793 | 968.6434 | -0.024837 | 969.0037 | -0.0021332
|  |  |  | 969.2466 | 0.0034916 | 968.8857 | 0.017927 | 715.9632 | 0 | 969.2466 | -0.00044613 | 968.8857 | 0.14292 | 968.8857 | #REF! | 716.3652 | 0.00016057 | 969.2466 | 0.088234 | 963.42 | 0.02183 | 969.2466 | 0.047843 | 715.9632 | 0.0041182 | 969.2466 | 0.033157 | 963.42 | 0.00045625 | 969.2466 | 0.015776 | 963.42 | 0.00051009 | 969.2466 | 0.026231 | 716.3652 | 0.00012832 | 969.2466 | 0.063246 | 716.3652 | 0.00015006 | 969.2466 | 0.01653 | 968.8857 | 0.054164 | 1056.4458 | 0.034719 | 968.8857 | -0.037077 | 1056.8756 | 0 | 1056.4458 | 0.033306 | 968.8857 | 0.0061944 | 969.2466 | 0.016688
|  |  |  | 969.4896 | -0.0057438 | 969.128 | -0.039901 | 716.0905 | 0.011081 | 969.4896 | -0.0079618 | 969.128 | -0.27806 | 969.128 | #REF! | 716.4862 | 0.00015256 | 969.4895 | 0 | 963.66 | -0.004558 | 969.4895 | 0 | 716.0905 | 0.0059059 | 969.4895 | 0 | 963.66 | -0.0031549 | 969.4896 | 0 | 963.66 | -0.0014792 | 969.4895 | 0 | 716.4862 | 0.00013873 | 969.4895 | 0 | 716.4862 | 0.00011837 | 969.4896 | 0 | 969.128 | -0.090614 | 1056.6144 | 0.042707 | 969.128 | -0.005756 | 1057.046 | 0 | 1056.6144 | 0.034607 | 969.128 | -0.023624 | 969.4896 | 0.00043636
|  |  |  | 969.7325 | 0.0024394 | 969.3704 | 0.0036715 | 716.2178 | 0 | 969.7325 | -0.0030738 | 969.3704 | 0.036879 | 969.3704 | #REF! | 716.6072 | 0.00013318 | 969.7325 | 0.086603 | 963.9 | -0.002159 | 969.7325 | 0.026492 | 716.2178 | 0.0074157 | 969.7325 | 0.0054122 | 963.9 | 0.002553 | 969.7325 | 0.006022 | 963.9 | 0.0052539 | 969.7325 | 0.023998 | 716.6072 | 0.00012964 | 969.7325 | 0.073032 | 716.6072 | 0.00011168 | 969.7325 | 0.0067112 | 969.3704 | 0.067604 | 1056.7829 | 0.033766 | 969.3704 | 0.023228 | 1057.2163 | 0 | 1056.7829 | 0.033817 | 969.3704 | 0.011812 | 969.7325 | 0.014893
|  |  |  | 969.9755 | -0.0015207 | 969.6127 | -0.038377 | 716.3451 | 0.0094417 | 969.9755 | -0.021892 | 969.6127 | -0.22724 | 969.6127 | #REF! | 716.7282 | 0.00011567 | 969.9755 | 0 | 964.15 | -0.020391 | 969.9755 | 0 | 716.3451 | 0.0060391 | 969.9755 | 0 | 964.15 | 0.0055817 | 969.9755 | 0 | 964.15 | -0.0025504 | 969.9755 | 0 | 716.7282 | 0.00012948 | 969.9755 | 0 | 716.7282 | 0.00010175 | 969.9755 | 0 | 969.6127 | -0.07412 | 1056.9515 | 0.028592 | 969.6127 | 0.011155 | 1057.3866 | 0 | 1056.9515 | 0.035443 | 969.6127 | -0.021261 | 969.9755 | -0.0052736
|  |  |  | 970.2184 | 0.016046 | 969.8551 | -0.026613 | 716.4724 | 0 | 970.2184 | -0.0031232 | 969.8551 | 0.16111 | 969.8551 | #REF! | 716.8492 | 0.00013486 | 970.2184 | 0.048716 | 964.39 | 0.018952 | 970.2184 | 0.029967 | 716.4724 | 0.0065275 | 970.2184 | 0.019941 | 964.39 | -0.0031549 | 970.2184 | 0.0047694 | 964.39 | -0.0048458 | 970.2184 | 0.02022 | 716.8492 | 0.00013228 | 970.2184 | 0.058338 | 716.8492 | 7.6741e-05 | 970.2184 | 0.0073818 | 969.8551 | 0.074323 | 1057.12 | 0.041028 | 969.8551 | 0.020481 | 1057.5569 | 0 | 1057.12 | 0.034746 | 969.8551 | 0.028476 | 970.2184 | 0.014218
|  |  |  | 970.4614 | -0.006085 | 970.0974 | -0.028997 | 716.5997 | 0.0062945 | 970.4614 | -0.014371 | 970.0974 | -0.26345 | 970.0974 | #REF! | 716.9702 | 0.00016429 | 970.4614 | 0 | 964.63 | -0.014154 | 970.4614 | 0 | 716.5997 | 0.0016175 | 970.4614 | 0 | 964.63 | -0.012008 | 970.4614 | 0 | 964.63 | 0.0020403 | 970.4614 | 0 | 716.9702 | 0.00012766 | 970.4614 | 0 | 716.9702 | 8.6676e-05 | 970.4614 | 0 | 970.0974 | -0.040522 | 1057.2886 | 0.03894 | 970.0974 | -0.0026875 | 1057.7272 | 0 | 1057.2886 | 0.035536 | 970.0974 | -0.021644 | 970.4614 | -0.0006764
|  |  |  | 970.7044 | 0.014002 | 970.3398 | 0.010741 | 716.727 | 0 | 970.7044 | 0.0056953 | 970.3398 | 0.21906 | 970.3398 | #REF! | 717.0912 | 0.00016578 | 970.7044 | 0.08958 | 964.87 | -0.02375 | 970.7044 | 0.039259 | 716.727 | 0.0038661 | 970.7044 | 0.019337 | 964.87 | -0.0001262 | 970.7044 | 0.0089922 | 964.87 | 0.0029585 | 970.7044 | 0.022822 | 717.0912 | 0.00013063 | 970.7044 | 0.043439 | 717.0912 | 0.00015845 | 970.7044 | 0.0058547 | 970.3398 | 0.0143 | 1057.4571 | 0.030499 | 970.3398 | 0.055547 | 1057.8976 | 0 | 1057.4571 | 0.034282 | 970.3398 | -0.0063314 | 970.7044 | 0.012705
|  |  |  | 970.9474 | -0.015716 | 970.5822 | -0.01565 | 716.8543 | 0.0084479 | 970.9474 | -0.034943 | 970.5822 | -0.18033 | 970.5822 | #REF! | 717.2122 | 0.0001682 | 970.9474 | 0 | 965.11 | -0.0079165 | 970.9474 | 0 | 716.8543 | 0.0059059 | 970.9474 | 0 | 965.11 | -0.0029219 | 970.9474 | 0 | 965.11 | -0.013721 | 970.9474 | 0 | 717.2122 | 0.00012766 | 970.9474 | 0 | 717.2122 | 0.00020024 | 970.9474 | 0 | 970.5822 | -0.10975 | 1057.6256 | 0.043025 | 970.5822 | -0.02587 | 1058.0679 | 0 | 1057.6256 | 0.035211 | 970.5822 | -0.024709 | 970.9474 | -0.00024855
|  |  |  | 971.1904 | 0.01191 | 970.8246 | 0.00060263 | 716.9817 | 0 | 971.1904 | -0.018515 | 970.8246 | -0.073717 | 970.8246 | #REF! | 717.3332 | 0.00016522 | 971.1904 | 0.11448 | 965.36 | 0.019911 | 971.1904 | 0.046412 | 716.9817 | 0 | 971.1904 | 0.014516 | 965.36 | -0.0075817 | 971.1904 | 0.0087872 | 965.36 | -0.005917 | 971.1904 | 0.0073555 | 717.3332 | 0.00012849 | 971.1904 | 0.055147 | 717.3332 | 0.00019357 | 971.1904 | 0.0089863 | 970.8246 | 0.034209 | 1057.7942 | 0.037987 | 970.8246 | -0.022024 | 1058.2382 | 0 | 1057.7942 | 0.034282 | 970.8246 | 0.0095133 | 971.1904 | 0.01512
|  |  |  | 971.4333 | 0.0042842 | 971.0669 | -0.033416 | 717.109 | 0.014425 | 971.4333 | -0.027698 | 971.0669 | -0.21763 | 971.0669 | #REF! | 717.4542 | 0.00016988 | 971.4334 | 0 | 965.6 | -0.015113 | 971.4334 | 0 | 717.109 | 0.007016 | 971.4334 | 0 | 965.6 | 0.0012716 | 971.4333 | 0 | 965.6 | -0.0017853 | 971.4334 | 0 | 717.4542 | 0.00012238 | 971.4334 | 0 | 717.4542 | 0.00015177 | 971.4334 | 0 | 971.0669 | -0.12034 | 1057.9627 | 0.032223 | 971.0669 | -0.0044658 | 1058.4085 | 0 | 1057.9627 | 0.035118 | 971.0669 | -0.0093218 | 971.4333 | -0.0073382
|  |  |  | 971.6764 | 0.032674 | 971.3093 | -0.0052429 | 717.2364 | 0 | 971.6764 | 0.0044433 | 971.3093 | 0.061337 | 971.3093 | #REF! | 717.5752 | 0.00015833 | 971.6764 | 0.07528 | 965.84 | -0.013194 | 971.6764 | 0.036979 | 717.2364 | 0 | 971.6764 | 0.0069937 | 965.84 | 0.0018541 | 971.6764 | 0.0021695 | 965.84 | 0.00051009 | 971.6764 | 0.0033293 | 717.5752 | 0.00011428 | 971.6764 | 0.065399 | 717.5752 | 0.00013018 | 971.6764 | 0.010459 | 971.3093 | 0.091428 | 1058.1313 | 0.034311 | 971.3093 | -0.02214 | 1058.5789 | 0 | 1058.1313 | 0.033771 | 971.3093 | 0.014557 | 971.6764 | 0.013842
|  |  |  | 971.9194 | 0.0046218 | 971.5517 | -0.020187 | 717.3638 | 0.015571 | 971.9194 | -0.020903 | 971.5517 | -0.16325 | 971.5517 | #REF! | 717.6962 | 0.00013952 | 971.9194 | 0 | 966.08 | -0.019431 | 971.9194 | 0 | 717.3638 | 0.012567 | 971.9194 | 0 | 966.08 | -0.0063001 | 971.9194 | 0 | 966.08 | 0.00066312 | 971.9194 | 0 | 717.6962 | 0.0001265 | 971.9194 | 0 | 717.6962 | 0.00014337 | 971.9194 | 0 | 971.5517 | -0.063735 | 1058.2998 | 0.030952 | 971.5517 | -0.031827 | 1058.7492 | 0.00010725 | 1058.2998 | 0.034746 | 971.5517 | -0.014877 | 971.9194 | -0.00076851
|  |  |  | 972.1624 | 0.013465 | 971.7941 | 0.020612 | 717.4912 | 0 | 972.1624 | 0.0034768 | 971.7941 | 0.0089591 | 971.7941 | #REF! | 717.8172 | 0.00012797 | 972.1624 | 0.1729 | 966.32 | -0.0079165 | 972.1624 | 0.062202 | 717.4912 | 0.0031097 | 972.1624 | 0.019065 | 966.32 | 0.0074455 | 972.1624 | 0.015262 | 966.32 | 0.0034176 | 972.1624 | 0.016681 | 717.8172 | 0.00013542 | 972.1624 | 0.060084 | 717.8172 | 0.00012179 | 972.1624 | 0.0074607 | 971.7941 | 0.032173 | 1058.4684 | 0.036535 | 971.7941 | 0.054038 | 1058.9195 | 0 | 1058.4684 | 0.033585 | 971.7941 | 0.025539 | 972.1624 | 0.011889
|  |  |  | 972.4055 | -0.023001 | 972.0365 | -0.029961 | 717.6186 | 0.01089 | 972.4055 | -0.035701 | 972.0365 | -0.39396 | 972.0365 | #REF! | 717.9382 | 0.00015051 | 972.4054 | 0 | 966.57 | 0.010315 | 972.4054 | 0 | 717.6186 | 0.0014915 | 972.4054 | 0 | 966.57 | -0.0023395 | 972.4055 | 0 | 966.57 | 0.006019 | 972.4054 | 0 | 717.9382 | 0.00015458 | 972.4054 | 0 | 717.9382 | 0.00012008 | 972.4055 | 0 | 972.0365 | -0.064957 | 1058.6369 | 0.030952 | 972.0365 | -0.010507 | 1059.0899 | 0 | 1058.6369 | 0.034607 | 972.0365 | -0.018388 | 972.4055 | -0.0049304
|  |  |  | 972.6484 | -0.0024841 | 972.2789 | 0.0031855 | 717.746 | 0 | 972.6484 | 0.011165 | 972.2789 | -0.017486 | 972.2789 | #REF! | 718.0593 | 0.00015125 | 972.6485 | 0.0065295 | 966.81 | -0.010315 | 972.6485 | 0.042298 | 717.746 | 0.0072824 | 972.6485 | 0.026978 | 966.81 | 0.0065138 | 972.6484 | 0.013377 | 966.81 | 0.0037236 | 972.6485 | 0.011665 | 718.0593 | 0.00014946 | 972.6485 | 0.078209 | 718.0593 | 0.00012505 | 972.6484 | 0.011097 | 972.2789 | 0.070862 | 1058.8055 | 0.031679 | 972.2789 | 0.007526 | 1059.2602 | 0 | 1058.8055 | 0.033353 | 972.2789 | 0.024645 | 972.6484 | 0.014368
|  |  |  | 972.8915 | -0.0011623 | 972.5213 | -0.029361 | 717.8734 | 0.013756 | 972.8915 | -0.043648 | 972.5213 | -0.25984 | 972.5213 | #REF! | 718.1803 | 0.00016187 | 972.8915 | 0 | 967.05 | -0.017992 | 972.8915 | 0 | 717.8734 | 0.0043903 | 972.8915 | 0 | 967.05 | -0.0049022 | 972.8915 | 0 | 967.05 | -0.0076005 | 972.8915 | 0 | 718.1803 | 0.00015194 | 972.8915 | 0 | 718.1803 | 9.8495e-05 | 972.8915 | 0 | 972.5213 | -0.076563 | 1058.974 | 0.026096 | 972.5213 | 0.0061153 | 1059.4305 | 0 | 1058.974 | 0.0347 | 972.5213 | -0.0061125 | 972.8915 | 0.00075934
|  |  |  | 973.1346 | 0.017111 | 972.7637 | 0.0033899 | 718.0009 | 0 | 973.1346 | 0.014011 | 972.7637 | 0.11664 | 972.7637 | #REF! | 718.3013 | 0.00012499 | 973.1346 | 0.081748 | 967.29 | 0.012235 | 973.1346 | 0.031181 | 718.0009 | 0.0047513 | 973.1346 | 0.015551 | 967.29 | 0.0015046 | 973.1346 | 0.0094543 | 967.29 | 0.0096913 | 973.1346 | 0.023205 | 718.3013 | 0.00012948 | 973.1346 | 0.058523 | 718.3013 | 9.6782e-05 | 973.1346 | 0.0051929 | 972.7637 | 0.061088 | 1059.1425 | 0.034447 | 972.7637 | 0.05884 | 1059.6009 | 0 | 1059.1425 | 0.033678 | 972.7637 | 0.034861 | 973.1346 | 0.014871
|  |  |  | 973.3776 | 0.022111 | 973.0062 | -0.042841 | 718.1283 | 0.013947 | 973.3776 | -0.038244 | 973.0062 | -0.36833 | 973.0062 | #REF! | 718.4223 | 0.0001384 | 973.3776 | 0 | 967.53 | 0.0055175 | 973.3776 | 0 | 718.1283 | 0.0057727 | 973.3776 | 0 | 967.53 | -0.0032714 | 973.3776 | 0 | 967.53 | -0.0053048 | 973.3776 | 0 | 718.4223 | 0.0001341 | 973.3776 | 0 | 718.4223 | 7.3315e-05 | 973.3776 | 0 | 973.0062 | -0.10975 | 1059.3111 | 0.018608 | 973.0062 | -0.075344 | 1059.7712 | 0.00010725 | 1059.3111 | 0.035211 | 973.0062 | -0.021389 | 973.3776 | -0.0029361
|  |  |  | 973.6207 | 0.011725 | 973.2486 | -0.013274 | 718.2558 | 0 | 973.6207 | -0.0014841 | 973.2486 | 0.029549 | 973.2486 | #REF! | 718.5433 | 0.00012108 | 973.6207 | 0.099769 | 967.77 | -0.018952 | 973.6207 | 0.053884 | 718.2558 | 0 | 973.6207 | 0.018937 | 967.77 | -0.00070865 | 973.6207 | 0.0024209 | 967.77 | 0.0023464 | 973.6207 | 0.0098619 | 718.5433 | 0.00012964 | 973.6207 | 0.063193 | 718.5433 | 9.8495e-05 | 973.6207 | 0.0085965 | 973.2486 | 0.061088 | 1059.4796 | 0.035582 | 973.2486 | -0.041667 | 1059.9416 | 0 | 1059.4796 | 0.034514 | 973.2486 | 0.033584 | 973.6207 | 0.015939
|  |  |  | 973.8637 | 0.010645 | 973.491 | -0.037936 | 718.3833 | 0.0053006 | 973.8637 | -0.017498 | 973.491 | -0.17448 | 973.491 | #REF! | 718.6643 | 0.0001479 | 973.8637 | 0 | 968.02 | 0.0088761 | 973.8637 | 0 | 718.3833 | 0.0076821 | 973.8637 | 0 | 968.02 | -0.0078143 | 973.8637 | 0 | 968.02 | 0.0032646 | 973.8637 | 0 | 718.6643 | 0.00015078 | 973.8637 | 0 | 718.6643 | 6.1666e-05 | 973.8637 | 0 | 973.491 | -0.076767 | 1059.6481 | 0.02714 | 973.491 | -0.01558 | 1060.1119 | 0 | 1059.6481 | 0.035629 | 973.491 | -0.012067 | 973.8637 | -0.0018115
|  |  |  | 974.1068 | 0.014032 | 973.7335 | 0.036863 | 718.5108 | 0 | 974.1068 | 0.011402 | 973.7335 | 0.19729 | 973.7335 | #REF! | 718.7853 | 0.00014827 | 974.1068 | 0.062072 | 968.26 | 0.018472 | 974.1068 | 0.054715 | 718.5108 | 0 | 974.1068 | 0.035426 | 968.26 | -0.0045528 | 974.1068 | 0.020534 | 968.26 | 0.0043357 | 974.1068 | 0.030121 | 718.7853 | 0.00014649 | 974.1068 | 0.059026 | 718.7853 | 0.00010004 | 974.1068 | 0.010827 | 973.7335 | 0.058237 | 1059.8167 | 0.028411 | 973.7335 | 0.11354 | 1060.2822 | 0 | 1059.8167 | 0.034189 | 973.7335 | 0.012642 | 974.1068 | 0.016247
|  |  |  | 974.3499 | -0.0093578 | 973.9759 | -0.0056869 | 718.6382 | 0.011463 | 974.3499 | -0.028512 | 973.9759 | -0.3256 | 973.9759 | #REF! | 718.9063 | 0.00015796 | 974.3499 | 0 | 968.5 | -0.0035984 | 974.3499 | 0 | 718.6382 | 0.012567 | 974.3499 | 0 | 968.5 | -0.0068827 | 974.3499 | 0 | 968.5 | 0.00709 | 974.3499 | 0 | 718.9063 | 0.00014913 | 974.3499 | 0 | 718.9063 | 0.00012179 | 974.3498 | 0 | 973.9759 | -0.12034 | 1059.9852 | 0.029772 | 973.9759 | -0.004196 | 1060.4526 | 0 | 1059.9852 | 0.0347 | 973.9759 | -0.10471 | 974.3499 | -0.0010519
|  |  |  | 974.593 | 0.01073 | 974.2183 | -0.0024833 | 718.7658 | 0 | 974.593 | 0.016173 | 974.2183 | 0.059205 | 974.2183 | #REF! | 719.0273 | 0.00014864 | 974.593 | 0.058801 | 968.74 | 0.0002399 | 974.593 | 0.054622 | 718.7658 | 0 | 974.593 | 0.020233 | 968.74 | -0.0037373 | 974.593 | 0.0037072 | 968.74 | -0.0053048 | 974.593 | 0.0073879 | 719.0273 | 0.00013641 | 974.593 | 0.064059 | 719.0273 | 0.00014509 | 974.593 | 0.0095721 | 974.2183 | 0.031969 | 1060.1538 | 0.033267 | 974.2183 | 0.043312 | 1060.6229 | 0 | 1060.1538 | 0.03326 | 974.2183 | 0.10841 | 974.593 | 0.018177
|  |  |  | 974.8361 | -0.0006568 | 974.4608 | -0.0068107 | 718.8933 | 0.0097437 | 974.8361 | -0.014209 | 974.4608 | -0.38248 | 974.4608 | #REF! | 719.1483 | 0.00013449 | 974.8361 | 0 | 968.99 | -0.0074367 | 974.8361 | 0 | 718.8933 | 0.0061723 | 974.8361 | 0 | 968.99 | 0.0029025 | 974.8361 | 0 | 968.99 | -0.0057639 | 974.8361 | 0 | 719.1483 | 0.00014533 | 974.8361 | 0 | 719.1483 | 9.0102e-05 | 974.8361 | 0 | 974.4608 | -0.074323 | 1060.3223 | 0.027049 | 974.4608 | -0.03042 | 1060.7933 | 0 | 1060.3223 | 0.034375 | 974.4608 | -0.01494 | 974.8361 | -0.0033327
|  |  |  | 975.0792 | 0.031365 | 974.7033 | -0.00014627 | 719.0208 | 0 | 975.0792 | -0.00049242 | 974.7033 | 0.11961 | 974.7033 | #REF! | 719.2694 | 0.00014175 | 975.0792 | 0.07047 | 969.23 | 0.038623 | 975.0792 | 0.076304 | 719.0208 | 0.0042442 | 975.0792 | 0.02217 | 969.23 | -0.0001262 | 975.0792 | 0.015131 | 969.23 | 0.0083142 | 975.0792 | 0.0164 | 719.2694 | 0.00014038 | 975.0792 | 0.10466 | 719.2694 | 7.9995e-05 | 975.0792 | 0.0053277 | 974.7033 | 0.025453 | 1060.4908 | 0.039984 | 974.7033 | 0.0053083 | 1060.9636 | 0 | 1060.4908 | 0.033399 | 974.7033 | 0.01162 | 975.0792 | 0.018577
|  |  |  | 975.3223 | -0.023988 | 974.9457 | -0.024813 | 719.1483 | 0.0092761 | 975.3223 | -0.020169 | 974.9457 | -0.33426 | 974.9457 | #REF! | 719.3904 | 0.00013486 | 975.3223 | 0 | 969.47 | -0.028548 | 975.3223 | 0 | 719.1483 | 0.0072824 | 975.3223 | 0 | 969.47 | -0.0052516 | 975.3223 | 0 | 969.47 | -0.0077534 | 975.3223 | 0 | 719.3904 | 0.00015491 | 975.3223 | 0 | 719.3904 | 7.9995e-05 | 975.3223 | 0 | 974.9457 | -0.070455 | 1060.6594 | 0.048516 | 974.9457 | -0.054749 | 1061.134 | 0.00010725 | 1060.6594 | 0.035257 | 974.9457 | -0.013025 | 975.3223 | -0.004864
|  |  |  | 975.5654 | 0.0017995 | 975.1882 | 0.0013928 | 719.2759 | 0 | 975.5654 | -0.0031283 | 975.1882 | 0.009196 | 975.1882 | #REF! | 719.5114 | 0.0001397 | 975.5654 | 0.13764 | 969.71 | -0.0026388 | 975.5654 | 0.023011 | 719.2759 | 0.0075045 | 975.5654 | 0.0072892 | 969.71 | 0.0060475 | 975.5654 | 0.0062345 | 969.71 | 0.011222 | 975.5654 | 0.014639 | 719.5114 | 0.00013839 | 975.5654 | 0.07142 | 719.5114 | 0.00011682 | 975.5654 | 0.0085272 | 975.1882 | 0.076971 | 1060.8279 | 0.045566 | 975.1882 | -0.00064935 | 1061.3043 | 7.1499e-05 | 1060.8279 | 0.034561 | 975.1882 | 0.019857 | 975.5654 | 0.014071
|  |  |  | 975.8085 | -0.01226 | 975.4307 | -0.029035 | 719.4035 | 0.018246 | 975.8085 | 0.0024176 | 975.4307 | -0.35541 | 975.4307 | #REF! | 719.6324 | 0.00014268 | 975.8085 | 0 | 969.95 | -0.0083963 | 975.8085 | 0 | 719.4035 | 0.0012394 | 975.8085 | 0 | 969.95 | -0.0010581 | 975.8085 | 0 | 969.95 | -0.0034686 | 975.8085 | 0 | 719.6324 | 0.00014236 | 975.8085 | 0 | 719.6324 | 0.00010004 | 975.8085 | 0 | 975.4307 | -0.068622 | 1060.9964 | 0.036535 | 975.4307 | -0.030508 | 1061.4747 | 0.00010725 | 1060.9964 | 0.036605 | 975.4307 | -0.0060693 | 975.8085 | -0.00061329
|  |  |  | 976.0516 | 0.027704 | 975.6731 | -0.021978 | 719.531 | 0 | 976.0516 | -0.012607 | 975.6731 | -0.026903 | 975.6731 | #REF! | 719.7534 | 0.00015777 | 976.0516 | 0.085262 | 970.2 | -0.0093559 | 976.0516 | 0.007238 | 719.531 | 0.0075045 | 976.0516 | 0.0006389 | 970.2 | -0.002689 | 976.0516 | 0.0080264 | 970.2 | 0.0031115 | 976.0516 | 0.026685 | 719.7534 | 0.00012766 | 976.0516 | 0.085307 | 719.7534 | 0.00011014 | 976.0516 | 0.0064046 | 975.6731 | 0.054572 | 1061.165 | 0.038305 | 975.6731 | 0.0027544 | 1061.645 | 0 | 1061.165 | 0.03549 | 975.6731 | 0.02522 | 976.0516 | 0.013524
|  |  |  | 976.2947 | -0.025466 | 975.9156 | -0.0029184 | 719.6586 | 0.0089448 | 976.2947 | -0.018461 | 975.9156 | -0.30423 | 975.9156 | #REF! | 719.8745 | 0.00016876 | 976.2947 | 0 | 970.44 | -0.010315 | 976.2947 | 0 | 719.6586 | 0.0019956 | 976.2947 | 0 | 970.44 | -0.0073485 | 976.2947 | 0 | 970.44 | -0.00607 | 976.2947 | 0 | 719.8745 | 0.00013179 | 976.2947 | 0 | 719.8745 | 7.9995e-05 | 976.2947 | 0 | 975.9156 | -0.11301 | 1061.3335 | 0.049152 | 975.9156 | -0.024889 | 1061.8154 | 0 | 1061.3335 | 0.036465 | 975.9156 | -0.012706 | 976.2947 | -0.0045769
|  |  |  | 976.5379 | 0.0028643 | 976.1581 | -0.0040919 | 719.7862 | 0 | 976.5379 | 0.011128 | 976.1581 | -0.042171 | 976.1581 | #REF! | 719.9955 | 0.00016262 | 976.5379 | 0.10179 | 970.68 | -0.027109 | 976.5379 | 0.065595 | 719.7862 | 0.0038661 | 976.5379 | 0.023256 | 970.68 | -0.00094161 | 976.5379 | 0.014265 | 970.68 | 0.0044887 | 976.5379 | 0.016455 | 719.9955 | 0.00012072 | 976.5379 | 0.040477 | 719.9955 | 6.8347e-05 | 976.5379 | 0.0043525 | 976.1581 | 0.029933 | 1061.502 | 0.048925 | 976.1581 | 0.018902 | 1061.9857 | 0 | 1061.502 | 0.034932 | 976.1581 | 0.024262 | 976.5379 | 0.014829
|  |  |  | 976.781 | 0.00053244 | 976.4006 | -0.02037 | 719.9138 | 0.010126 | 976.781 | -0.04166 | 976.4006 | -0.044862 | 976.4006 | #REF! | 720.1165 | 0.00016653 | 976.781 | 0 | 970.92 | -0.0040782 | 976.781 | 0 | 719.9138 | 0.008437 | 976.781 | 0.0094256 | 970.92 | 0.0017376 | 976.781 | 0 | 970.92 | -0.0016323 | 976.781 | 0 | 720.1165 | 0.00012271 | 976.781 | 0 | 720.1165 | 6.1666e-05 | 976.781 | 0 | 976.4006 | -0.051314 | 1061.6706 | 0.040619 | 976.4006 | 0.0091958 | 1062.1561 | 0 | 1061.6706 | 0.036001 | 976.4006 | -0.033073 | 976.781 | -0.0035084
|  |  |  | 977.0242 | 0.01277 | 976.6431 | -0.0071519 | 720.0415 | 0 | 977.0242 | 0.0011363 | 976.6431 | 0.056176 | 976.6431 | #REF! | 720.2375 | 0.00016168 | 977.0242 | 0.055348 | 971.16 | 0.0035984 | 977.0242 | 0.048477 | 720.0415 | 0.0012187 | 977.0242 | 0.023712 | 971.16 | 0.0026695 | 977.0242 | 0.008294 | 971.16 | -0.00010202 | 977.0242 | 0.02682 | 720.2375 | 0.00011874 | 977.0242 | 0.021737 | 720.2375 | 0.000105 | 977.0242 | 0.0059678 | 976.6431 | 0.072084 | 1061.8391 | 0.049152 | 976.6431 | 0.039586 | 1062.3265 | 0 | 1061.8391 | 0.035118 | 976.6431 | 0.01775 | 977.0242 | 0.015721
|  |  |  | 977.2673 | 0.00036841 | 976.8856 | -0.01429 | 720.1691 | 0.014042 | 977.2673 | -0.022774 | 976.8856 | -0.3923 | 976.8856 | #REF! | 720.3585 | 0.00016001 | 977.2673 | 0 | 971.41 | -0.004558 | 977.2673 | 0 | 720.1691 | 0 | 977.2673 | 0 | 971.41 | 0.0015046 | 977.2673 | 0 | 971.41 | 0.00066312 | 977.2673 | 0 | 720.3585 | 0.00012964 | 977.2673 | 0 | 720.3585 | 0.00013687 | 977.2673 | 0 | 976.8856 | -0.11098 | 1062.0076 | 0.033857 | 976.8856 | 0.016966 | 1062.4968 | 0 | 1062.0076 | 0.037023 | 976.8856 | -0.028221 | 977.2673 | -0.0056094
|  |  |  | 977.5105 | 0.018929 | 977.1281 | 0.0066015 | 720.2967 | 0 | 977.5105 | 0.0012036 | 977.1281 | 0.074125 | 977.1281 | #REF! | 720.4796 | 0.00013579 | 977.5105 | 0.17022 | 971.65 | -0.0035984 | 977.5105 | 0.030987 | 720.2967 | 0.0022272 | 977.5105 | 0.011062 | 971.65 | -0.0030384 | 977.5105 | 0.0034133 | 971.65 | 0.00051009 | 977.5105 | 0.0063342 | 720.4796 | 0.00013228 | 977.5105 | 0.040418 | 720.4796 | 0.00014509 | 977.5105 | 0.0070318 | 977.1281 | 0.094075 | 1062.1762 | 0.042753 | 977.1281 | 0.049878 | 1062.6672 | 0 | 1062.1762 | 0.037023 | 977.1281 | 0.044885 | 977.5105 | 0.013517
|  |  |  | 977.7537 | -0.00075213 | 977.3706 | -0.039959 | 720.4244 | 0.017863 | 977.7537 | -0.033827 | 977.3706 | -0.26846 | 977.3706 | #REF! | 720.6006 | 0.00013952 | 977.7537 | 0 | 971.89 | 0.015593 | 977.7537 | 0 | 720.4244 | 0.0079041 | 977.7537 | 0 | 971.89 | 0.00068922 | 977.7537 | 0 | 971.89 | -0.0080593 | 977.7537 | 0 | 720.6006 | 0.00014616 | 977.7537 | 0 | 720.6006 | 0.00010004 | 977.7537 | 0 | 977.3706 | -0.076971 | 1062.3447 | 0.048698 | 977.3706 | 0.014527 | 1062.8375 | 0 | 1062.3447 | 0.039067 | 977.3706 | -0.037989 | 977.7537 | -0.00080968
|  |  |  | 977.9968 | 0.021485 | 977.6131 | -0.011041 | 720.5521 | 0 | 977.9968 | -0.004114 | 977.6131 | 0.10652 | 977.6131 | #REF! | 720.7216 | 0.0001384 | 977.9968 | 0.061863 | 972.13 | -0.004558 | 977.9968 | 0.055916 | 720.5521 | 0.0065275 | 977.9968 | 0.001979 | 972.13 | 0.0041839 | 977.9968 | 0.0078315 | 972.13 | -0.0077534 | 977.9968 | 0.0027999 | 720.7216 | 0.00013427 | 977.9968 | 0.045142 | 720.7216 | 0.00010672 | 977.9968 | 0.0052639 | 977.6132 | 0.13052 | 1062.5132 | 0.04947 | 977.6131 | 0.029857 | 1063.0079 | 7.1499e-05 | 1062.5132 | 0.037673 | 977.6132 | 0.0030865 | 977.9968 | 0.017279
|  |  |  | 978.24 | 0.0034118 | 977.8557 | -0.026843 | 720.6797 | 0.013087 | 978.24 | -0.0084745 | 977.8557 | -0.30257 | 977.8557 | #REF! | 720.8427 | 0.00014958 | 978.24 | 0 | 972.37 | 0.018952 | 978.24 | 0 | 720.6797 | 0.0019956 | 978.24 | 0 | 972.37 | -0.0016406 | 978.24 | 0 | 972.37 | -0.005917 | 978.24 | 0 | 720.8427 | 0.0001488 | 978.24 | 0 | 720.8427 | 0.000105 | 978.24 | 0 | 977.8557 | 0.017428 | 1062.6817 | 0.043479 | 977.8557 | -0.0035073 | 1063.1783 | 0 | 1062.6817 | 0.038416 | 977.8557 | -0.010216 | 978.24 | -0.0070914
|  |  |  | 978.4832 | 0.017441 | 978.0982 | -0.0063419 | 720.8074 | 0 | 978.4832 | 0.0061049 | 978.0982 | 0.18289 | 978.0982 | #REF! | 720.9637 | 0.00015013 | 978.4832 | 0.10291 | 972.62 | 0.013194 | 978.4832 | 0.035351 | 720.8074 | 0.0022272 | 978.4832 | 0.014991 | 972.62 | -9.7074e-06 | 978.4832 | 0.0082247 | 972.62 | 0.0012752 | 978.4832 | 0.022115 | 720.9637 | 0.00013311 | 978.4832 | 0.033266 | 720.9637 | 0.00012847 | 978.4832 | 0.012521 | 978.0982 | 0.03258 | 1062.8503 | 0.040347 | 978.0982 | 0.056139 | 1063.3486 | 0 | 1062.8503 | 0.037069 | 978.0982 | 0.038819 | 978.4832 | 0.01775
|  |  |  | 978.7264 | 0.0019838 | 978.3407 | -0.01842 | 720.9351 | 0.0056319 | 978.7264 | 0.00045888 | 978.3407 | -0.37855 | 978.3407 | #REF! | 721.0847 | 0.00016485 | 978.7264 | 0 | 972.86 | -0.022311 | 978.7264 | 0 | 720.9351 | 0.0063943 | 978.7264 | 0 | 972.86 | -0.0068827 | 978.7264 | 0 | 972.86 | -0.0037746 | 978.7264 | 0 | 721.0847 | 0.00013427 | 978.7264 | 0 | 721.0847 | 0.00014012 | 978.7264 | 0 | 978.3407 | -0.062717 | 1063.0188 | 0.035037 | 978.3407 | -0.032663 | 1063.519 | 0 | 1063.0188 | 0.038416 | 978.3407 | -0.00124 | 978.7264 | -0.0021739
|  |  |  | 978.9696 | 0.019113 | 978.5833 | -0.01076 | 721.0628 | 0 | 978.9696 | 0.0052679 | 978.5833 | -0.022527 | 978.5833 | #REF! | 721.2057 | 0.00016578 | 978.9696 | 0.0019257 | 973.1 | -0.014634 | 978.9696 | 0.072807 | 721.0628 | 0.0043703 | 978.9696 | 0.026469 | 973.1 | -0.002689 | 978.9696 | 0.0029106 | 973.1 | -0.0016323 | 978.9696 | 0.010413 | 721.2057 | 0.0001308 | 978.9696 | 0.10121 | 721.2057 | 0.00014012 | 978.9696 | 0.0088905 | 978.5833 | 0.060884 | 1063.1873 | 0.046656 | 978.5833 | 0.033974 | 1063.6894 | 0 | 1063.1873 | 0.037069 | 978.5833 | 0.019346 | 978.9696 | 0.016239
|  |  |  | 979.2128 | -0.020537 | 978.8258 | -0.0040295 | 721.1906 | 0.0049694 | 979.2128 | -0.011888 | 978.8258 | -0.22573 | 978.8258 | #REF! | 721.3268 | 0.00013952 | 979.2128 | 0 | 973.34 | -0.031905 | 979.2128 | 0 | 721.1906 | 0.011457 | 979.2128 | 0 | 973.34 | -0.0088628 | 979.2128 | 0 | 973.34 | -0.0057639 | 979.2128 | 0 | 721.3268 | 0.00013873 | 979.2128 | 0 | 721.3268 | 0.0001468 | 979.2128 | 0 | 978.8258 | -0.086541 | 1063.3559 | 0.035582 | 978.8258 | -0.018986 | 1063.8598 | 0 | 1063.3559 | 0.037859 | 978.8258 | -0.020623 | 979.2128 | 1.1085e-05
|  |  |  | 979.456 | 0.013592 | 979.0684 | 0.021255 | 721.3183 | 0 | 979.456 | -0.0094045 | 979.0684 | 0.046631 | 979.0684 | #REF! | 721.4478 | 0.00012108 | 979.456 | 0.061951 | 973.58 | 0.012235 | 979.456 | 0.075556 | 721.3183 | 0.0057727 | 979.456 | 0.023337 | 973.58 | -0.0036209 | 979.456 | 0.020496 | 973.58 | 0.00081613 | 979.456 | 0.035368 | 721.4478 | 0.00014219 | 979.456 | 0.052738 | 721.4478 | 0.00011168 | 979.456 | 0.008764 | 979.0684 | 0.045001 | 1063.5244 | 0.04956 | 979.0684 | 0.043659 | 1064.0301 | 7.1499e-05 | 1063.5244 | 0.036558 | 979.0684 | 0.020304 | 979.456 | 0.016374
|  |  |  | 979.6992 | -0.0011706 | 979.3109 | -0.041163 | 721.4461 | 0.010126 | 979.6992 | -0.015059 | 979.3109 | -0.35468 | 979.3109 | #REF! | 721.5688 | 0.00011325 | 979.6992 | 0 | 973.83 | 0.0035984 | 979.6992 | 0 | 721.4461 | 0.0047513 | 979.6992 | 0 | 973.83 | -0.00059213 | 979.6992 | 0 | 973.83 | 0.0017343 | 979.6992 | 0 | 721.5688 | 0.00012006 | 979.6992 | 0 | 721.5688 | 0.0001134 | 979.6992 | 0 | 979.3109 | -0.16881 | 1063.6929 | 0.03599 | 979.3109 | 0.0066305 | 1064.2005 | 0 | 1063.6929 | 0.037255 | 979.3109 | -0.0069594 | 979.6992 | -0.008712
|  |  |  | 979.9424 | 0.023696 | 979.5535 | 0.0081872 | 721.5738 | 0 | 979.9424 | -0.010334 | 979.5535 | 0.14712 | 979.5535 | #REF! | 721.6899 | 0.00011921 | 979.9425 | 0.14133 | 974.07 | -0.004558 | 979.9425 | 0.024315 | 721.5738 | 0.0014708 | 979.9425 | 0 | 974.07 | 0.0020871 | 979.9424 | 0.016088 | 974.07 | -0.0016323 | 979.9425 | 0.041941 | 721.6899 | 0.00011808 | 979.9425 | 0.098043 | 721.6899 | 0.00010843 | 979.9424 | 0.010975 | 979.5535 | 0.070251 | 1063.8614 | 0.042616 | 979.5535 | 0.040596 | 1064.3709 | 0 | 1063.8614 | 0.035908 | 979.5535 | 0.033648 | 979.9424 | 0.021694
|  |  |  | 980.1857 | -0.0094781 | 979.796 | -0.0067144 | 721.7016 | 0.0066257 | 980.1857 | -0.014072 | 979.796 | -0.30233 | 979.796 | #REF! | 721.8109 | 0.00012536 | 980.1857 | 0 | 974.31 | -0.037183 | 980.1857 | 0 | 721.7016 | 0.0016175 | 980.1857 | 0 | 974.31 | -0.0061837 | 980.1857 | 0 | 974.31 | 0.0041827 | 980.1857 | 0 | 721.8109 | 0.00013526 | 980.1857 | 0 | 721.8109 | 0.00013841 | 980.1857 | 0 | 979.796 | -0.075342 | 1064.03 | 0.046202 | 979.796 | 0.041405 | 1064.5412 | 0 | 1064.03 | 0.037069 | 979.796 | -0.011876 | 980.1857 | -0.0024263
|  |  |  | 980.429 | 0.028471 | 980.0386 | 0.0074503 | 721.8294 | 0 | 980.429 | -0.00019842 | 980.0386 | 0.09018 | 980.0386 | #REF! | 721.9319 | 0.00012536 | 980.4289 | 0.10616 | 974.55 | 0.0026388 | 980.4289 | 0.088887 | 721.8294 | 0.0048846 | 980.4289 | 0.014188 | 974.55 | 0.0077949 | 980.429 | 0.0092825 | 974.55 | 0.0084671 | 980.4289 | 0.017078 | 721.9319 | 0.00014467 | 980.4289 | 0.037998 | 721.9319 | 0.00013344 | 980.429 | 0.0092132 | 980.0386 | 0.051517 | 1064.1985 | 0.058728 | 980.0386 | 0.076048 | 1064.7116 | 0 | 1064.1985 | 0.03679 | 980.0386 | 0.0063713 | 980.429 | 0.019277
|  |  |  | 980.6722 | -0.0072829 | 980.2812 | -0.023386 | 721.9572 | 0.0038098 | 980.6722 | -0.035234 | 980.2812 | -0.17436 | 980.2812 | #REF! | 722.053 | 0.00013132 | 980.6722 | 0 | 974.8 | -0.011755 | 980.6722 | 0 | 721.9572 | 0.0090586 | 980.6722 | 0 | 974.8 | 0.0020871 | 980.6722 | 0 | 974.8 | 0.00066312 | 980.6722 | 0 | 722.053 | 0.00015887 | 980.6722 | 0 | 722.053 | 0.00011014 | 980.6722 | 0 | 980.2812 | -0.039911 | 1064.367 | 0.049333 | 980.2812 | 0.0033978 | 1064.882 | 0 | 1064.367 | 0.038602 | 980.2812 | -0.0077894 | 980.6722 | -0.0027965
|  |  |  | 980.9154 | -0.0011413 | 980.5238 | 0.0025322 | 722.085 | 0 | 980.9154 | 0.0055345 | 980.5238 | -0.070309 | 980.5238 | #REF! | 722.174 | 0.00013877 | 980.9154 | 0.032753 | 975.04 | 0.017512 | 980.9154 | 0.011752 | 722.085 | 0.0082593 | 980.9154 | 0.023081 | 975.04 | 0.003485 | 980.9154 | 0.011957 | 975.04 | 0.00051009 | 980.9154 | 0.012121 | 722.174 | 0.00013641 | 980.9154 | 0.069655 | 722.174 | 9.8495e-05 | 980.9154 | 0.0072734 | 980.5238 | 0.051721 | 1064.5355 | 0.054734 | 980.5238 | 0.060744 | 1065.0524 | 7.1499e-05 | 1064.5355 | 0.039392 | 980.5238 | 0.039458 | 980.9154 | 0.015782
|  |  |  | 981.1587 | 0.0024591 | 980.7664 | -0.017938 | 722.2128 | 0.0066257 | 981.1587 | -0.0097267 | 980.7664 | -0.21493 | 980.7664 | #REF! | 722.295 | 0.00015125 | 981.1587 | 0 | 975.28 | 0.0050378 | 981.1587 | 0 | 722.2128 | 0.0052842 | 981.1587 | 0 | 975.28 | 0.0016211 | 981.1587 | 0 | 975.28 | -0.0092835 | 981.1587 | 0 | 722.295 | 0.00015375 | 981.1587 | 0 | 722.295 | 8.6676e-05 | 981.1587 | 0 | 980.7663 | -0.050296 | 1064.7041 | 0.052011 | 980.7664 | -0.015942 | 1065.2228 | 0 | 1064.7041 | 0.04111 | 980.7663 | -0.12514 | 981.1587 | 0.004459
|  |  |  | 981.402 | 0.0082831 | 981.0089 | 0.0073856 | 722.3406 | 0 | 981.402 | -0.008477 | 981.0089 | -0.0011364 | 981.0089 | #REF! | 722.4161 | 0.00015349 | 981.4019 | 0.030102 | 975.52 | 0.0064771 | 981.4019 | 0.053078 | 722.3406 | 0.011945 | 981.4019 | 0.0072179 | 975.52 | -0.00094161 | 981.402 | 0.0087255 | 975.52 | -0.00010202 | 981.4019 | 0.0148 | 722.4161 | 0.00015524 | 981.4019 | 0.10682 | 722.4161 | 0.00011511 | 981.402 | 0.013892 | 981.0089 | 0.073305 | 1064.8726 | 0.041573 | 981.0089 | 0.04249 | 1065.3932 | 0 | 1064.8726 | 0.042086 | 981.0089 | 0.10394 | 981.402 | 0.01454
|  |  |  | 981.6452 | -0.0069047 | 981.2515 | -0.016901 | 722.4684 | 0.018341 | 981.6452 | -0.029921 | 981.2515 | -0.1657 | 981.2515 | #REF! | 722.5371 | 0.00014622 | 981.6452 | 0 | 975.76 | -0.0083963 | 981.6452 | 0 | 722.4684 | 0.0095471 | 981.6452 | 0 | 975.76 | 0.0061643 | 981.6452 | 0 | 975.76 | -0.00025504 | 981.6452 | 0 | 722.5371 | 0.0001668 | 981.6452 | 0 | 722.5371 | 9.8495e-05 | 981.6452 | 0 | 981.2515 | -0.033191 | 1065.0411 | 0.05723 | 981.2515 | 0.015914 | 1065.5635 | 0 | 1065.0411 | 0.04413 | 981.2515 | -0.041373 | 981.6452 | -0.0015466
|  |  |  | 981.8885 | 0.035908 | 981.4941 | -0.0074746 | 722.5963 | 0 | 981.8885 | -0.0049009 | 981.4941 | -0.075291 | 981.4941 | #REF! | 722.6582 | 0.0001466 | 981.8885 | 0.11483 | 976.01 | 0.0093559 | 981.8885 | 0.014166 | 722.5963 | 0.00033618 | 981.8885 | 0.040177 | 976.01 | -0.0035044 | 981.8885 | 0.019934 | 976.01 | -0.0065293 | 981.8885 | 0.037185 | 722.6582 | 0.00015078 | 981.8885 | 0.04969 | 722.6582 | 0.00011511 | 981.8885 | 0.0059601 | 981.4941 | 0.012707 | 1065.2096 | 0.046656 | 981.4941 | -0.002033 | 1065.7339 | 0 | 1065.2096 | 0.046034 | 981.4941 | 0.041948 | 981.8885 | 0.016241
|  |  |  | 982.1318 | -0.0017723 | 981.7367 | -0.031044 | 722.7242 | 0.011081 | 982.1318 | -0.02898 | 981.7367 | -0.30755 | 981.7367 | #REF! | 722.7792 | 0.00015442 | 982.1318 | 0 | 976.25 | 0.0098357 | 982.1318 | 0 | 722.7242 | 0.0045293 | 982.1318 | 0 | 976.25 | -0.0010581 | 982.1318 | 0 | 976.25 | -0.0062227 | 982.1318 | 0 | 722.7792 | 0.00013493 | 982.1318 | 0 | 722.7792 | 9.6782e-05 | 982.1318 | 0 | 981.7367 | -0.056201 | 1065.3781 | 0.06018 | 981.7367 | 0.030773 | 1065.9043 | 0 | 1065.3781 | 0.048496 | 981.7367 | -0.019729 | 982.1318 | -0.0062784
|  |  |  | 982.3751 | 0.023414 | 981.9793 | -0.017638 | 722.852 | 0 | 982.3751 | -0.020403 | 981.9793 | 0.0027417 | 981.9793 | #REF! | 722.9003 | 0.00014734 | 982.3751 | 0.045536 | 976.49 | -0.0074367 | 982.3751 | 0.082582 | 722.852 | 0.0082593 | 982.3751 | 0.029048 | 976.49 | -0.0061837 | 982.3751 | 0 | 976.49 | -0.0011732 | 982.3751 | 0.025216 | 722.9003 | 0.00012766 | 982.3751 | 0.061669 | 722.9003 | 0.00012179 | 982.3751 | 0.0066363 | 981.9793 | 0.090206 | 1065.5466 | 0.05841 | 981.9793 | 0.04798 | 1066.0747 | 7.1499e-05 | 1065.5466 | 0.048775 | 981.9793 | 0.0166 | 982.3751 | 0.013265
|  |  |  | 982.6183 | -0.020546 | 982.222 | -0.020554 | 722.9799 | 0.017195 | 982.6183 | -0.043167 | 982.222 | -0.023076 | 982.222 | #REF! | 723.0213 | 0.00014101 | 982.6184 | 0 | 976.73 | -0.0026388 | 982.6184 | 0 | 722.9799 | 0.00048314 | 982.6184 | 0 | 976.73 | 0.003485 | 982.6183 | 0 | 976.73 | 0.0152 | 982.6184 | 0 | 723.0213 | 0.00013195 | 982.6184 | 0 | 723.0213 | 0.00011511 | 982.6183 | 0 | 982.222 | -0.035024 | 1065.7152 | 0.067124 | 982.222 | -0.009558 | 1066.2451 | 0.00032174 | 1065.7152 | 0.049425 | 982.222 | -0.012259 | 982.6183 | -0.0015378
|  |  |  | 982.8617 | -0.0057198 | 982.4646 | 0.033188 | 723.1078 | 0 | 982.8617 | 0.013421 | 982.4646 | 0.096726 | 982.4646 | #REF! | 723.1423 | 0.0001371 | 982.8617 | 0.14359 | 976.97 | -0.026148 | 982.8617 | 0.054886 | 723.1078 | 0 | 982.8617 | 0.036781 | 976.97 | 0.0073291 | 982.8617 | 0.018935 | 976.97 | 0.0012752 | 982.8617 | 0.02932 | 723.1423 | 0.00013839 | 982.8617 | 0.09717 | 723.1423 | 0.00014337 | 982.8617 | 0.013967 | 982.4646 | 0.13337 | 1065.8837 | 0.044023 | 982.4646 | 0.022499 | 1066.4155 | 0 | 1065.8837 | 0.048589 | 982.4646 | 0.029434 | 982.8617 | 0.02106
|  |  |  | 983.105 | -0.0066452 | 982.7072 | -0.038653 | 723.2357 | 0.0091104 | 983.105 | -0.018334 | 982.7072 | -0.16364 | 982.7072 | #REF! | 723.2634 | 0.00013914 | 983.105 | 0 | 977.22 | -0.016073 | 983.105 | 0 | 723.2357 | 0.0016175 | 983.105 | 0 | 977.22 | -0.0057175 | 983.105 | 0 | 977.22 | -0.0066822 | 983.105 | 0 | 723.2634 | 0.00013988 | 983.105 | 0 | 723.2634 | 0.00013515 | 983.105 | 0 | 982.7072 | -0.14987 | 1066.0522 | 0.04956 | 982.7072 | -0.061423 | 1066.5859 | 0 | 1066.0522 | 0.050401 | 982.7072 | 0.0027381 | 983.105 | -0.00021821
|  |  |  | 983.3483 | 0.0076458 | 982.9498 | 0.014757 | 723.3637 | 0 | 983.3483 | 0.0069991 | 982.9498 | 0.032081 | 982.9498 | #REF! | 723.3844 | 0.00014604 | 983.3483 | 0.095472 | 977.46 | 0.020391 | 983.3483 | 0.052978 | 723.3637 | 0.0041182 | 983.3483 | 0.021357 | 977.46 | -0.002456 | 983.3483 | 0.013066 | 977.46 | -0.0030095 | 983.3483 | 0.014625 | 723.3844 | 0.00014616 | 983.3483 | 0.071265 | 723.3844 | 0.00016513 | 983.3483 | 0.0069205 | 982.9498 | 0.052128 | 1066.2207 | 0.059817 | 982.9498 | 0.037394 | 1066.7563 | 0 | 1066.2207 | 0.05212 | 982.9498 | 0.012897 | 983.3483 | 0.02145
|  |  |  | 983.5916 | -0.0088468 | 983.1925 | -0.053008 | 723.4916 | 0.015857 | 983.5916 | -0.0073474 | 983.1925 | -0.42267 | 983.1925 | #REF! | 723.5055 | 0.00013616 | 983.5916 | 0 | 977.7 | -0.017992 | 983.5916 | 0 | 723.4916 | 0.00060914 | 983.5916 | 0 | 977.7 | -0.0066496 | 983.5916 | 0 | 977.7 | 0.0044887 | 983.5916 | 0 | 723.5055 | 0.00015458 | 983.5916 | 0 | 723.5055 | 0.00013687 | 983.5916 | 0 | 983.1925 | -0.06231 | 1066.3892 | 0.063902 | 983.1925 | -0.037463 | 1066.9267 | 0 | 1066.3892 | 0.054628 | 983.1925 | -0.019984 | 983.5916 | -0.0017446
|  |  |  | 983.835 | 0.0065058 | 983.4351 | 0.022167 | 723.6195 | 0.0023244 | 983.835 | 0.02195 | 983.4351 | -0.045501 | 983.4351 | #REF! | 723.6265 | 0.0001371 | 983.8349 | 0.089414 | 977.94 | 0.002159 | 983.8349 | 0.071898 | 723.6195 | 0.011812 | 983.8349 | 0.015205 | 977.94 | -0.0042033 | 983.835 | 0.016048 | 977.94 | 0.0057129 | 983.8349 | 0.02608 | 723.6265 | 0.00016383 | 983.8349 | 0.10007 | 723.6265 | 0.0001235 | 983.835 | 0.0094461 | 983.4351 | 0.046834 | 1066.5577 | 0.061814 | 983.4351 | 0.024704 | 1067.0971 | 0 | 1066.5577 | 0.054164 | 983.4351 | 0.015515 | 983.835 | 0.016721
|  |  |  | 984.0782 | -0.0015182 | 983.6778 | -0.0067205 | 723.7475 | 0.0062945 | 984.0782 | -0.030321 | 983.6778 | -0.16211 | 983.6778 | #REF! | 723.7476 | 0.00012275 | 984.0783 | 0 | 978.19 | -0.017992 | 984.0783 | 0 | 723.7475 | 0.00060914 | 984.0783 | 0 | 978.19 | 0.0039509 | 984.0782 | 0 | 978.19 | 0.0018873 | 984.0783 | 0 | 723.7476 | 0.00015953 | 984.0783 | 0 | 723.7476 | 7.3315e-05 | 984.0783 | 0 | 983.6777 | -0.10446 | 1066.7263 | 0.055324 | 983.6778 | -0.0021269 | 1067.2675 | 0.00010725 | 1066.7263 | 0.054907 | 983.6777 | -0.014749 | 984.0782 | -0.0010251
|  |  |  | 984.3216 | 0.0034023 | 983.9204 | -0.017271 | 723.8755 | 0 | 984.3216 | 0.0022255 | 983.9204 | -0.016276 | 983.9204 | #REF! | 723.8686 | 0.00013784 | 984.3216 | 0.031066 | 978.43 | 0.0064771 | 984.3216 | 0.0095691 | 723.8755 | 0.0014708 | 984.3216 | 0.015448 | 978.43 | 0.0083776 | 984.3216 | 0.0032304 | 978.43 | 0.0096913 | 984.3216 | 0.018584 | 723.8686 | 0.00013493 | 984.3216 | 0.040058 | 723.8686 | 0.00011511 | 984.3216 | 0.0059321 | 983.9204 | 0.10161 | 1066.8948 | 0.069348 | 983.9204 | 0.024758 | 1067.4379 | 0 | 1066.8948 | 0.056672 | 983.9204 | 1.64e-05 | 984.3216 | 0.016114
|  |  |  | 984.5649 | -0.022679 | 984.1631 | -0.023934 | 724.0034 | 0.0082822 | 984.5649 | -0.024282 | 984.1631 | -0.23642 | 984.1631 | #REF! | 723.9897 | 0.00014827 | 984.565 | 0 | 978.67 | -0.0069569 | 984.565 | 0 | 724.0034 | 0.0050178 | 984.565 | 0 | 978.67 | 0.00080569 | 984.5649 | 0 | 978.67 | -0.010355 | 984.565 | 0 | 723.9897 | 0.00014038 | 984.565 | 0 | 723.9897 | 0.0001235 | 984.5649 | 0 | 984.1631 | -0.093261 | 1067.0633 | 0.071345 | 984.1631 | -0.012986 | 1067.6083 | 0 | 1067.0633 | 0.060435 | 984.1631 | -0.027774 | 984.5649 | 0.00088107
|  |  |  | 984.8083 | 0.011742 | 984.4057 | -0.023456 | 724.1314 | 0 | 984.8083 | 0.013284 | 984.4057 | -0.049729 | 984.4057 | #REF! | 724.1107 | 0.00015796 | 984.8083 | 0.17316 | 978.91 | 0.016073 | 984.8083 | 0.024679 | 724.1314 | 0.0042442 | 984.8083 | 0.0039741 | 978.91 | 0.0020871 | 984.8083 | 0 | 978.91 | 0.00035706 | 984.8083 | 0.0089356 | 724.1107 | 0.0001412 | 984.8083 | 0.068512 | 724.1107 | 0.00012008 | 984.8083 | 0.006317 | 984.4057 | 0.0035868 | 1067.2318 | 0.06894 | 984.4057 | 0.027039 | 1067.7787 | 0 | 1067.2318 | 0.062804 | 984.4057 | 0.025603 | 984.8083 | 0.020601
|  |  |  | 985.0517 | 0.00022591 | 984.6484 | -0.042657 | 724.2594 | 0.0029816 | 985.0517 | -0.015454 | 984.6484 | -0.36291 | 984.6484 | #REF! | 724.2318 | 0.00015833 | 985.0517 | 0 | 979.15 | 0.013674 | 985.0517 | 0 | 724.2594 | 0.0055062 | 985.0517 | 0 | 979.15 | -0.00059213 | 985.0517 | 0 | 979.15 | -0.0037746 | 985.0517 | 0 | 724.2318 | 0.000145 | 985.0517 | 0 | 724.2318 | 7.3315e-05 | 985.0517 | 0 | 984.6484 | -0.040114 | 1067.4003 | 0.071345 | 984.6484 | -0.0098674 | 1067.9491 | 0 | 1067.4003 | 0.064615 | 984.6484 | -0.051078 | 985.0517 | -0.0017269
|  |  |  | 985.295 | 0.024696 | 984.891 | -0.0037955 | 724.3874 | 0 | 985.295 | -0.010457 | 984.891 | 0.18301 | 984.891 | #REF! | 724.3528 | 0.00014101 | 985.295 | 0.068399 | 979.4 | -0.013194 | 985.295 | 0.065447 | 724.3874 | 0.0042442 | 985.295 | 0.016287 | 979.4 | -0.0065332 | 985.295 | 0.0055854 | 979.4 | -0.0010202 | 985.295 | 0 | 724.3528 | 0.00012535 | 985.295 | 0.071608 | 724.3528 | 7.8454e-05 | 985.295 | 0.0051027 | 984.891 | 0.12747 | 1067.5688 | 0.066716 | 984.891 | 0.060469 | 1068.1195 | 0 | 1067.5688 | 0.066427 | 984.891 | 0.015515 | 985.295 | 0.018728
|  |  |  | 985.5384 | -0.0078746 | 985.1337 | -0.0027498 | 724.5155 | 0.010317 | 985.5384 | -0.011979 | 985.1337 | -0.27904 | 985.1337 | #REF! | 724.4739 | 0.00016168 | 985.5384 | 0 | 979.64 | 0.00071969 | 985.5384 | 0 | 724.5155 | 0.0028778 | 985.5384 | 0 | 979.64 | -0.0039703 | 985.5384 | 0 | 979.64 | -0.0031625 | 985.5384 | 0 | 724.4739 | 0.00012617 | 985.5384 | 0 | 724.4739 | 0.00011682 | 985.5384 | 0 | 985.1337 | -0.10792 | 1067.7373 | 0.072389 | 985.1337 | -0.015627 | 1068.2899 | 0.00010725 | 1067.7373 | 0.067449 | 985.1337 | -0.045843 | 985.5384 | 0.0033255
|  |  |  | 985.7818 | 0.00074422 | 985.3764 | 0.013576 | 724.6435 | 0 | 985.7818 | 0.018649 | 985.3764 | 0.12368 | 985.3764 | #REF! | 724.595 | 0.0001561 | 985.7818 | 0.18988 | 979.88 | 0.015113 | 985.7818 | 0.062605 | 724.6435 | 0.001849 | 985.7818 | 0.025069 | 979.88 | 0.002786 | 985.7818 | 0.023798 | 979.88 | 0.0049478 | 985.7818 | 0.033961 | 724.595 | 0.00013294 | 985.7818 | 0.10244 | 724.595 | 0.00016856 | 985.7818 | 0.01 | 985.3764 | 0.13134 | 1067.9059 | 0.06608 | 985.3764 | 0.042414 | 1068.4603 | 0 | 1067.9059 | 0.068982 | 985.3764 | 0.035116 | 985.7818 | 0.019409
|  |  |  | 986.0251 | 0.013616 | 985.6191 | -0.01787 | 724.7716 | 0.0097437 | 986.0251 | -0.03615 | 985.6191 | -0.19926 | 985.6191 | #REF! | 724.716 | 0.00018292 | 986.0252 | 0 | 980.12 | -0.0064771 | 986.0252 | 0 | 724.7716 | 0.0050178 | 986.0252 | 0 | 980.12 | 0.0037179 | 986.0251 | 0 | 980.12 | 0.0057129 | 986.0252 | 0 | 724.716 | 0.00014236 | 986.0252 | 0 | 724.716 | 0.00012847 | 986.0252 | 0 | 985.6191 | -0.11892 | 1068.0744 | 0.072525 | 985.6191 | -0.062905 | 1068.6307 | 0 | 1068.0744 | 0.068425 | 985.6191 | -0.036649 | 986.0251 | -0.0029361
|  |  |  | 986.2686 | 0.025083 | 985.8618 | -0.012459 | 724.8996 | 0 | 986.2686 | 0.0054284 | 985.8618 | 0.14533 | 985.8618 | #REF! | 724.8371 | 0.00016224 | 986.2686 | 0.10949 | 980.37 | -0.024709 | 986.2686 | 0.052469 | 724.8996 | 0.0081705 | 986.2686 | 0.028844 | 980.37 | 0.0053486 | 986.2686 | 0.015309 | 980.37 | 0.0055599 | 986.2686 | 0.018576 | 724.8371 | 0.00014583 | 986.2686 | 0.071075 | 724.8371 | 0.00011511 | 986.2686 | 0.0063442 | 985.8618 | 0.068011 | 1068.2429 | 0.063993 | 985.8618 | 0.034471 | 1068.8011 | 0 | 1068.2429 | 0.069911 | 985.8618 | -6.8829e-05 | 986.2686 | 0.016367
|  |  |  | 986.512 | -0.0087925 | 986.1045 | -0.042459 | 725.0277 | 0.015093 | 986.512 | -0.0073809 | 986.1045 | -0.34135 | 986.1045 | #REF! | 724.9581 | 0.00016914 | 986.512 | 0 | 980.61 | 0.0031186 | 986.512 | 0 | 725.0277 | 0.0096803 | 986.512 | 0 | 980.61 | 0.0018541 | 986.512 | 0 | 980.61 | 0.0064783 | 986.512 | 0 | 724.9581 | 0.00014698 | 986.512 | 0 | 724.9581 | 9.1815e-05 | 986.512 | 0 | 986.1045 | -0.14804 | 1068.4114 | 0.072298 | 986.1045 | 0.014854 | 1068.9715 | 0.00010725 | 1068.4114 | 0.06861 | 986.1045 | -0.011109 | 986.512 | -0.00033844
|  |  |  | 986.7554 | 0.018766 | 986.3472 | -0.0017135 | 725.1558 | 0 | 986.7554 | 0.0049378 | 986.3472 | 0.05536 | 986.3472 | #REF! | 725.0792 | 0.0001492 | 986.7554 | 0.1934 | 980.85 | 0.02375 | 986.7554 | 0.065844 | 725.1558 | 0.0075045 | 986.7554 | 0.019362 | 980.85 | 0.0024366 | 986.7554 | 0.0013387 | 980.85 | -0.0028565 | 986.7554 | 0.012582 | 725.0792 | 0.00012997 | 986.7554 | 0.12836 | 725.0792 | 0.0001235 | 986.7554 | 0.0097814 | 986.3472 | 0.01787 | 1068.5799 | 0.06313 | 986.3472 | 0.0509 | 1069.1419 | 0 | 1068.5799 | 0.070283 | 986.3472 | 0.02107 | 986.7554 | 0.012493
|  |  |  | 986.9988 | -0.0042182 | 986.5899 | -0.026595 | 725.2839 | 0.0081166 | 986.9988 | -0.024525 | 986.5899 | -0.31643 | 986.5899 | #REF! | 725.2002 | 0.00015051 | 986.9988 | 0 | 981.09 | -0.0098357 | 986.9988 | 0 | 725.2839 | 0.0060391 | 986.9988 | 0 | 981.09 | -0.0011746 | 986.9988 | 0 | 981.09 | -0.0025504 | 986.9988 | 0 | 725.2002 | 0.00011808 | 986.9988 | 0 | 725.2002 | 0.00012179 | 986.9988 | 0 | 986.5899 | -0.11688 | 1068.7484 | 0.072162 | 986.5899 | -0.15556 | 1069.3123 | 0 | 1068.7484 | 0.068564 | 986.5899 | -0.022857 | 986.9988 | -0.0022191
|  |  |  | 987.2422 | 0.014205 | 986.8326 | 0.00091554 | 725.412 | 0 | 987.2422 | 0.013502 | 986.8326 | 0.20079 | 986.8326 | #REF! | 725.3213 | 0.00014231 | 987.2422 | 0.10002 | 981.33 | 0.014154 | 987.2422 | 0.06326 | 725.412 | 0.0012187 | 987.2422 | 0.024221 | 981.33 | -0.0072322 | 987.2422 | 0.010064 | 981.33 | -0.0007141 | 987.2422 | 0.035982 | 725.3213 | 0.00014153 | 987.2422 | 0.105 | 725.3213 | 0.00011682 | 987.2422 | 0.0053769 | 986.8326 | 0.087966 | 1068.9169 | 0.06245 | 986.8326 | -0.013256 | 1069.4827 | 0 | 1068.9169 | 0.070468 | 986.8326 | 0.0067679 | 987.2422 | 0.020522
|  |  |  | 987.4856 | -0.014964 | 987.0753 | -0.024731 | 725.5401 | 0.0092761 | 987.4856 | -0.037966 | 987.0753 | -0.42028 | 987.0753 | #REF! | 725.4424 | 0.00015125 | 987.4856 | 0 | 981.58 | -0.025189 | 987.4856 | 0 | 725.5401 | 0.0066608 | 987.4856 | 0 | 981.58 | 0.0023201 | 987.4856 | 0 | 981.58 | 0.0083142 | 987.4856 | 0 | 725.4424 | 0.00016498 | 987.4856 | 0 | 725.4424 | 0.00011837 | 987.4856 | 0 | 987.0753 | -0.0786 | 1069.0854 | 0.072298 | 987.0753 | -0.027358 | 1069.6532 | 0 | 1069.0854 | 0.068332 | 987.0753 | -0.020623 | 987.4856 | 0.00019113
|  |  |  | 987.729 | 0.026154 | 987.318 | 0.022502 | 725.6682 | 0 | 987.729 | 0.011704 | 987.318 | -0.06503 | 987.318 | #REF! | 725.5634 | 0.00014566 | 987.729 | 0.1944 | 981.82 | 0.016553 | 987.729 | 0.10519 | 725.6682 | 0.0099023 | 987.729 | 0.065578 | 981.82 | -0.002456 | 987.729 | 0.02683 | 981.82 | -0.0020913 | 987.729 | 0.056328 | 725.5634 | 0.00017489 | 987.729 | 0.16488 | 725.5634 | 0.00012179 | 987.729 | 0.010031 | 987.318 | 0.046427 | 1069.2539 | 0.06254 | 987.318 | 0.025493 | 1069.8236 | 0 | 1069.2539 | 0.070283 | 987.318 | 0.035116 | 987.729 | 0.016204
|  |  |  | 987.9725 | -0.0040999 | 987.5607 | -0.027249 | 725.7964 | 0.0099348 | 987.9725 | -0.026032 | 987.5607 | -0.1731 | 987.5607 | #REF! | 725.6845 | 0.0001492 | 987.9725 | 0 | 982.06 | -0.012714 | 987.9725 | 0 | 725.7964 | 0.0093251 | 987.9725 | 0 | 982.06 | -0.0054848 | 987.9725 | 0 | 982.06 | -0.0030095 | 987.9725 | 0 | 725.6845 | 0.0001564 | 987.9725 | 0 | 725.6845 | 0.00011682 | 987.9725 | 0 | 987.5607 | -0.068622 | 1069.4224 | 0.069348 | 987.5607 | 0.029967 | 1069.994 | 0.00010725 | 1069.4224 | 0.067403 | 987.5607 | -0.14774 | 987.9725 | -0.0032022
|  |  |  | 988.2159 | 0.013334 | 987.8035 | -0.014167 | 725.9245 | 0 | 988.2159 | -0.010567 | 987.8035 | -0.026481 | 987.8035 | #REF! | 725.8056 | 0.00014622 | 988.2159 | 0.20909 | 982.3 | -0.004558 | 988.2159 | 0.02142 | 725.9245 | 0 | 988.2159 | 0.012722 | 982.3 | 0.002786 | 988.2159 | 0.005875 | 982.3 | 0.0028055 | 988.2159 | 0.01864 | 725.8056 | 0.00013757 | 988.2159 | 0.093609 | 725.8056 | 0.00011682 | 988.2159 | 0.0070601 | 987.8035 | 0.072694 | 1069.5909 | 0.063811 | 987.8035 | 0.0036975 | 1070.1644 | 0 | 1069.5909 | 0.069539 | 987.8035 | 0.14327 | 988.2159 | 0.019122
|  |  |  | 988.4594 | -1.1244e-05 | 988.0462 | -0.03386 | 726.0527 | 0 | 988.4594 | -0.020422 | 988.0462 | -0.28437 | 988.0462 | #REF! | 725.9266 | 0.00019391 | 988.4594 | 0 | 982.55 | 0.011275 | 988.4594 | 0 | 726.0527 | 0.0045293 | 988.4594 | 0 | 982.55 | -0.0031549 | 988.4594 | 0 | 982.55 | 0.0032646 | 988.4594 | 0 | 725.9266 | 0.00013228 | 988.4594 | 0 | 725.9266 | 0.00010843 | 988.4593 | 0 | 988.0462 | -0.10202 | 1069.7594 | 0.070392 | 988.0462 | 0.0029293 | 1070.3348 | 0 | 1069.7594 | 0.066474 | 988.0462 | -0.0050081 | 988.4594 | -0.00030304
|  |  |  | 988.7028 | 0.006788 | 988.2889 | -0.025588 | 726.1809 | 0 | 988.7028 | 0.013369 | 988.2889 | -0.17813 | 988.2889 | #REF! | 726.0477 | 0.00019223 | 988.7028 | 0.083514 | 982.79 | -0.0026388 | 988.7028 | 0.03621 | 726.1809 | 0.0087922 | 988.7028 | 0.0022756 | 982.79 | -0.00082513 | 988.7028 | 0 | 982.79 | 0.011375 | 988.7028 | 0.023954 | 726.0477 | 0.00013377 | 988.7028 | 0.036673 | 726.0477 | 0.00012179 | 988.7028 | 0.005602 | 988.2889 | 0.017543 | 1069.9279 | 0.062313 | 988.2889 | 0.046655 | 1070.5053 | 0 | 1069.9279 | 0.069168 | 988.2889 | 0.049099 | 988.7028 | 0.020115
|  |  |  | 988.9463 | 0.0011496 | 988.5317 | -0.033501 | 726.3091 | 0.017195 | 988.9463 | -0.016417 | 988.5317 | -0.4758 | 988.5317 | #REF! | 726.1688 | 0.00019763 | 988.9463 | 0 | 983.03 | -0.011275 | 988.9463 | 0 | 726.3091 | 0.0016175 | 988.9463 | 0 | 983.03 | -0.0012911 | 988.9463 | 0 | 983.03 | -0.0011732 | 988.9463 | 0 | 726.1688 | 0.00014219 | 988.9463 | 0 | 726.1688 | 0.00013687 | 988.9463 | 0 | 988.5317 | -0.11668 | 1070.0964 | 0.069121 | 988.5317 | -0.057862 | 1070.6757 | 0 | 1070.0964 | 0.065916 | 988.5317 | -0.042969 | 988.9463 | -0.0042467
|  |  |  | 989.1898 | 0.019501 | 988.7744 | -0.023825 | 726.4373 | 0 | 989.1898 | 0.0012881 | 988.7744 | -0.010586 | 988.7744 | #REF! | 726.2898 | 0.00015218 | 989.1897 | 0.078136 | 983.27 | 0.0031186 | 989.1897 | 0.0032846 | 726.4373 | 0.0062611 | 989.1897 | 0 | 983.27 | 0.0061643 | 989.1898 | 0.009436 | 983.27 | -0.0022444 | 989.1897 | 0.013784 | 726.2898 | 0.00013113 | 989.1897 | 0.071304 | 726.2898 | 0.00015177 | 989.1898 | 0.0081405 | 988.7744 | 0.031766 | 1070.2649 | 0.061497 | 988.7744 | -0.0033285 | 1070.8461 | 7.1499e-05 | 1070.2649 | 0.06875 | 988.7744 | 0.033201 | 989.1898 | 0.016843
|  |  |  | 989.4332 | 0.0030049 | 989.0172 | -0.023142 | 726.5655 | 0.011941 | 989.4332 | -0.025593 | 989.0172 | -0.37275 | 989.0172 | #REF! | 726.4109 | 0.00015312 | 989.4332 | 0 | 983.52 | -0.029026 | 989.4332 | 0 | 726.5655 | 0.0127 | 989.4332 | 0 | 983.52 | 0.0026695 | 989.4332 | 0 | 983.52 | 0.0018873 | 989.4332 | 0 | 726.4109 | 0.00013608 | 989.4332 | 0 | 726.4109 | 0.00016513 | 989.4332 | 0 | 989.0172 | -0.043576 | 1070.4334 | 0.071254 | 989.0172 | 0.002336 | 1071.0166 | 0 | 1070.4334 | 0.065544 | 989.0172 | -0.045523 | 989.4332 | 0.00039465
|  |  |  | 989.6767 | 0.015913 | 989.2599 | 0.00022768 | 726.6937 | 0 | 989.6767 | -0.01233 | 989.2599 | 0.11151 | 989.2599 | #REF! | 726.532 | 0.00014175 | 989.6767 | 0.11212 | 983.76 | -0.0016793 | 989.6767 | 0.084469 | 726.6937 | 0.0026054 | 989.6767 | 0.026101 | 983.76 | 0.0045333 | 989.6767 | 0.011726 | 983.76 | 0.010457 | 989.6767 | 0.020651 | 726.532 | 0.00014417 | 989.6767 | 0.12861 | 726.532 | 0.00018346 | 989.6767 | 0.009984 | 989.2599 | 0.10751 | 1070.6019 | 0.06894 | 989.2599 | 0.04588 | 1071.187 | 0 | 1070.6019 | 0.068657 | 989.2599 | 0.033201 | 989.6767 | 0.015819
|  |  |  | 989.9202 | -0.0028255 | 989.5027 | -0.025619 | 726.8219 | 0.016908 | 989.9202 | -0.02723 | 989.5027 | -0.48308 | 989.5027 | #REF! | 726.653 | 0.00016168 | 989.9202 | 0 | 984 | 0.016073 | 989.9202 | 0 | 726.8219 | 0.0040121 | 989.9202 | 0 | 984 | -0.0016406 | 989.9202 | 0 | 984 | -0.0043867 | 989.9202 | 0 | 726.653 | 0.00015656 | 989.9202 | 0 | 726.653 | 0.00015519 | 989.9202 | 0 | 989.5027 | -0.10385 | 1070.7704 | 0.072525 | 989.5027 | -0.03398 | 1071.3574 | 0 | 1070.7704 | 0.065637 | 989.5027 | -0.02854 | 989.9202 | 0.0025249
|  |  |  | 990.1636 | 0.014291 | 989.7455 | 0.010938 | 726.9502 | 0 | 990.1636 | -0.018425 | 989.7455 | 0.039435 | 989.7455 | #REF! | 726.7741 | 0.00014306 | 990.1637 | 0.22392 | 984.24 | 0.010315 | 990.1637 | 0.067255 | 726.9502 | 0.0012187 | 990.1637 | 0.046185 | 984.24 | 0.0059312 | 990.1636 | 0.018641 | 984.24 | 0.00035706 | 990.1637 | 0.0263 | 726.7741 | 0.00014467 | 990.1637 | 0.094481 | 726.7741 | 0.00014337 | 990.1636 | 0.010708 | 989.7455 | 0.011992 | 1070.9389 | 0.061043 | 989.7455 | 0.064232 | 1071.5278 | 0 | 1070.9389 | 0.068796 | 989.7455 | 0.0068955 | 990.1636 | 0.020124
|  |  |  | 990.4072 | -0.0046186 | 989.9882 | -0.046335 | 727.0784 | 0.0097437 | 990.4072 | -0.015196 | 989.9882 | -0.52947 | 989.9882 | #REF! | 726.8952 | 0.00017007 | 990.4072 | 0 | 984.48 | -0.017512 | 990.4072 | 0 | 727.0784 | 0.0060391 | 990.4072 | 0 | 984.48 | 0.00057274 | 990.4072 | 0 | 984.48 | -0.0033155 | 990.4072 | 0 | 726.8952 | 0.00013988 | 990.4072 | 0 | 726.8952 | 8.3421e-05 | 990.4072 | 0 | 989.9882 | -0.12951 | 1071.1074 | 0.070165 | 989.9882 | -0.063709 | 1071.6983 | 0 | 1071.1074 | 0.066288 | 989.9882 | -0.051844 | 990.4072 | -0.0061891
|  |  |  | 990.6506 | 0.019982 | 990.231 | -0.0026217 | 727.2067 | 0 | 990.6506 | -0.0035995 | 990.231 | 0.08805 | 990.231 | #REF! | 727.0163 | 0.00015218 | 990.6507 | 0.14357 | 984.73 | -0.024228 | 990.6507 | 0.035904 | 727.2067 | 0.011057 | 990.6507 | 0.00097579 | 984.73 | 0.0093092 | 990.6506 | 0.0018671 | 984.73 | -0.0042337 | 990.6507 | 0.032165 | 727.0163 | 0.00015887 | 990.6507 | 0.1023 | 727.0163 | 0.00010672 | 990.6506 | 0.0062955 | 990.231 | 0.085727 | 1071.2759 | 0.060725 | 990.231 | 0.080144 | 1071.8687 | 0 | 1071.2759 | 0.069586 | 990.231 | 0.046864 | 990.6506 | 0.017287
|  |  |  | 990.8942 | -0.0074548 | 990.4738 | -0.051866 | 727.335 | 0.016048 | 990.8942 | -0.02656 | 990.4738 | -0.29208 | 990.4738 | #REF! | 727.1373 | 0.00017472 | 990.8942 | 0 | 984.97 | 0.0011995 | 990.8942 | 0 | 727.335 | 0.0026258 | 990.8942 | 0 | 984.97 | -0.0083969 | 990.8942 | 0 | 984.97 | -0.0046928 | 990.8942 | 0 | 727.1373 | 0.00016911 | 990.8942 | 0 | 727.1373 | 6.0125e-05 | 990.8942 | 0 | 990.4738 | -0.11708 | 1071.4444 | 0.071027 | 990.4738 | -0.045213 | 1072.0391 | 0 | 1071.4444 | 0.067542 | 990.4738 | -0.02522 | 990.8942 | -0.0073838
|  |  |  | 991.1377 | 0.00010531 | 990.7166 | 0.02153 | 727.4633 | 0 | 991.1377 | 0.0093881 | 990.7166 | 0.20754 | 990.7166 | #REF! | 727.2584 | 0.0001669 | 991.1377 | 0.29797 | 985.21 | 0.048699 | 991.1377 | 0.08625 | 727.4633 | 0.0056394 | 991.1377 | 0.021199 | 985.21 | 0.0032519 | 991.1377 | 0.02166 | 985.21 | -0.0010202 | 991.1377 | 0.020389 | 727.2584 | 0.00016069 | 991.1377 | 0.078403 | 727.2584 | 8.6676e-05 | 991.1377 | 0.0065544 | 990.7166 | 0.071473 | 1071.6129 | 0.067033 | 990.7166 | 0.03091 | 1072.2096 | 7.1499e-05 | 1071.6129 | 0.070376 | 990.7166 | 0.022538 | 991.1377 | 0.023139
|  |  |  | 991.3812 | -0.0059057 | 990.9594 | -0.019707 | 727.5916 | 0.014616 | 991.3812 | -0.021381 | 990.9594 | -0.38237 | 990.9594 | #REF! | 727.3795 | 0.00015013 | 991.3812 | 0 | 985.45 | -0.026628 | 991.3812 | 0 | 727.5916 | 0.0027518 | 991.3812 | 0 | 985.45 | -0.0054848 | 991.3812 | 0 | 985.45 | -0.007141 | 991.3812 | 0 | 727.3795 | 0.00014384 | 991.3812 | 0 | 727.3795 | 0.00013018 | 991.3812 | 0 | 990.9594 | -0.11505 | 1071.7814 | 0.072389 | 990.9594 | -0.03251 | 1072.38 | 0 | 1071.7814 | 0.068564 | 990.9594 | -0.054015 | 991.3812 | -0.0060201
|  |  |  | 991.6248 | 0.028091 | 991.2022 | 8.8637e-05 | 727.7199 | 0 | 991.6248 | 0.007903 | 991.2022 | 0.23399 | 991.2022 | #REF! | 727.5006 | 0.00012573 | 991.6247 | 0.20413 | 985.7 | -0.019431 | 991.6247 | 0.026519 | 727.7199 | 0.0087922 | 991.6247 | 0.01414 | 985.7 | 0.0011552 | 991.6248 | 0.0085484 | 985.7 | -0.0017853 | 991.6247 | 0.0095563 | 727.5006 | 0.00013344 | 991.6247 | 0.10516 | 727.5006 | 0.00017352 | 991.6248 | 0.0023717 | 991.2022 | 0.10894 | 1071.9499 | 0.06431 | 991.2022 | 0.030011 | 1072.5504 | 0 | 1071.9499 | 0.070468 | 991.2022 | 0.013536 | 991.6248 | 0.023698
|  |  |  | 991.8683 | -0.0027362 | 991.445 | -0.055651 | 727.8483 | 0.017195 | 991.8683 | -0.04264 | 991.445 | -0.34246 | 991.445 | #REF! | 727.6216 | 0.00011195 | 991.8683 | 0 | 985.94 | -0.031905 | 991.8683 | 0 | 727.8483 | 0.0071492 | 991.8683 | 0 | 985.94 | -0.0033879 | 991.8683 | 0 | 985.94 | -0.0028565 | 991.8683 | 0 | 727.6216 | 0.00014384 | 991.8683 | 0.0038086 | 727.6216 | 0.00016684 | 991.8683 | 0 | 991.445 | -0.10365 | 1072.1184 | 0.071844 | 991.445 | -0.0059262 | 1072.7209 | 0 | 1072.1184 | 0.06875 | 991.445 | -0.017303 | 991.8683 | -0.0020288
|  |  |  | 992.1118 | 0.022138 | 991.6878 | -0.016024 | 727.9766 | 0 | 992.1118 | 0.02512 | 991.6878 | -0.026398 | 991.6878 | #REF! | 727.7427 | 0.00012108 | 992.1118 | 0.098169 | 986.18 | 0.026148 | 992.1118 | 0.10995 | 727.9766 | 0.0051066 | 992.1118 | 0.033246 | 986.18 | 0.0024366 | 992.1118 | 0.010096 | 986.18 | -0.0019383 | 992.1118 | 0.0069971 | 727.7427 | 0.00012964 | 992.1118 | 0.089726 | 727.7427 | 0.00012847 | 992.1118 | 0.0066212 | 991.6878 | 0.1238 | 1072.2869 | 0.066716 | 991.6878 | 0.077555 | 1072.8913 | 7.1499e-05 | 1072.2869 | 0.069818 | 991.6878 | 0.0086833 | 992.1118 | 0.024348
|  |  |  | 992.3553 | -0.0056558 | 991.9306 | -0.025013 | 728.1049 | 0.016526 | 992.3553 | -0.0079267 | 991.9306 | -0.43967 | 991.9306 | #REF! | 727.8638 | 0.00014045 | 992.3553 | 0 | 986.42 | 0.0064771 | 992.3553 | 0 | 728.1049 | 0.0019956 | 992.3553 | 0 | 986.42 | 0.0017376 | 992.3553 | 0 | 986.42 | -0.0091305 | 992.3553 | 0 | 727.8638 | 0.00013724 | 992.3553 | 0 | 727.8638 | 0.00016342 | 992.3554 | 0 | 991.9306 | -0.14763 | 1072.4554 | 0.072207 | 991.9306 | -0.11425 | 1073.0618 | 0.00010725 | 1072.4554 | 0.068285 | 991.9306 | -0.018133 | 992.3553 | -0.00094894
|  |  |  | 992.5989 | 0.014521 | 992.1734 | -0.00688 | 728.2333 | 0 | 992.5989 | 0.0098706 | 992.1734 | 0.31099 | 992.1734 | #REF! | 727.9849 | 0.00013542 | 992.5989 | 0.13915 | 986.67 | 0.0079165 | 992.5989 | 0.11497 | 728.2333 | 0.011812 | 992.5989 | 0.030666 | 986.67 | -9.7074e-06 | 992.5989 | 0.010604 | 986.67 | -0.00010202 | 992.5989 | 0.022312 | 727.9849 | 0.00012535 | 992.5989 | 0.085962 | 727.9849 | 0.00017181 | 992.5989 | 0.0095903 | 992.1734 | 0.049481 | 1072.6238 | 0.069167 | 992.1734 | 0.14864 | 1073.2322 | 0 | 1072.6238 | 0.06875 | 992.1734 | 0.03352 | 992.5989 | 0.021121
|  |  |  | 992.8425 | -0.022534 | 992.4162 | -0.011368 | 728.3617 | 0.0091104 | 992.8425 | -0.01689 | 992.4162 | -0.29352 | 992.4162 | #REF! | 728.106 | 0.00016653 | 992.8425 | 0 | 986.91 | -0.032385 | 992.8425 | 0 | 728.3617 | 0.0035081 | 992.8425 | 0 | 986.91 | -0.010726 | 992.8425 | 0 | 986.91 | -0.0033155 | 992.8425 | 0 | 728.106 | 0.00015144 | 992.8425 | 0 | 728.106 | 0.00018175 | 992.8425 | 0 | 992.4162 | -0.076156 | 1072.7923 | 0.071753 | 992.4162 | 0.018184 | 1073.4027 | 0.00010725 | 1072.7923 | 0.067542 | 992.4162 | -0.04546 | 992.8425 | -0.0039957
|  |  |  | 993.086 | 0.0017969 | 992.659 | -0.0013687 | 728.4901 | 0 | 993.086 | -0.0059234 | 992.659 | 0.090382 | 992.659 | #REF! | 728.227 | 0.00017305 | 993.086 | 0.13984 | 987.15 | -0.019431 | 993.086 | 0.064936 | 728.4901 | 0 | 993.086 | 0.01423 | 987.15 | 0.002553 | 993.086 | 0.017715 | 987.15 | -0.0022444 | 993.086 | 0.053202 | 728.227 | 0.00013839 | 993.086 | 0.087545 | 728.227 | 0.00013687 | 993.086 | 0.0082933 | 992.659 | 0.068826 | 1072.9608 | 0.061996 | 992.659 | 0.035999 | 1073.5731 | 0 | 1072.9608 | 0.069028 | 992.659 | 0.03352 | 993.086 | 0.025149
|  |  |  | 993.3296 | -0.0072318 | 992.9019 | -0.0048768 | 728.6185 | 0.0053006 | 993.3296 | -0.0095155 | 992.9019 | -0.25746 | 992.9019 | #REF! | 728.3481 | 0.00018869 | 993.3296 | 0 | 987.39 | -0.039103 | 993.3296 | 0 | 728.6185 | 0.0037601 | 993.3296 | 0 | 987.39 | 0.0016211 | 993.3296 | 0 | 987.39 | -0.01112 | 993.3296 | 0 | 728.3481 | 0.00014384 | 993.3296 | 0 | 728.3481 | 0.00015006 | 993.3296 | 0 | 992.9019 | -0.086948 | 1073.1293 | 0.069983 | 992.9019 | -0.091211 | 1073.7435 | 0 | 1073.1293 | 0.068471 | 992.9019 | -0.030966 | 993.3296 | 0.0014431
|  |  |  | 993.5732 | 0.0032753 | 993.1447 | -0.01392 | 728.7469 | 0 | 993.5732 | 0.023362 | 993.1447 | 0.012905 | 993.1447 | #REF! | 728.4692 | 0.0001574 | 993.5732 | 0.062356 | 987.63 | 0.004558 | 993.5732 | 0.023906 | 728.7469 | 0.0028575 | 993.5732 | 0.014592 | 987.63 | 0.0043004 | 993.5732 | 0.0018655 | 987.63 | 0.0040296 | 993.5732 | 0.016599 | 728.4692 | 0.00011693 | 993.5732 | 0.10596 | 728.4692 | 0.00015006 | 993.5732 | 0.0077263 | 993.1447 | 0.079007 | 1073.2978 | 0.06313 | 993.1447 | 0.023686 | 1073.914 | 7.1499e-05 | 1073.2978 | 0.070097 | 993.1447 | 0.060017 | 993.5732 | 0.019654
|  |  |  | 993.8168 | -0.016805 | 993.3875 | -0.049896 | 728.8753 | 0.011941 | 993.8168 | -0.032259 | 993.3875 | -0.40064 | 993.3875 | #REF! | 728.5903 | 0.00016001 | 993.8168 | 0 | 987.88 | -0.018952 | 993.8168 | 0 | 728.8753 | 0.0056394 | 993.8168 | 0 | 987.88 | 0.0073291 | 993.8168 | 0 | 987.88 | 0.0014282 | 993.8168 | 0 | 728.5903 | 0.00012997 | 993.8168 | 0 | 728.5903 | 0.00015519 | 993.8168 | 0 | 993.3875 | -0.18449 | 1073.4663 | 0.069257 | 993.3875 | 0.0041382 | 1074.0845 | 0 | 1073.4663 | 0.068517 | 993.3875 | -0.030966 | 993.8168 | -1.1799e-06
|  |  |  | 994.0604 | 0.0074006 | 993.6304 | 0.013242 | 729.0037 | 0 | 994.0604 | 0.015826 | 993.6304 | 0.044478 | 993.6304 | #REF! | 728.7114 | 0.00012629 | 994.0603 | 0.20578 | 988.12 | 0.00071969 | 994.0603 | 0.055655 | 729.0037 | 0.0061279 | 994.0603 | 0.015317 | 988.12 | -0.0040868 | 994.0604 | 0.013195 | 988.12 | 0.010304 | 994.0603 | 0.028402 | 728.7114 | 0.00013542 | 994.0603 | 0.12812 | 728.7114 | 0.00016342 | 994.0604 | 0.0058873 | 993.6304 | 0.092853 | 1073.6348 | 0.062767 | 993.6304 | 0.063229 | 1074.2549 | 0 | 1073.6348 | 0.070329 | 993.6304 | 0.0080448 | 994.0604 | 0.021585
|  |  |  | 994.304 | -0.0080868 | 993.8732 | -0.033848 | 729.1322 | 0.018532 | 994.304 | 0.015133 | 993.8732 | -0.5127 | 993.8732 | #REF! | 728.8325 | 0.00013486 | 994.3039 | 0 | 988.36 | 0.016073 | 994.3039 | 0 | 729.1322 | 0.0048846 | 994.3039 | 0 | 988.36 | 0.0045333 | 994.304 | 0 | 988.36 | -0.0027035 | 994.3039 | 0 | 728.8325 | 0.00014384 | 994.3039 | 0 | 728.8325 | 0.00013841 | 994.304 | 0 | 993.8732 | -0.18367 | 1073.8033 | 0.070846 | 993.8732 | 0.010712 | 1074.4253 | 0.00010725 | 1073.8033 | 0.068146 | 993.8732 | 0.0059419 | 994.304 | 0
|  |  |  | 994.5475 | 0.0099011 | 994.1161 | -0.0055143 | 729.2607 | 0 | 994.5475 | 0.00074204 | 994.1161 | 0.011334 | 994.1161 | #REF! | 728.9535 | 0.00013542 | 994.5475 | 0.16541 | 988.6 | 0.0050378 | 994.5475 | 0.04925 | 729.2607 | 0.0085258 | 994.5475 | 0.0052884 | 988.6 | 0.0015046 | 994.5475 | 0.00904 | 988.6 | 0.0099978 | 994.5475 | 0.023643 | 728.9535 | 0.00014302 | 994.5475 | 0.074282 | 728.9535 | 0.00016513 | 994.5476 | 0.0051381 | 994.1161 | 0.04439 | 1073.9717 | 0.062858 | 994.1161 | -0.024835 | 1074.5958 | 0 | 1073.9717 | 0.070143 | 994.1161 | 0.050695 | 994.5475 | 0
|  |  |  | 994.7911 | -0.00019362 | 994.3589 | -0.017271 | 729.3891 | 0.018055 | 994.7911 | -0.018178 | 994.3589 | -0.26971 | 994.3589 | #REF! | 729.0746 | 0.00016355 | 994.7912 | 0 | 988.85 | -0.028548 | 994.7912 | 0 | 729.3891 | 0.00048314 | 994.7912 | 0 | 988.85 | -0.0035044 | 994.7911 | 0 | 988.85 | 0.011222 | 994.7912 | 0 | 729.0746 | 0.00015177 | 994.7912 | 0 | 729.0746 | 0.00014012 | 994.7911 | 0 | 994.359 | -0.13847 | 1074.1402 | 0.069757 | 994.3589 | -0.041056 | 1074.7663 | 0 | 1074.1402 | 0.067681 | 994.359 | -0.16996 | 994.7911 | 0
|  |  |  | 995.0348 | 0.0028198 | 994.6018 | -0.0042972 | 729.5176 | 0 | 995.0348 | 0.016991 | 994.6018 | -0.035267 | 994.6018 | #REF! | 729.1957 | 0.00017081 | 995.0348 | 0.091053 | 989.09 | 0.039583 | 995.0348 | 0.091591 | 729.5176 | 0.0076377 | 995.0348 | 0.01164 | 989.09 | 0.0015046 | 995.0348 | 0.018733 | 989.09 | 0.0040296 | 995.0348 | 0.063214 | 729.1957 | 0.00014616 | 995.0348 | 0.051633 | 729.1957 | 0.0001235 | 995.0348 | 0.0057519 | 994.6018 | 0.070658 | 1074.3087 | 0.062223 | 994.6018 | 0.039289 | 1074.9367 | 0 | 1074.3087 | 0.070004 | 994.6018 | 0.17552 | 995.0348 | 0
|  |  |  | 995.2784 | -0.013991 | 994.8447 | -0.0070282 | 729.6461 | 0.0081166 | 995.2784 | -0.032083 | 994.8447 | -0.36621 | 994.8447 | #REF! | 729.3168 | 0.00015181 | 995.2784 | 0 | 989.33 | -0.016553 | 995.2784 | 0 | 729.6461 | 0.0056394 | 995.2784 | 0 | 989.33 | -0.0057175 | 995.2784 | 0 | 989.33 | -0.0037746 | 995.2784 | 0 | 729.3168 | 0.00015078 | 995.2784 | 0 | 729.3168 | 9.0102e-05 | 995.2784 | 0 | 994.8447 | -0.10446 | 1074.4772 | 0.070937 | 994.8447 | -0.026457 | 1075.1072 | 0.00010725 | 1074.4772 | 0.067542 | 994.8447 | -0.036457 | 995.2784 | 0
|  |  |  | 995.522 | 0.0013411 | 995.0876 | 0.0047212 | 729.7746 | 0 | 995.522 | 0.011259 | 995.0876 | 0.17742 | 995.0876 | #REF! | 729.4379 | 0.00015274 | 995.522 | 0.14706 | 989.57 | 0.0088761 | 995.522 | 0.079855 | 729.7746 | 0 | 995.522 | 0.050725 | 989.57 | 0.0093092 | 995.522 | 0.0146 | 989.57 | 0.012446 | 995.522 | 0.019341 | 729.4379 | 0.00013641 | 995.522 | 0.13035 | 729.4379 | 9.6782e-05 | 995.522 | 0.0086712 | 995.0875 | 0.069844 | 1074.6457 | 0.064401 | 995.0876 | -0.039146 | 1075.2776 | 0 | 1074.6457 | 0.070097 | 995.0875 | 0.061102 | 995.522 | 0
|  |  |  | 995.7656 | -0.016016 | 995.3304 | -0.023837 | 729.9031 | 0.013947 | 995.7656 | -0.0031503 | 995.3304 | -0.35029 | 995.3304 | #REF! | 729.559 | 0.00015088 | 995.7657 | 0 | 989.82 | 0.0040782 | 995.7657 | 0 | 729.9031 | 0.010302 | 995.7657 | 0 | 989.82 | 0.0023201 | 995.7656 | 0 | 989.82 | 0.00081613 | 995.7657 | 0 | 729.559 | 0.00015078 | 995.7657 | 0 | 729.559 | 0.00011014 | 995.7656 | 0 | 995.3304 | -0.13623 | 1074.8142 | 0.072162 | 995.3304 | -0.027135 | 1075.4481 | 0.00032174 | 1074.8142 | 0.068006 | 995.3304 | -0.038372 | 995.7656 | 0
|  |  |  | 996.0093 | 0.0054611 | 995.5733 | -0.010011 | 730.0317 | 0 | 996.0093 | 0.0085995 | 995.5733 | -0.082091 | 995.5733 | #REF! | 729.6801 | 0.00014175 | 996.0093 | 0.073449 | 990.06 | 0.02375 | 996.0093 | 0.074548 | 730.0317 | 0.011412 | 996.0093 | 0.014423 | 990.06 | 0.0040674 | 996.0093 | 0.011045 | 990.06 | 0.012599 | 996.0093 | 0.037641 | 729.6801 | 0.00013839 | 996.0093 | 0.15448 | 729.6801 | 9.6782e-05 | 996.0093 | 0.0098129 | 995.5733 | 0.056812 | 1074.9826 | 0.06894 | 995.5733 | 0.0033478 | 1075.6185 | 0 | 1074.9826 | 0.070422 | 995.5733 | 0.035116 | 996.0093 | 0
|  |  |  | 996.2529 | -0.0053639 | 995.8162 | -0.01059 | 730.1602 | 0.013087 | 996.2529 | -0.028974 | 995.8162 | -0.42567 | 995.8162 | #REF! | 729.8012 | 0.00013952 | 996.2529 | 0 | 990.3 | -0.028548 | 996.2529 | 0 | 730.1602 | 0.0089254 | 996.2529 | 0 | 990.3 | -0.0050185 | 996.2529 | 0 | 990.3 | -0.0013262 | 996.2529 | 0 | 729.8012 | 0.00015871 | 996.2529 | 0 | 729.8012 | 0.00010004 | 996.2529 | 0 | 995.8162 | -0.13093 | 1075.1511 | 0.07189 | 995.8162 | -0.050299 | 1075.789 | 0.00010725 | 1075.1511 | 0.068517 | 995.8162 | -0.039394 | 996.2529 | 0
|  |  |  | 996.4966 | 0.0038101 | 996.0591 | -0.004146 | 730.2887 | 0 | 996.4966 | -0.0028636 | 996.0591 | 0.23719 | 996.0591 | #REF! | 729.9223 | 0.00013412 | 996.4966 | 0.16049 | 990.54 | 0.002159 | 996.4966 | 0.10828 | 730.2887 | 0.0089254 | 996.4966 | 0.032125 | 990.54 | 0.0068633 | 996.4966 | 0.027925 | 990.54 | 0.0089266 | 996.4966 | 0.045467 | 729.9223 | 0.00015574 | 996.4966 | 0.1078 | 729.9223 | 9.8495e-05 | 996.4966 | 0.0070535 | 996.0591 | 0.09713 | 1075.3196 | 0.068213 | 996.0591 | -0.012064 | 1075.9595 | 0 | 1075.3196 | 0.069911 | 996.0591 | 0.030264 | 996.4966 | 0
|  |  |  | 996.7402 | 0.0030224 | 996.302 | -0.068643 | 730.4173 | 0.0091104 | 996.7402 | -0.027503 | 996.302 | -0.34735 | 996.302 | #REF! | 730.0434 | 0.00016653 | 996.7402 | 0 | 990.79 | -0.0074367 | 996.7402 | 0 | 730.4173 | 0.0055062 | 996.7402 | 0 | 990.79 | -0.0039703 | 996.7402 | 0 | 990.79 | -0.0074475 | 996.7402 | 0 | 730.0434 | 0.00016647 | 996.7402 | 0 | 730.0434 | 0.0001468 | 996.7402 | 0 | 996.302 | -0.14233 | 1075.4881 | 0.072616 | 996.302 | -0.035075 | 1076.1299 | 0 | 1075.4881 | 0.068285 | 996.302 | -0.020687 | 996.7402 | 0
|  |  |  | 996.9839 | 0.010859 | 996.5449 | -0.0075731 | 730.5459 | 0 | 996.9839 | 0.0095362 | 996.5449 | -0.10546 | 996.5449 | #REF! | 730.1645 | 0.00016988 | 996.9839 | 0.15921 | 991.03 | -0.0040782 | 996.9839 | 0.085466 | 730.5459 | 0.0043703 | 996.9839 | 0.05093 | 991.03 | 0.0022036 | 996.9839 | 0.014573 | 991.03 | 0.006019 | 996.9839 | 0.0232 | 730.1645 | 0.00014104 | 996.9839 | 0.031535 | 730.1645 | 0.00010004 | 996.9839 | 0.011105 | 996.5449 | -0.0090242 | 1075.6566 | 0.065899 | 996.5449 | 0.021785 | 1076.3004 | 0 | 1075.6566 | 0.069307 | 996.5449 | 0.0166 | 996.9839 | 0
|  |  |  | 997.2276 | -0.0096466 | 996.7878 | -0.0088432 | 730.6745 | 0.0087791 | 997.2276 | -0.019593 | 996.7878 | -0.46512 | 996.7878 | #REF! | 730.2855 | 0.00016262 | 997.2276 | 0 | 991.27 | -0.0083963 | 997.2276 | 0 | 730.6745 | 0.011323 | 997.2276 | 0 | 991.27 | 0.00010678 | 997.2276 | 0 | 991.27 | -0.0010202 | 997.2276 | 0 | 730.2855 | 0.00013179 | 997.2276 | 0 | 730.2855 | 0.00014337 | 997.2276 | 0 | 996.7878 | -0.038485 | 1075.825 | 0.07248 | 996.7878 | 0.0096605 | 1076.4709 | 0 | 1075.825 | 0.068239 | 996.7878 | -0.036329 | 997.2276 | 0
|  |  |  | 997.4713 | 0.0062864 | 997.0307 | -0.00042021 | 730.8031 | 0 | 997.4713 | 0.022834 | 997.0307 | 0.21203 | 997.0307 | #REF! | 730.4067 | 0.00013747 | 997.4713 | 0.088626 | 991.51 | -0.0064771 | 997.4713 | 0.078684 | 730.8031 | 0 | 997.4713 | 0.040482 | 991.51 | 0.002786 | 997.4713 | 0.0052586 | 991.51 | 0.0020403 | 997.4713 | 0.04273 | 730.4067 | 0.00010949 | 997.4713 | 0.073456 | 730.4067 | 0.00010672 | 997.4713 | 0.0086924 | 997.0307 | 0.11301 | 1075.9935 | 0.067487 | 997.0307 | 0.046913 | 1076.6413 | 0 | 1075.9935 | 0.069307 | 997.0307 | 0.032626 | 997.4713 | 0
|  |  |  | 997.715 | -0.010564 | 997.2736 | -0.017018 | 730.9317 | 0.013278 | 997.715 | -0.0052795 | 997.2736 | -0.2312 | 997.2736 | #REF! | 730.5277 | 0.00012797 | 997.7149 | 0 | 991.76 | -0.029507 | 997.7149 | 0 | 730.9317 | 0.0065275 | 997.7149 | 0 | 991.76 | 0.00068922 | 997.715 | 0 | 991.76 | -0.0039276 | 997.7149 | 0 | 730.5277 | 0.00013526 | 997.7149 | 0 | 730.5277 | 0.00014509 | 997.715 | 0 | 997.2736 | -0.12808 | 1076.162 | 0.07189 | 997.2736 | -0.072915 | 1076.8118 | 0 | 1076.162 | 0.068239 | 997.2736 | -0.042523 | 997.715 | 0
|  |  |  | 997.9586 | 0.0084836 | 997.5165 | 0.001611 | 731.0603 | 0 | 997.9586 | -0.0067772 | 997.5165 | 0.078602 | 997.5165 | #REF! | 730.6489 | 0.00013318 | 997.9586 | 0.10414 | 992 | 0.0059973 | 997.9586 | 0.12405 | 731.0603 | 0.013943 | 997.9586 | 0.019743 | 992 | -0.0061837 | 997.9586 | 0.018713 | 992 | 0.0040296 | 997.9586 | 0.013834 | 730.6489 | 0.00012122 | 997.9586 | 0.11105 | 730.6489 | 9.5069e-05 | 997.9586 | 0.012802 | 997.5166 | 0.13399 | 1076.3305 | 0.064855 | 997.5165 | 0.059699 | 1076.9823 | 0 | 1076.3305 | 0.069818 | 997.5166 | 0.02107 | 997.9586 | 0
|  |  |  | 998.2023 | -0.0011326 | 997.7595 | -0.021871 | 731.1889 | 0.0033129 | 998.2023 | -0.022378 | 997.7595 | -0.15952 | 997.7595 | #REF! | 730.7699 | 0.0001289 | 998.2023 | 0 | 992.24 | -0.0083963 | 998.2023 | 0 | 731.1889 | 0.0023737 | 998.2023 | 0 | 992.24 | -9.7074e-06 | 998.2023 | 0 | 992.24 | 0.0058659 | 998.2023 | 0 | 730.7699 | 0.00013377 | 998.2023 | 0 | 730.7699 | 0.00013687 | 998.2023 | 0 | 997.7595 | -0.086948 | 1076.4989 | 0.071527 | 997.7595 | 0.02687 | 1077.1527 | 0 | 1076.4989 | 0.06861 | 997.7595 | -0.044502 | 998.2023 | 0
|  |  |  | 998.446 | 0.0036453 | 998.0024 | -0.0012928 | 731.3176 | 0 | 998.446 | -0.010388 | 998.0024 | -0.03563 | 998.0024 | #REF! | 730.891 | 0.00014082 | 998.446 | 0.10215 | 992.48 | 0.0098357 | 998.446 | 0.048079 | 731.3176 | 0.0090142 | 998.446 | 0.029342 | 992.48 | 0.0055817 | 998.446 | 0.010269 | 992.48 | 0.007243 | 998.446 | 0.036645 | 730.891 | 0.00010916 | 998.446 | 0.12171 | 730.891 | 0.0001701 | 998.446 | 0.0063594 | 998.0024 | 0.15089 | 1076.6674 | 0.06422 | 998.0024 | -0.061377 | 1077.3232 | 0 | 1076.6674 | 0.070376 | 998.0024 | 0.025156 | 998.446 | 0
|  |  |  | 998.6898 | -0.016125 | 998.2453 | -0.023216 | 731.4463 | 0.012609 | 998.6898 | -0.035891 | 998.2453 | -0.43868 | 998.2453 | #REF! | 731.0122 | 0.00015274 | 998.6897 | 0 | 992.73 | -0.0064771 | 998.6897 | 0 | 731.4463 | 0.0075489 | 998.6897 | 0 | 992.73 | -0.00035917 | 998.6898 | 0 | 992.73 | -0.0030095 | 998.6897 | 0 | 731.0122 | 0.00012006 | 998.6897 | 0 | 731.0122 | 0.00018175 | 998.6898 | 0 | 998.2453 | -0.20668 | 1076.8359 | 0.072525 | 998.2453 | -0.037586 | 1077.4937 | 0.00010725 | 1076.8359 | 0.068332 | 998.2453 | -0.020176 | 998.6898 | 0
|  |  |  | 998.9335 | 0.0018273 | 998.4883 | 0.015734 | 731.5749 | 0 | 998.9335 | -0.0096163 | 998.4883 | -0.081494 | 998.4883 | #REF! | 731.1332 | 0.00016708 | 998.9334 | 0.15336 | 992.97 | -0.02375 | 998.9334 | 0.12477 | 731.5749 | 0.0017229 | 998.9334 | 0.015811 | 992.97 | 0.0023201 | 998.9335 | 0.022268 | 992.97 | 0.0075495 | 998.9334 | 0.056038 | 731.1332 | 0.00012072 | 998.9334 | 0.10228 | 731.1332 | 0.00015006 | 998.9335 | 0.0073676 | 998.4883 | 0.062717 | 1077.0043 | 0.066852 | 998.4883 | 0.053674 | 1077.6642 | 0 | 1077.0043 | 0.070236 | 998.4883 | 0.05261 | 998.9335 | 0
|  |  |  | 999.1772 | -0.020041 | 998.7312 | -0.031256 | 731.7036 | 0.0081166 | 999.1772 | -0.018979 | 998.7312 | -0.40203 | 998.7312 | #REF! | 731.2544 | 0.00015908 | 999.1772 | 0 | 993.21 | -0.0026388 | 999.1772 | 0 | 731.7036 | 0.0089254 | 999.1772 | 0 | 993.21 | -0.010377 | 999.1772 | 0 | 993.21 | -0.007141 | 999.1772 | 0 | 731.2544 | 0.00014302 | 999.1772 | 0 | 731.2544 | 9.3356e-05 | 999.1772 | 0 | 998.7312 | -0.1181 | 1077.1728 | 0.072298 | 998.7312 | -0.0023195 | 1077.8347 | 0.00010725 | 1077.1728 | 0.068006 | 998.7312 | -0.042906 | 999.1772 | 0
|  |  |  | 999.4209 | -0.0034544 | 998.9742 | 0.001298 | 731.8323 | 0 | 999.4209 | 0.0031065 | 998.9742 | 0.17628 | 998.9742 | #REF! | 731.3755 | 0.00015963 | 999.4209 | 0.18963 | 993.45 | -0.018472 | 999.4209 | 0.15035 | 731.8323 | 0.0082593 | 999.4209 | 0.043874 | 993.45 | 0.002786 | 999.4209 | 0.0081344 | 993.45 | 0.0078554 | 999.4209 | 0.054679 | 731.3755 | 0.00013658 | 999.4209 | 0.17678 | 731.3755 | 0.0001134 | 999.4209 | 0.0053484 | 998.9742 | 0.1179 | 1077.3413 | 0.067714 | 998.9742 | 0.020087 | 1078.0051 | 0 | 1077.3413 | 0.070283 | 998.9742 | 0.041629 | 999.4209 | 0
|  |  |  | 999.6646 | -0.013404 | 999.2171 | -0.034023 | 731.961 | 0.005135 | 999.6646 | -0.02609 | 999.2171 | -0.29979 | 999.2171 | #REF! | 731.4966 | 0.00017379 | 999.6646 | 0 | 993.7 | 0.022311 | 999.6646 | 0 | 731.961 | 0.0078153 | 999.6646 | 0 | 993.7 | 0.0033685 | 999.6646 | 0 | 993.7 | -0.0020913 | 999.6646 | 0 | 731.4966 | 0.00014302 | 999.6646 | 0 | 731.4966 | 8.8389e-05 | 999.6646 | 0 | 999.2171 | -0.12136 | 1077.5098 | 0.071663 | 999.2171 | 0.085702 | 1078.1756 | 0.00010725 | 1077.5098 | 0.068378 | 999.2171 | -0.027965 | 999.6646 | 0
|  |  |  | 999.9084 | -0.012018 | 999.4601 | 0.0087504 | 732.0897 | 0 | 999.9084 | 0.0046534 | 999.4601 | -0.018755 | 999.4601 | #REF! | 731.6177 | 0.00017863 | 999.9084 | 0.11386 | 993.94 | 0.0059973 | 999.9084 | 0.07639 | 732.0897 | 0 | 999.9084 | 0.050955 | 993.94 | 0.019095 | 999.9084 | 0.017461 | 993.94 | 0.00020403 | 999.9084 | 0.033502 | 731.6177 | 0.00012337 | 999.9084 | 0.092009 | 731.6177 | 0.00010175 | 999.9084 | 0.0049365 | 999.4601 | 0.047648 | 1077.6782 | 0.064764 | 999.4601 | 0.07969 | 1078.3461 | 0 | 1077.6782 | 0.070608 | 999.4601 | 0.022219 | 999.9084 | 0
|  |  |  | 1000.1521 | -0.028031 | 999.703 | -0.03402 | 732.2185 | 0.0097437 | 1000.1521 | -0.016896 | 999.703 | -0.44733 | 999.703 | #REF! | 731.7388 | 0.00015312 | 1000.1521 | 0 | 994.18 | -0.0079165 | 1000.1521 | 0 | 732.2185 | 0.0062611 | 1000.1521 | 0 | 994.18 | -0.0025725 | 1000.1521 | 0 | 994.18 | -0.0046928 | 1000.1521 | 0 | 731.7388 | 0.00012155 | 1000.1521 | 0 | 731.7388 | 9.6782e-05 | 1000.1521 | 0 | 999.703 | -0.13765 | 1077.8467 | 0.072071 | 999.703 | -0.0077502 | 1078.5166 | 0.00010725 | 1077.8467 | 0.068703 | 999.703 | -0.043736 | 1000.1521 | 0
|  |  |  | 1000.3959 | 0.024954 | 999.946 | -0.015046 | 732.3472 | 0 | 1000.3959 | 0.0057444 | 999.946 | 0.3493 | 999.946 | #REF! | 731.8599 | 0.00014231 | 1000.3959 | 0.098395 | 994.42 | 0.018952 | 1000.3959 | 0.088554 | 732.3472 | 0.0047513 | 1000.3959 | 0.02486 | 994.42 | 0.0039509 | 1000.3959 | 0.015597 | 994.42 | 0.0028055 | 1000.3959 | 0.031127 | 731.8599 | 0.00010768 | 1000.3959 | 0.14742 | 731.8599 | 0.00014012 | 1000.3959 | 0.0068278 | 999.946 | 0.10568 | 1078.0152 | 0.063267 | 999.946 | 0.01668 | 1078.687 | 0 | 1078.0152 | 0.070143 | 999.946 | 0.046609 | 1000.3959 | 0
|  |  |  | 1000.6396 | -0.029825 | 1000.189 | -0.024884 | 732.476 | 0.0059632 | 1000.6396 | -0.020909 | 1000.189 | -0.35778 | 1000.189 | #REF! | 731.981 | 0.0001371 | 1000.6396 | 0 | 994.67 | 0.011755 | 1000.6396 | 0 | 732.476 | 0.0028778 | 1000.6396 | 0 | 994.67 | 0.0029025 | 1000.6396 | 0 | 994.67 | -0.0077534 | 1000.6396 | 0 | 731.981 | 0.00012105 | 1000.6396 | 0 | 731.981 | 0.00014851 | 1000.6396 | 0 | 1000.189 | -0.086134 | 1078.1836 | 0.071118 | 1000.189 | -0.0033255 | 1078.8575 | 0.00010725 | 1078.1836 | 0.068517 | 1000.189 | -0.033903 | 1000.6396 | 0
|  |  |  | 1000.8834 | 0.006362 | 1000.432 | 0.0012479 | 732.6047 | 0 | 1000.8834 | -0.00076133 | 1000.432 | 0.17307 | 1000.432 | #REF! | 732.1021 | 0.00014827 | 1000.8834 | 0.21398 | 994.91 | 0.0031186 | 1000.8834 | 0.10598 | 732.6047 | 0.0052398 | 1000.8834 | 0 | 994.91 | 0.0081444 | 1000.8834 | 0.014474 | 994.91 | 0.0069371 | 1000.8834 | 0.0032301 | 732.1021 | 0.00012188 | 1000.8834 | 0.055963 | 732.1021 | 0.00015845 | 1000.8834 | 0.0051491 | 1000.432 | 0.032784 | 1078.3521 | 0.063993 | 1000.432 | 0.032272 | 1079.028 | 0 | 1078.3521 | 0.069772 | 1000.432 | 0.026816 | 1000.8834 | 0
|  |  |  | 1001.1271 | 0.0075118 | 1000.6749 | -0.014545 | 732.7335 | 0.0097437 | 1001.1271 | -0.031412 | 1000.6749 | -0.31342 | 1000.6749 | #REF! | 732.2232 | 0.00014399 | 1001.1271 | 0 | 995.15 | -0.0055175 | 1001.1271 | 0 | 732.7335 | 0.005151 | 1001.1271 | 0 | 995.15 | 0.0041839 | 1001.1271 | 0 | 995.15 | -0.010508 | 1001.1271 | 0 | 732.2232 | 0.00013195 | 1001.1271 | 0 | 732.2232 | 0.00016016 | 1001.1271 | 0 | 1000.6749 | -0.10039 | 1078.5205 | 0.0708 | 1000.6749 | -0.014486 | 1079.1985 | 0 | 1078.5205 | 0.068378 | 1000.6749 | -0.060847 | 1001.1271 | 0
|  |  |  | 1001.3709 | 0.010338 | 1000.9179 | -0.0059698 | 732.8623 | 0 | 1001.3709 | 0.0011922 | 1000.9179 | 0.26135 | 1000.9179 | #REF! | 732.3443 | 0.00014101 | 1001.3709 | 0.19088 | 995.39 | -0.0031186 | 1001.3709 | 0.075818 | 732.8623 | 0.0062611 | 1001.3709 | 0.0076222 | 995.39 | 0.0059312 | 1001.3709 | 0.010887 | 995.39 | 0.0089266 | 1001.3709 | 0.038249 | 732.3443 | 0.00012568 | 1001.3709 | 0.11947 | 732.3443 | 0.00015674 | 1001.3709 | 0.0061084 | 1000.9179 | 0.13378 | 1078.689 | 0.067896 | 1000.9179 | 0.047422 | 1079.369 | 7.1499e-05 | 1078.689 | 0.069911 | 1000.9179 | 0.069339 | 1001.3709 | 0
|  |  |  | 1001.6147 | -0.010834 | 1001.1609 | 0.00055647 | 732.9911 | 0.0043067 | 1001.6147 | -0.027092 | 1001.1609 | -0.69829 | 1001.1609 | #REF! | 732.4654 | 0.00015665 | 1001.6147 | 0 | 995.64 | 0.014634 | 1001.6147 | 0 | 732.9911 | 0.010302 | 1001.6147 | 0 | 995.64 | -0.0010581 | 1001.6147 | 0 | 995.64 | -0.0011732 | 1001.6147 | 0 | 732.4654 | 0.00013542 | 1001.6147 | 0 | 732.4654 | 0.00016016 | 1001.6147 | 0 | 1001.1609 | -0.06964 | 1078.8575 | 0.071345 | 1001.1609 | 0.088111 | 1079.5395 | 0.00010725 | 1078.8575 | 0.068471 | 1001.1609 | -0.18107 | 1001.6147 | 0
|  |  |  | 1001.8585 | 0.012745 | 1001.4039 | 0.0022669 | 733.1199 | 0 | 1001.8585 | 0.025825 | 1001.4039 | -0.076683 | 1001.4039 | #REF! | 732.5865 | 0.00014045 | 1001.8585 | 0.08547 | 995.88 | -0.0088761 | 1001.8585 | 0.10947 | 733.1199 | 0 | 1001.8585 | 0.014141 | 995.88 | 0.0053486 | 1001.8585 | 0.001785 | 995.88 | 0.0092325 | 1001.8585 | 0.02218 | 732.5865 | 0.00013806 | 1001.8585 | 0.10185 | 732.5865 | 0.00012505 | 1001.8585 | 0.0069199 | 1001.4039 | 0.066586 | 1079.0259 | 0.070437 | 1001.4039 | -0.013752 | 1079.71 | 0 | 1079.0259 | 0.070283 | 1001.4039 | 0.18082 | 1001.8585 | 0
|  |  |  | 1002.1023 | -0.014752 | 1001.6469 | -0.0028424 | 733.2487 | 0.0094417 | 1002.1023 | -0.028192 | 1001.6469 | -0.096609 | 1001.6469 | #REF! | 732.7076 | 0.00014995 | 1002.1023 | 0 | 996.12 | -0.0040782 | 1002.1023 | 0 | 733.2487 | 0.0060391 | 1002.1023 | 0 | 996.12 | -0.0068827 | 1002.1023 | 0 | 996.12 | 0.00020403 | 1002.1023 | 0 | 732.7076 | 0.00013311 | 1002.1023 | 0 | 732.7076 | 0.00015845 | 1002.1023 | 0 | 1001.6469 | -0.090817 | 1079.1944 | 0.071572 | 1001.6469 | -0.049354 | 1079.8805 | 0.00010725 | 1079.1944 | 0.068378 | 1001.6469 | -0.049418 | 1002.1023 | 0
|  |  |  | 1002.3461 | 0.01048 | 1001.8899 | 0.00020798 | 733.3776 | 0 | 1002.3461 | 0.0025794 | 1001.8899 | 0.30288 | 1001.8899 | #REF! | 732.8288 | 0.0001371 | 1002.3461 | 0.24991 | 996.36 | 0.0074367 | 1002.3461 | 0.0737 | 733.3776 | 0.0036139 | 1002.3461 | 0.053714 | 996.36 | -0.0021065 | 1002.3461 | 0.041132 | 996.36 | -0.0028565 | 1002.3461 | 0.072886 | 732.8288 | 0.00012716 | 1002.3461 | 0.12304 | 732.8288 | 0.00014851 | 1002.3461 | 0.015864 | 1001.8899 | 0.1012 | 1079.3629 | 0.064628 | 1001.8899 | 0.030966 | 1080.051 | 0 | 1079.3629 | 0.070376 | 1001.8899 | 0.072212 | 1002.3461 | 0
|  |  |  | 1002.5898 | -0.016874 | 1002.1329 | -0.016328 | 733.5064 | 0.0039755 | 1002.5898 | -0.018665 | 1002.1329 | -0.50387 | 1002.1329 | #REF! | 732.9499 | 0.00016224 | 1002.5899 | 0 | 996.61 | -0.02183 | 1002.5899 | 0 | 733.5064 | 0.0071492 | 1002.5899 | 0 | 996.61 | 0.0013882 | 1002.5898 | 0 | 996.61 | 0.00020403 | 1002.5899 | 0 | 732.9499 | 0.00012072 | 1002.5899 | 0 | 732.9499 | 0.00012008 | 1002.5898 | 0 | 1002.1329 | -0.13745 | 1079.5313 | 0.071163 | 1002.1329 | -0.062745 | 1080.2214 | 0 | 1079.5313 | 0.06861 | 1002.1329 | -0.039841 | 1002.5898 | 0
|  |  |  | 1002.8337 | 0.016904 | 1002.3759 | -0.0014574 | 733.6353 | 0 | 1002.8337 | -0.0017121 | 1002.3759 | 0.30643 | 1002.3759 | #REF! | 733.071 | 0.00015703 | 1002.8337 | 0.11047 | 996.85 | -0.0016793 | 1002.8337 | 0.12136 | 733.6353 | 0.0057727 | 1002.8337 | 0.024638 | 996.85 | 0.0020871 | 1002.8337 | 0.0097845 | 996.85 | -0.0054579 | 1002.8337 | 0.030401 | 733.071 | 0.0001412 | 1002.8337 | 0.15695 | 733.071 | 0.00011014 | 1002.8337 | 0.0077884 | 1002.3759 | 0.022602 | 1079.6998 | 0.065808 | 1002.3759 | 0.092836 | 1080.3919 | 0 | 1079.6998 | 0.070515 | 1002.3759 | 0.077447 | 1002.8337 | 0
|  |  |  | 1003.0775 | -0.011809 | 1002.619 | -0.0089812 | 733.7642 | 0.00082819 | 1003.0775 | -0.024798 | 1002.619 | -0.26754 | 1002.619 | #REF! | 733.1921 | 0.00016038 | 1003.0775 | 0 | 997.09 | 0.0098357 | 1003.0775 | 0 | 733.7642 | 0.0050178 | 1003.0775 | 0 | 997.09 | 0.0022036 | 1003.0775 | 0 | 997.09 | 0.0090795 | 1003.0775 | 0 | 733.1921 | 0.00015111 | 1003.0775 | 0 | 733.1921 | 0.00014012 | 1003.0775 | 0 | 1002.619 | -0.024435 | 1079.8682 | 0.072162 | 1002.619 | -0.12238 | 1080.5624 | 0 | 1079.8682 | 0.068703 | 1002.619 | -0.027327 | 1003.0775 | 0
|  |  |  | 1003.3214 | 0.0063967 | 1002.862 | -0.02123 | 733.8931 | 0 | 1003.3214 | -0.00039607 | 1002.862 | 0.013765 | 1002.862 | #REF! | 733.3132 | 0.0001587 | 1003.3213 | 0.038788 | 997.33 | -0.022789 | 1003.3213 | 0.080153 | 733.8931 | 0.0010926 | 1003.3213 | 0.032095 | 997.33 | -0.0035044 | 1003.3214 | 0.012536 | 997.33 | -0.0030095 | 1003.3213 | 0.0165 | 733.3132 | 0.00015194 | 1003.3213 | 0.12513 | 733.3132 | 0.00016187 | 1003.3214 | 0.0079312 | 1002.862 | 0.071269 | 1080.0367 | 0.065173 | 1002.862 | 0.076591 | 1080.7329 | 0 | 1080.0367 | 0.069957 | 1002.862 | 0.063784 | 1003.3214 | 0
|  |  |  | 1003.5651 | -0.016565 | 1003.105 | -0.037461 | 734.0219 | 0.0021534 | 1003.5651 | -0.032472 | 1003.105 | -0.60287 | 1003.105 | #REF! | 733.4343 | 0.00015312 | 1003.5652 | 0 | 997.58 | 0.015593 | 1003.5652 | 0 | 734.0219 | 0.0089254 | 1003.5652 | 0 | 997.58 | -0.0030384 | 1003.5651 | 0 | 997.58 | -0.0037746 | 1003.5652 | 0 | 733.4343 | 0.0001341 | 1003.5652 | 0 | 733.4343 | 0.00013841 | 1003.5651 | 0 | 1003.105 | -0.1686 | 1080.2051 | 0.071527 | 1003.105 | 0.061689 | 1080.9034 | 0 | 1080.2051 | 0.068378 | 1003.105 | -0.050567 | 1003.5651 | 0
|  |  |  | 1003.809 | 0.0081918 | 1003.3481 | 0.010838 | 734.1509 | 0 | 1003.809 | 0.0040012 | 1003.3481 | 0.064047 | 1003.3481 | #REF! | 733.5554 | 0.0001492 | 1003.809 | 0.27496 | 997.82 | 0.02183 | 1003.809 | 0.13626 | 734.1509 | 0.005373 | 1003.809 | 0.061632 | 997.82 | 0.0017376 | 1003.809 | 0.027437 | 997.82 | -0.0036216 | 1003.809 | 0.073842 | 733.5554 | 0.0001303 | 1003.809 | 0.10881 | 733.5554 | 0.00014012 | 1003.809 | 0.0076743 | 1003.348 | 0.12482 | 1080.3736 | 0.066761 | 1003.3481 | 0.076289 | 1081.0739 | 7.1499e-05 | 1080.3736 | 0.069772 | 1003.348 | 0.04099 | 1003.809 | 0
|  |  |  | 1004.0529 | -0.008714 | 1003.5911 | -0.024982 | 734.2798 | 0.017099 | 1004.0529 | -0.023344 | 1003.5911 | -0.59209 | 1003.5911 | #REF! | 733.6766 | 0.00014362 | 1004.0528 | 0 | 998.06 | -0.0059973 | 1004.0528 | 0 | 734.2798 | 0.0036341 | 1004.0528 | 0 | 998.06 | -0.0043198 | 1004.0529 | 0 | 998.06 | -0.0086717 | 1004.0528 | 0 | 733.6766 | 0.00013988 | 1004.0528 | 0 | 733.6766 | 0.00018346 | 1004.0529 | 0 | 1003.5911 | -0.18449 | 1080.5421 | 0.071572 | 1003.5911 | -0.075707 | 1081.2444 | 0 | 1080.5421 | 0.068378 | 1003.5911 | -0.03435 | 1004.0529 | 0
|  |  |  | 1004.2967 | 0.022156 | 1003.8341 | -0.0088535 | 734.4087 | 0 | 1004.2967 | 0.011843 | 1003.8341 | 0.31077 | 1003.8341 | #REF! | 733.7977 | 0.00015908 | 1004.2967 | 0.087901 | 998.3 | -0.0016793 | 1004.2967 | 0.052096 | 734.4087 | 0.0029836 | 1004.2967 | 0.039911 | 998.3 | 0.00033976 | 1004.2967 | 0.0045484 | 998.3 | -0.0030095 | 1004.2967 | 0.0021336 | 733.7977 | 0.00013608 | 1004.2967 | 0.080441 | 733.7977 | 0.00018517 | 1004.2967 | 0.0041157 | 1003.8341 | 0.16494 | 1080.7105 | 0.066625 | 1003.8341 | 0.15031 | 1081.4149 | 0 | 1080.7105 | 0.070097 | 1003.8341 | 0.070743 | 1004.2967 | 0
|  |  |  | 1004.5405 | -0.021482 | 1004.0772 | 0.00056982 | 734.5377 | 0.011081 | 1004.5405 | -0.010878 | 1004.0772 | -0.46434 | 1004.0772 | #REF! | 733.9188 | 0.00011269 | 1004.5405 | 0 | 998.55 | -0.035264 | 1004.5405 | 0 | 734.5377 | 0 | 1004.5405 | 0 | 998.55 | -0.0081638 | 1004.5405 | 0 | 998.55 | 0.0014282 | 1004.5405 | 0 | 733.9188 | 9.8429e-05 | 1004.5405 | 0 | 733.9188 | 0.00010346 | 1004.5405 | 0 | 1004.0772 | -0.13867 | 1080.879 | 0.072207 | 1004.0772 | -0.07238 | 1081.5854 | 0 | 1080.879 | 0.070329 | 1004.0772 | -0.060272 | 1004.5405 | 0
|  |  |  | 1004.7844 | 0.02874 | 1004.3202 | -0.028603 | 734.6666 | 0 | 1004.7844 | -0.019306 | 1004.3202 | -0.57716 | 1004.3202 | #REF! | 734.0399 | 0.00030567 | 1004.7844 | 0 | 998.79 | -0.020872 | 1004.7844 | 0 | 734.6666 | 0.011545 | 1004.7844 | 0 | 998.79 | -0.0054848 | 1004.7844 | 0 | 998.79 | -0.0063763 | 1004.7844 | 0 | 734.0399 | 0.00027877 | 1004.7844 | 0 | 734.0399 | 0.00024512 | 1004.7844 | 0 | 1004.3202 | -0.18021 | 1081.0474 | 0.073796 | 1004.3202 | -0.098897 | 1081.7559 | 0 | 1081.0474 | 0.070143 | 1004.3202 | -0.0094495 | 1004.7844 | 0
|  |  |  | 1005.0283 | 0.014998 | 1004.5633 | 0.0039555 | 734.7956 | 0.010794 | 1005.0283 | -0.0025989 | 1004.5633 | 0.3476 | 1004.5633 | #REF! | 734.161 | 0.00024774 | 1005.0283 | 0.30532 | 999.03 | 0.017512 | 1005.0283 | 0.087861 | 734.7956 | 0.011812 | 1005.0283 | 0.046778 | 999.03 | -0.002689 | 1005.0283 | 0.025992 | 999.03 | -0.0037746 | 1005.0283 | 0.031239 | 734.161 | 0.00023996 | 1005.0283 | 0.13534 | 734.161 | 0.00021018 | 1005.0283 | 0.0062288 | 1004.5633 | 0.11281 | 1081.2159 | 0.065763 | 1004.5633 | 0.04203 | 1081.9264 | 0.00053624 | 1081.2159 | 0.07019 | 1004.5633 | 0.058165 | 1005.0283 | 0
|  |  |  | 1005.2721 | -0.003471 | 1004.8063 | 0.0023348 | 734.9246 | 0 | 1005.2721 | -0.027948 | 1004.8063 | -0.45808 | 1004.8063 | #REF! | 734.2822 | 0.00047276 | 1005.2721 | 0 | 999.27 | 0.0079165 | 1005.2721 | 0 | 734.9246 | 0.0034878 | 1005.2721 | 0 | 999.27 | -0.0032714 | 1005.2721 | 0 | 999.27 | -0.0094364 | 1005.2721 | 0 | 734.2822 | 0.00044062 | 1005.2721 | 0 | 734.2822 | 0.00039364 | 1005.2721 | 0 | 1004.8063 | -0.075952 | 1081.3843 | 0.073977 | 1004.8063 | 0.066278 | 1082.097 | 0 | 1081.3843 | 0.06861 | 1004.8063 | -0.015451 | 1005.2721 | 0
|  |  |  | 1005.516 | 0.00054453 | 1005.0494 | 0.016991 | 735.0536 | 0.0082822 | 1005.516 | -0.012944 | 1005.0494 | 0.023954 | 1005.0494 | #REF! | 734.4033 | 0.0002293 | 1005.516 | 0.15261 | 999.52 | -0.0031186 | 1005.516 | 0.13319 | 735.0536 | 0.0087922 | 1005.516 | 0.03689 | 999.52 | 0.0056981 | 1005.516 | 0.022109 | 999.52 | 0.010457 | 1005.516 | 0.049864 | 734.4033 | 0.00020726 | 1005.516 | 0.16882 | 734.4033 | 0.00019014 | 1005.516 | 0.0068044 | 1005.0494 | 0.1515 | 1081.5528 | 0.063675 | 1005.0494 | 0.0032055 | 1082.2675 | 0.00032174 | 1081.5528 | 0.070608 | 1005.0494 | 0.030264 | 1005.516 | 0
|  |  |  | 1005.7599 | -0.01566 | 1005.2925 | -0.035739 | 735.1826 | 0 | 1005.7599 | -0.013635 | 1005.2925 | -0.41101 | 1005.2925 | #REF! | 734.5244 | 0.00045879 | 1005.7599 | 0 | 999.76 | -0.010315 | 1005.7599 | 0 | 735.1826 | 0.0063943 | 1005.7599 | 0 | 999.76 | 0.0036014 | 1005.7599 | 0 | 999.76 | -0.0028565 | 1005.7599 | 0 | 734.5244 | 0.00041452 | 1005.7599 | 0 | 734.5244 | 0.00038028 | 1005.7599 | 0 | 1005.2925 | -0.15516 | 1081.7212 | 0.073887 | 1005.2925 | -0.11767 | 1082.438 | 0 | 1081.7212 | 0.068657 | 1005.2925 | -0.063528 | 1005.7599 | 0
|  |  |  | 1006.0038 | -0.0038125 | 1005.5356 | -0.0092586 | 735.3116 | 0.0039755 | 1006.0038 | 0.0014208 | 1005.5356 | -0.25627 | 1005.5356 | #REF! | 734.6455 | 0.00023284 | 1006.0038 | 0.0835 | 1000 | 0.026628 | 1006.0038 | 0.081287 | 735.3116 | 0.0090586 | 1006.0038 | 0 | 1000 | 0.0011552 | 1006.0038 | 0.016529 | 1000 | -0.0007141 | 1006.0038 | 0.023878 | 734.6455 | 0.00020957 | 1006.0038 | 0.17311 | 734.6455 | 0.00019682 | 1006.0038 | 0.0057507 | 1005.5356 | 0.056404 | 1081.8897 | 0.065672 | 1005.5356 | 0.062478 | 1082.6085 | 0.00053624 | 1081.8897 | 0.070329 | 1005.5356 | 0.034031 | 1006.0038 | 0
|  |  |  | 1006.2477 | -0.0085853 | 1005.7786 | -0.021733 | 735.4406 | 0 | 1006.2477 | -0.033844 | 1005.7786 | -0.64144 | 1005.7786 | #REF! | 734.7667 | 0.00047443 | 1006.2477 | 0 | 1000.2 | 0.0002399 | 1006.2477 | 0 | 735.4406 | 0.0032358 | 1006.2477 | 0 | 1000.2 | -0.0021065 | 1006.2477 | 0 | 1000.2 | 0.0078554 | 1006.2477 | 0 | 734.7667 | 0.00040643 | 1006.2477 | 0 | 734.7667 | 0.00042704 | 1006.2477 | 0 | 1005.7786 | -0.15292 | 1082.0581 | 0.073342 | 1005.7786 | -0.076935 | 1082.779 | 0 | 1082.0581 | 0.068332 | 1005.7786 | -0.067806 | 1006.2477 | 0
|  |  |  | 1006.4916 | 0.020232 | 1006.0217 | -0.0067188 | 735.5697 | 0.017863 | 1006.4916 | -0.0037598 | 1006.0217 | 0.11012 | 1006.0217 | #REF! | 734.8878 | 0.00024588 | 1006.4916 | 0.34578 | 1000.5 | 0.0079165 | 1006.4916 | 0.10736 | 735.5697 | 0.010169 | 1006.4916 | 0.013032 | 1000.5 | 0.0060475 | 1006.4916 | 0.012317 | 1000.5 | 0.012752 | 1006.4916 | 0 | 734.8878 | 0.00019735 | 1006.4916 | 0 | 734.8878 | 0.00023348 | 1006.4916 | 0.0060491 | 1006.0217 | 0.14478 | 1082.2265 | 0.062813 | 1006.0217 | 0.094947 | 1082.9495 | 0.00010725 | 1082.2265 | 0.070329 | 1006.0217 | 0.017047 | 1006.4916 | 0
|  |  |  | 1006.7355 | 0.0063504 | 1006.2648 | -0.013958 | 735.6987 | 0 | 1006.7355 | -0.017321 | 1006.2648 | -0.77925 | 1006.2648 | #REF! | 735.0089 | 0.00047574 | 1006.7355 | 0 | 1000.7 | 0.0002399 | 1006.7355 | 0 | 735.6987 | 0.0075045 | 1006.7355 | 0 | 1000.7 | -0.0093286 | 1006.7355 | 0 | 1000.7 | 0.0032646 | 1006.7355 | 0 | 735.0089 | 0.00045185 | 1006.7355 | 0 | 735.0089 | 0.00045702 | 1006.7355 | 0 | 1006.2648 | -0.043576 | 1082.395 | 0.07198 | 1006.2648 | 0.00039852 | 1083.12 | 0 | 1082.395 | 0.068239 | 1006.2648 | -0.005855 | 1006.7355 | 0
|  |  |  | 1006.9794 | 0.0056465 | 1006.5079 | -0.0014511 | 735.8278 | 0.0096482 | 1006.9794 | 0.014588 | 1006.5079 | 0.3947 | 1006.5079 | #REF! | 735.13 | 0.00023452 | 1006.9794 | 0.12772 | 1001 | -0.0026388 | 1006.9794 | 0.088262 | 735.8278 | 0.010302 | 1006.9794 | 0.044406 | 1001 | -0.00024269 | 1006.9794 | 0.0062552 | 1001 | 0.0054069 | 1006.9794 | 0.018177 | 735.13 | 0.00025499 | 1006.9794 | 0.1314 | 735.13 | 0.00022354 | 1006.9794 | 0.011721 | 1006.5079 | 0.14295 | 1082.5634 | 0.064174 | 1006.5079 | 0.027635 | 1083.2905 | 0.00032174 | 1082.5634 | 0.070376 | 1006.5079 | 0.033073 | 1006.9794 | 0
|  |  |  | 1007.2233 | -0.0074816 | 1006.751 | -0.015033 | 735.9569 | 0 | 1007.2233 | -0.020765 | 1006.751 | -0.67885 | 1006.751 | #REF! | 735.2512 | 0.00044724 | 1007.2233 | 0 | 1001.2 | -0.0011995 | 1007.2233 | 0 | 735.9569 | 0.001849 | 1007.2233 | 0 | 1001.2 | -0.0052516 | 1007.2233 | 0 | 1001.2 | -0.0039276 | 1007.2233 | 0 | 735.2512 | 0.00048488 | 1007.2233 | 0 | 735.2512 | 0.00041693 | 1007.2233 | 0 | 1006.751 | -0.17267 | 1082.7319 | 0.072661 | 1006.751 | 0.073788 | 1083.461 | 0 | 1082.7319 | 0.068285 | 1006.751 | -0.052419 | 1007.2233 | 0
|  |  |  | 1007.4672 | 0.0067064 | 1006.9941 | -0.020324 | 736.086 | 0.013565 | 1007.4672 | 0.009651 | 1006.9941 | 0.34501 | 1006.9941 | #REF! | 735.3723 | 0.00021999 | 1007.4672 | 0.11645 | 1001.5 | 0.025668 | 1007.4672 | 0.059722 | 736.086 | 0.0075489 | 1007.4672 | 0.029648 | 1001.5 | -0.0011746 | 1007.4672 | 0.002792 | 1001.5 | 0.0035706 | 1007.4672 | 0.073356 | 735.3723 | 0.00022989 | 1007.4672 | 0.069334 | 735.3723 | 0.00019357 | 1007.4672 | 0.0025869 | 1006.9941 | 0.16494 | 1082.9003 | 0.061587 | 1006.9941 | 0.073199 | 1083.6316 | 0.00053624 | 1082.9003 | 0.070329 | 1006.9941 | 0.079171 | 1007.4672 | 0
|  |  |  | 1007.7112 | -0.018092 | 1007.2372 | -0.0086422 | 736.2151 | 0 | 1007.7112 | -0.021042 | 1007.2372 | -0.41739 | 1007.2372 | #REF! | 735.4934 | 0.00043979 | 1007.7112 | 0 | 1001.7 | -0.038142 | 1007.7112 | 0 | 736.2151 | 0.0083926 | 1007.7112 | 0 | 1001.7 | -0.0018735 | 1007.7112 | 0 | 1001.7 | -0.0066822 | 1007.7112 | 0 | 735.4934 | 0.00046721 | 1007.7112 | 0 | 735.4934 | 0.00044708 | 1007.7112 | 0 | 1007.2372 | -0.092853 | 1083.0687 | 0.072343 | 1007.2372 | -0.10242 | 1083.8021 | 0 | 1083.0687 | 0.068564 | 1007.2372 | -0.065635 | 1007.7112 | 0
|  |  |  | 1007.9551 | -0.001416 | 1007.4803 | -0.015138 | 736.3442 | 0.0074539 | 1007.9551 | 0.0078743 | 1007.4803 | 0.27963 | 1007.4803 | #REF! | 735.6146 | 0.00022669 | 1007.9551 | 0.12344 | 1001.9 | 0.04534 | 1007.9551 | 0.18124 | 736.3442 | 0 | 1007.9551 | 0.033705 | 1001.9 | 0.0056981 | 1007.9551 | 0.032045 | 1001.9 | 0.014741 | 1007.9551 | 0.043166 | 735.6146 | 0.00023732 | 1007.9551 | 0.1941 | 735.6146 | 0.00025694 | 1007.9551 | 0.011722 | 1007.4803 | 0.15313 | 1083.2372 | 0.06481 | 1007.4803 | -0.047235 | 1083.9726 | 0.00010725 | 1083.2372 | 0.070422 | 1007.4803 | 0.058229 | 1007.9551 | 0
|  |  |  | 1008.199 | -0.017624 | 1007.7234 | -0.026614 | 736.4733 | 0 | 1008.199 | -0.022591 | 1007.7234 | -0.37138 | 1007.7234 | #REF! | 735.7357 | 0.00045413 | 1008.1991 | 0 | 1002.2 | 0.002159 | 1008.1991 | 0 | 736.4733 | 0.0034878 | 1008.1991 | 0 | 1002.2 | -0.0044363 | 1008.199 | 0 | 1002.2 | 0.0011222 | 1008.1991 | 0 | 735.7357 | 0.00046522 | 1008.1991 | 0 | 735.7357 | 0.00047038 | 1008.199 | 0 | 1007.7234 | -0.16758 | 1083.4056 | 0.073705 | 1007.7234 | 0.052151 | 1084.1431 | 0 | 1083.4056 | 0.06875 | 1007.7234 | -0.27263 | 1008.199 | 0
|  |  |  | 1008.443 | 0.030984 | 1007.9666 | -0.0055277 | 736.6024 | 0.012609 | 1008.443 | -0.0046292 | 1007.9666 | 0.24072 | 1007.9666 | #REF! | 735.8568 | 0.00023452 | 1008.443 | 0.12621 | 1002.4 | 0.0002399 | 1008.443 | 0.070482 | 736.6024 | 0.007016 | 1008.443 | 0.045332 | 1002.4 | -0.0032714 | 1008.443 | 0.020719 | 1002.4 | 0.0054069 | 1008.443 | 0.077916 | 735.8568 | 0.00022807 | 1008.443 | 0.099769 | 735.8568 | 0.00021686 | 1008.443 | 0.004567 | 1007.9666 | 0.17349 | 1083.5741 | 0.062495 | 1007.9666 | 0.14489 | 1084.3136 | 0.00032174 | 1083.5741 | 0.070422 | 1007.9666 | 0.20297 | 1008.443 | 0
|  |  |  | 1008.687 | -0.0070216 | 1008.2097 | 0.0085628 | 736.7316 | 0 | 1008.687 | -0.016121 | 1008.2097 | -0.21825 | 1008.2097 | #REF! | 735.9779 | 0.00050256 | 1008.687 | 0 | 1002.7 | -0.0040782 | 1008.687 | 0 | 736.7316 | 0.01079 | 1008.687 | 0 | 1002.7 | 0.0015046 | 1008.687 | 0 | 1002.7 | 0.0018873 | 1008.687 | 0 | 735.9779 | 0.00047183 | 1008.687 | 0 | 735.9779 | 0.00045702 | 1008.687 | 0 | 1008.2097 | -0.14865 | 1083.7425 | 0.073705 | 1008.2097 | 0.0016404 | 1084.4841 | 0 | 1083.7425 | 0.068657 | 1008.2097 | -0.028285 | 1008.687 | 0
|  |  |  | 1008.9309 | 0.013852 | 1008.4528 | -0.012391 | 736.8607 | 0.013087 | 1008.9309 | 0.0051837 | 1008.4528 | -0.21666 | 1008.4528 | #REF! | 736.0991 | 0.0002714 | 1008.9309 | 0.17621 | 1002.9 | -0.0011995 | 1008.9309 | 0.062752 | 736.8607 | 0.0099467 | 1008.9309 | 0.03391 | 1002.9 | -0.00047565 | 1008.9309 | 0.0165 | 1002.9 | -0.0023974 | 1008.9309 | 0 | 736.0991 | 0.00024409 | 1008.9309 | 0.11936 | 736.0991 | 0.00024358 | 1008.9309 | 0.0073708 | 1008.4528 | 0.11607 | 1083.9109 | 0.062722 | 1008.4528 | -0.044728 | 1084.6547 | 0.00010725 | 1083.9109 | 0.070236 | 1008.4528 | 0.024709 | 1008.9309 | 0
|  |  |  | 1009.1749 | -0.015779 | 1008.6959 | -0.00055819 | 736.9899 | 0 | 1009.1749 | -0.0061747 | 1008.6959 | -0.40528 | 1008.6959 | #REF! | 736.2202 | 0.00049697 | 1009.1749 | 0 | 1003.2 | -0.038623 | 1009.1749 | 0 | 736.9899 | 0.00021011 | 1009.1749 | 0 | 1003.2 | -0.0090959 | 1009.1749 | 0 | 1003.2 | -0.0025504 | 1009.1749 | 0 | 736.2202 | 0.00046489 | 1009.1749 | 0 | 736.2202 | 0.00048699 | 1009.1749 | 0 | 1008.696 | -0.12299 | 1084.0794 | 0.074658 | 1008.6959 | -0.049157 | 1084.8252 | 0 | 1084.0794 | 0.068332 | 1008.696 | -0.05708 | 1009.1749 | 0
|  |  |  | 1009.4189 | 0.0014648 | 1008.9391 | 0.00021679 | 737.1191 | 0.0096482 | 1009.4189 | 0.0097175 | 1008.9391 | -0.049477 | 1008.9391 | #REF! | 736.3413 | 0.00022725 | 1009.4189 | 0.19224 | 1003.4 | 0.032385 | 1009.4189 | 0.18196 | 737.1191 | 0.007016 | 1009.4189 | 0.077402 | 1003.4 | 0.011173 | 1009.4189 | 0.034588 | 1003.4 | 0.0057129 | 1009.4189 | 0.059532 | 736.3413 | 0.00022113 | 1009.4189 | 0.15241 | 736.3413 | 0.00024358 | 1009.4189 | 0.01139 | 1008.9391 | 0.20587 | 1084.2478 | 0.061996 | 1008.9391 | -0.039113 | 1084.9957 | 0.0007506 | 1084.2478 | 0.070236 | 1008.9391 | 0.071509 | 1009.4189 | 0
|  |  |  | 1009.6628 | -0.008046 | 1009.1822 | -0.020454 | 737.2483 | 0 | 1009.6628 | -0.021318 | 1009.1822 | -0.70485 | 1009.1822 | #REF! | 736.4625 | 0.00046046 | 1009.6628 | 0 | 1003.6 | -0.011275 | 1009.6628 | 0 | 737.2483 | 0.0081705 | 1009.6628 | 0 | 1003.6 | -0.0029219 | 1009.6628 | 0 | 1003.6 | -0.0083652 | 1009.6628 | 0 | 736.4625 | 0.00047711 | 1009.6628 | 0 | 736.4625 | 0.00048699 | 1009.6628 | 0 | 1009.1822 | -0.22378 | 1084.4162 | 0.072934 | 1009.1822 | 0.04594 | 1085.1662 | 0 | 1084.4162 | 0.068517 | 1009.1822 | -0.06538 | 1009.6628 | 0
|  |  |  | 1009.9068 | 0.030216 | 1009.4254 | -0.022006 | 737.3775 | 0.010317 | 1009.9068 | 0.003147 | 1009.4254 | 0.28048 | 1009.4254 | #REF! | 736.5836 | 0.0002347 | 1009.9068 | 0 | 1003.9 | -0.013674 | 1009.9068 | 0.058255 | 737.3775 | 0.0022476 | 1009.9068 | 0 | 1003.9 | -0.0039703 | 1009.9068 | 0 | 1003.9 | 0.0017343 | 1009.9068 | 0.056009 | 736.5836 | 0.00025648 | 1009.9068 | 0.10229 | 736.5836 | 0.00024684 | 1009.9068 | 0.0069654 | 1009.4254 | 0.083487 | 1084.5847 | 0.068713 | 1009.4254 | 0.099533 | 1085.3368 | 0.00032174 | 1084.5847 | 0.070468 | 1009.4254 | 0.05957 | 1009.9068 | 0
|  |  |  | 1010.1508 | 0.0046442 | 1009.6685 | -0.048292 | 737.5067 | 0 | 1010.1508 | -0.033817 | 1009.6685 | -0.49586 | 1009.6685 | #REF! | 736.7047 | 0.00046922 | 1010.1508 | 0 | 1004.1 | 0.00071969 | 1010.1508 | 0 | 737.5067 | 0.0057727 | 1010.1508 | 0 | 1004.1 | -0.0094454 | 1010.1508 | 0 | 1004.1 | -0.0088246 | 1010.1508 | 0 | 736.7047 | 0.00047761 | 1010.1508 | 0 | 736.7047 | 0.00047038 | 1010.1508 | 0 | 1009.6685 | -0.157 | 1084.7531 | 0.074295 | 1009.6685 | -0.044806 | 1085.5073 | 0 | 1084.7531 | 0.06861 | 1009.6685 | -0.01609 | 1010.1508 | 0
|  |  |  | 1010.3948 | 0.016307 | 1009.9117 | 0.010725 | 737.636 | 0.013756 | 1010.3948 | 0.015126 | 1009.9117 | -0.24357 | 1009.9117 | #REF! | 736.8259 | 0.00023675 | 1010.3948 | 0.12221 | 1004.4 | 0.012714 | 1010.3948 | 0.09739 | 737.636 | 0.0040121 | 1010.3948 | 0.0048224 | 1004.4 | 0.00092222 | 1010.3948 | 0.020025 | 1004.4 | 0.0034176 | 1010.3948 | 0.030585 | 736.8259 | 0.0002218 | 1010.3948 | 0.15177 | 736.8259 | 0.0002268 | 1010.3948 | 0.0079983 | 1009.9117 | 0.16066 | 1084.9215 | 0.061043 | 1009.9117 | -0.013991 | 1085.6778 | 0.00053624 | 1084.9215 | 0.070376 | 1009.9117 | 0.02937 | 1010.3948 | 0
|  |  |  | 1010.6388 | -0.014523 | 1010.1548 | -0.043464 | 737.7652 | 0 | 1010.6388 | -0.032362 | 1010.1548 | -0.76347 | 1010.1548 | #REF! | 736.947 | 0.0004722 | 1010.6388 | 0 | 1004.6 | 0.0088761 | 1010.6388 | 0 | 737.7652 | 0.0022272 | 1010.6388 | 0 | 1004.6 | -0.00070865 | 1010.6388 | 0 | 1004.6 | 0.010763 | 1010.6388 | 0 | 736.947 | 0.00044937 | 1010.6388 | 0 | 736.947 | 0.00043698 | 1010.6388 | 0 | 1010.1549 | -0.086134 | 1085.09 | 0.072298 | 1010.1548 | -0.032142 | 1085.8484 | 0 | 1085.09 | 0.068425 | 1010.1549 | -0.050823 | 1010.6388 | 0
|  |  |  | 1010.8828 | 0.0088708 | 1010.398 | 0.00082222 | 737.8945 | 0.0067914 | 1010.8828 | 0.0068474 | 1010.398 | -0.036504 | 1010.398 | #REF! | 737.0682 | 0.00023805 | 1010.8828 | 0.14241 | 1004.9 | 0.024228 | 1010.8828 | 0.10424 | 737.8945 | 0.0089254 | 1010.8828 | 0.023838 | 1004.9 | 0.0045333 | 1010.8828 | 0.021578 | 1004.9 | 0.0064783 | 1010.8828 | 0.053643 | 737.0682 | 0.00022873 | 1010.8828 | 0.21739 | 737.0682 | 0.00021343 | 1010.8828 | 0.0064004 | 1010.398 | 0.20403 | 1085.2584 | 0.062313 | 1010.398 | -0.039947 | 1086.0189 | 0.00010725 | 1085.2584 | 0.07019 | 1010.398 | 0.0468 | 1010.8828 | 0
|  |  |  | 1011.1268 | 0.00096844 | 1010.6412 | -0.033087 | 738.0237 | 0 | 1011.1268 | -0.03615 | 1010.6412 | -0.85159 | 1010.6412 | #REF! | 737.1893 | 0.00045525 | 1011.1268 | 0 | 1005.1 | -0.004558 | 1011.1268 | 0 | 738.0237 | 0 | 1011.1268 | 0 | 1005.1 | -0.0050185 | 1011.1268 | 0 | 1005.1 | -0.0063763 | 1011.1268 | 0 | 737.1893 | 0.00048108 | 1011.1268 | 0 | 737.1893 | 0.000407 | 1011.1268 | 0 | 1010.6412 | -0.089188 | 1085.4268 | 0.073387 | 1010.6412 | 0.030682 | 1086.1894 | 0 | 1085.4268 | 0.068239 | 1010.6412 | -0.096985 | 1011.1268 | 0
|  |  |  | 1011.3709 | 0.001165 | 1010.8844 | -0.00021715 | 738.153 | 0.0062945 | 1011.3709 | -0.0035202 | 1010.8844 | 0.37369 | 1010.8844 | #REF! | 737.3104 | 0.0002185 | 1011.3709 | 0 | 1005.3 | 0.010315 | 1011.3709 | 0.1089 | 738.153 | 0.010924 | 1011.3709 | 0.031267 | 1005.3 | 0.003019 | 1011.3709 | 0.01738 | 1005.3 | 0.011222 | 1011.3709 | 0.043368 | 737.3104 | 0.00025301 | 1011.3709 | 0.11083 | 737.3104 | 0.00019357 | 1011.3709 | 0.0080854 | 1010.8844 | 0.12543 | 1085.5952 | 0.067669 | 1010.8844 | 0.10636 | 1086.36 | 0.00032174 | 1085.5952 | 0.070236 | 1010.8844 | 0.044246 | 1011.3709 | 0
|  |  |  | 1011.6149 | -0.013816 | 1011.1275 | 0.011068 | 738.2823 | 0 | 1011.6149 | -0.007172 | 1011.1275 | -0.45313 | 1011.1275 | #REF! | 737.4316 | 0.00044333 | 1011.6149 | 0 | 1005.6 | 0.0098357 | 1011.6149 | 0 | 738.2823 | 0 | 1011.6149 | 0 | 1005.6 | -0.010028 | 1011.6149 | 0 | 1005.6 | -0.0023974 | 1011.6149 | 0 | 737.4316 | 0.00049495 | 1011.6149 | 0 | 737.4316 | 0.00038696 | 1011.6149 | 0 | 1011.1275 | -0.14009 | 1085.7637 | 0.070528 | 1011.1275 | 0.081471 | 1086.5305 | 0 | 1085.7637 | 0.068192 | 1011.1275 | -0.061932 | 1011.6149 | 0
|  |  |  | 1011.8589 | 0.010751 | 1011.3707 | 0.00055279 | 738.4116 | 0.013374 | 1011.8589 | 0.00055066 | 1011.3707 | 0.15022 | 1011.3707 | #REF! | 737.5527 | 0.00022688 | 1011.8589 | 0.19595 | 1005.8 | -0.014634 | 1011.8589 | 0.13559 | 738.4116 | 0.0087922 | 1011.8589 | 0.050081 | 1005.8 | -0.0037373 | 1011.8589 | 0.026721 | 1005.8 | 5.1009e-05 | 1011.8589 | 0.046078 | 737.5527 | 0.0002426 | 1011.8589 | 0.15389 | 737.5527 | 0.00019357 | 1011.859 | 0.0078684 | 1011.3707 | 0.14824 | 1085.9321 | 0.067033 | 1011.3707 | 0.095809 | 1086.701 | 0.00053624 | 1085.9321 | 0.070236 | 1011.3707 | 0.028923 | 1011.8589 | 0
|  |  |  | 1012.103 | -0.0062538 | 1011.6139 | -0.049632 | 738.5409 | 0 | 1012.103 | -0.031294 | 1011.6139 | -0.78229 | 1011.6139 | #REF! | 737.6739 | 0.00045227 | 1012.103 | 0 | 1006.1 | -0.017032 | 1012.103 | 0 | 738.5409 | 0.0123 | 1012.103 | 0 | 1006.1 | 0.0055817 | 1012.103 | 0 | 1006.1 | 5.1009e-05 | 1012.103 | 0 | 737.6739 | 0.00049247 | 1012.103 | 0 | 737.6739 | 0.00041693 | 1012.103 | 0 | 1011.6139 | -0.16229 | 1086.1005 | 0.073342 | 1011.6139 | -0.1345 | 1086.8716 | 0 | 1086.1005 | 0.068332 | 1011.6139 | -0.060528 | 1012.103 | 0
|  |  |  | 1012.347 | 0.015379 | 1011.8571 | 0.0098644 | 738.6703 | 0.016908 | 1012.347 | -0.015828 | 1011.8571 | 0.21623 | 1011.8571 | #REF! | 737.795 | 0.00022762 | 1012.347 | 0.067846 | 1006.3 | 0.02327 | 1012.347 | 0.027217 | 738.6703 | 0.0030039 | 1012.347 | 0.003116 | 1006.3 | 0.0038344 | 1012.347 | 0.040601 | 1006.3 | 0.0092325 | 1012.347 | 0.080372 | 737.795 | 0.00025037 | 1012.347 | 0.18347 | 737.795 | 0.00022354 | 1012.347 | 0.0067597 | 1011.8571 | 0.14967 | 1086.2689 | 0.065536 | 1011.8571 | 0.042018 | 1087.0421 | 0.0007506 | 1086.2689 | 0.070468 | 1011.8571 | 0.042203 | 1012.347 | 0
|  |  |  | 1012.5911 | -0.0021563 | 1012.1003 | -0.0074136 | 738.7996 | 0 | 1012.5911 | -0.021602 | 1012.1003 | -0.67534 | 1012.1003 | #REF! | 737.9162 | 0.00045748 | 1012.5911 | 0 | 1006.6 | -0.035264 | 1012.5911 | 0 | 738.7996 | 0.0095471 | 1012.5911 | 0 | 1006.6 | -0.0038538 | 1012.5911 | 0 | 1006.6 | -0.01418 | 1012.5911 | 0 | 737.9162 | 0.00049066 | 1012.5911 | 0 | 737.9162 | 0.00042704 | 1012.5911 | 0 | 1012.1003 | -0.17105 | 1086.4374 | 0.07434 | 1012.1003 | -0.11609 | 1087.2127 | 0 | 1086.4374 | 0.06875 | 1012.1003 | -0.033137 | 1012.5911 | 0
|  |  |  | 1012.8351 | -0.0048343 | 1012.3435 | -0.0013286 | 738.929 | 0.02455 | 1012.8351 | -0.0039597 | 1012.3435 | -0.058668 | 1012.3435 | #REF! | 738.0373 | 0.00023247 | 1012.8351 | 0.18787 | 1006.8 | 0.0002399 | 1012.8351 | 0.10024 | 738.929 | 0 | 1012.8351 | 0.022407 | 1006.8 | 0.0073291 | 1012.8351 | 0.032131 | 1006.8 | 0.0037236 | 1012.8351 | 0.028624 | 738.0373 | 0.00024079 | 1012.8351 | 0.29123 | 738.0373 | 0.0002035 | 1012.8351 | 0.0071352 | 1012.3435 | 0.13785 | 1086.6058 | 0.06313 | 1012.3435 | 0.081136 | 1087.3832 | 0.00053624 | 1086.6058 | 0.070376 | 1012.3435 | 0.061421 | 1012.8351 | 0
|  |  |  | 1013.0792 | -0.016023 | 1012.5867 | -0.023634 | 739.0584 | 0 | 1013.0792 | -0.022889 | 1012.5867 | -1.095 | 1012.5867 | #REF! | 738.1584 | 0.00044668 | 1013.0792 | 0 | 1007 | -0.0055175 | 1013.0792 | 0 | 739.0584 | 0.0044849 | 1013.0792 | 0 | 1007 | 0.0033685 | 1013.0792 | 0 | 1007 | -0.0092835 | 1013.0792 | 0 | 738.1584 | 0.00049611 | 1013.0792 | 0 | 738.1584 | 0.00042704 | 1013.0792 | 0 | 1012.5867 | -0.095297 | 1086.7742 | 0.07366 | 1012.5867 | -0.24939 | 1087.5537 | 0 | 1086.7742 | 0.068703 | 1012.5867 | -0.066402 | 1013.0792 | 0
|  |  |  | 1013.3232 | 0.024914 | 1012.8299 | -0.00075261 | 739.1877 | 0.016048 | 1013.3232 | -0.0056724 | 1012.8299 | 0.13668 | 1012.8299 | #REF! | 738.2796 | 0.00021589 | 1013.3232 | 0.22079 | 1007.3 | 0.011755 | 1013.3232 | 0.047171 | 739.1877 | 0.0090586 | 1013.3232 | 0.045465 | 1007.3 | 0.0056981 | 1013.3232 | 0.027648 | 1007.3 | 0.0086207 | 1013.3232 | 0.044068 | 738.2796 | 0.00025598 | 1013.3232 | 0.15824 | 738.2796 | 0.00022354 | 1013.3232 | 0.0094943 | 1012.8299 | 0.1179 | 1086.9426 | 0.063675 | 1012.8299 | 0.11358 | 1087.7243 | 0.00010725 | 1086.9426 | 0.07019 | 1012.8299 | 0.061996 | 1013.3232 | 0
|  |  |  | 1013.5673 | -0.02342 | 1013.0731 | -0.024502 | 739.3171 | 0 | 1013.5673 | 0.0023418 | 1013.0731 | -0.2914 | 1013.0731 | #REF! | 738.4007 | 0.00047238 | 1013.5673 | 0 | 1007.5 | -0.036225 | 1013.5673 | 0 | 739.3171 | 0.00071442 | 1013.5673 | 0 | 1007.5 | 0.0055817 | 1013.5673 | 0 | 1007.5 | -0.0023974 | 1013.5673 | 0 | 738.4007 | 0.00050139 | 1013.5673 | 0 | 738.4007 | 0.00048699 | 1013.5673 | 0 | 1013.0731 | -0.23132 | 1087.111 | 0.073251 | 1013.0731 | -0.0085758 | 1087.8948 | 0 | 1087.111 | 0.06861 | 1013.0731 | -0.021836 | 1013.5673 | 0
|  |  |  | 1013.8114 | 0.0070629 | 1013.3164 | -0.013436 | 739.4465 | 0.0089448 | 1013.8114 | 0.0074696 | 1013.3164 | 0.22324 | 1013.3164 | #REF! | 738.5219 | 0.00026376 | 1013.8114 | 0.24344 | 1007.8 | 0.002159 | 1013.8114 | 0.14502 | 739.4465 | 0.0035081 | 1013.8114 | 0.0080172 | 1007.8 | -0.00047565 | 1013.8114 | 0.0042525 | 1007.8 | 0.0075495 | 1013.8114 | 0.044427 | 738.5219 | 0.00024574 | 1013.8114 | 0.15978 | 738.5219 | 0.00026362 | 1013.8114 | 0.009023 | 1013.3164 | -0.041743 | 1087.2794 | 0.06608 | 1013.3164 | 0.04284 | 1088.0654 | 0.00032174 | 1087.2794 | 0.070329 | 1013.3164 | 0.070871 | 1013.8114 | 0
|  |  |  | 1014.0555 | -0.0087778 | 1013.5596 | -0.035803 | 739.5759 | 0 | 1014.0555 | -0.018767 | 1013.5596 | -0.75341 | 1013.5596 | #REF! | 738.643 | 0.00048356 | 1014.0555 | 0 | 1008 | 0.0011995 | 1014.0555 | 0 | 739.5759 | 0.0024794 | 1014.0555 | 0 | 1008 | -0.0021065 | 1014.0555 | 0 | 1008 | 0.00066312 | 1014.0555 | 0 | 738.643 | 0.00050519 | 1014.0555 | 0 | 738.643 | 0.00046712 | 1014.0555 | 0 | 1013.5596 | -0.21544 | 1087.4479 | 0.073977 | 1013.5596 | -0.060399 | 1088.2359 | 0 | 1087.4479 | 0.068285 | 1013.5596 | -0.065061 | 1014.0555 | 0
|  |  |  | 1014.2996 | 0.017751 | 1013.8028 | -0.0041665 | 739.7054 | 0.0049694 | 1014.2996 | 0.015307 | 1013.8028 | -0.084356 | 1013.8028 | #REF! | 738.7642 | 0.00022669 | 1014.2996 | 0 | 1008.3 | 0.0011995 | 1014.2996 | 0.14331 | 739.7054 | 0.0080373 | 1014.2996 | 0.068475 | 1008.3 | -0.0031549 | 1014.2996 | 0.01429 | 1008.3 | -0.0046928 | 1014.2996 | 0.062517 | 738.7642 | 0.00025961 | 1014.2996 | 0.15058 | 738.7642 | 0.0002035 | 1014.2996 | 0.0037556 | 1013.8028 | 0.090817 | 1087.6163 | 0.065445 | 1013.8028 | -0.025627 | 1088.4065 | 0.0007506 | 1087.6163 | 0.070004 | 1013.8028 | 0.090217 | 1014.2996 | 0
|  |  |  | 1014.5437 | -0.0060827 | 1014.046 | -0.033539 | 739.8348 | 0 | 1014.5437 | -0.034405 | 1014.046 | -0.65297 | 1014.046 | #REF! | 738.8853 | 0.0004627 | 1014.5437 | 0 | 1008.5 | -0.015113 | 1014.5437 | 0 | 739.8348 | 0 | 1014.5437 | 0 | 1008.5 | -0.012591 | 1014.5437 | 0 | 1008.5 | -0.0016323 | 1014.5437 | 0 | 738.8853 | 0.00048917 | 1014.5437 | 0 | 738.8853 | 0.00043698 | 1014.5437 | 0 | 1014.046 | -0.34616 | 1087.7847 | 0.073887 | 1014.046 | -0.028819 | 1088.577 | 0 | 1087.7847 | 0.067403 | 1014.046 | -0.026241 | 1014.5437 | 0
|  |  |  | 1014.7878 | -0.00090258 | 1014.2893 | -0.026635 | 739.9643 | 0.020729 | 1014.7878 | 0.0095735 | 1014.2893 | -0.15143 | 1014.2893 | #REF! | 739.0065 | 0.00024513 | 1014.7878 | 0.27704 | 1008.7 | 0.004558 | 1014.7878 | 0.12998 | 739.9643 | 0.0060391 | 1014.7878 | 0.039847 | 1008.7 | 0.00092222 | 1014.7878 | 0.034587 | 1008.7 | 0.0049478 | 1014.7878 | 0.0092618 | 739.0065 | 0.00022989 | 1014.7878 | 0.14271 | 739.0065 | 0.00023348 | 1014.7878 | 0.0091058 | 1014.2893 | 0.10141 | 1087.9531 | 0.0649 | 1014.2893 | 0.041704 | 1088.7476 | 0.00032174 | 1087.9531 | 0.069539 | 1014.2893 | 0.082683 | 1014.7878 | 0
|  |  |  | 1015.0319 | -0.0015917 | 1014.5325 | -0.03191 | 740.0937 | 0 | 1015.0319 | -0.018976 | 1014.5325 | -0.57763 | 1014.5325 | #REF! | 739.1276 | 0.00045096 | 1015.0319 | 0 | 1009 | 0.0074367 | 1015.0319 | 0 | 740.0937 | 0.0013447 | 1015.0319 | 0 | 1009 | -0.00199 | 1015.0319 | 0 | 1009 | 0.0020403 | 1015.0319 | 0 | 739.1276 | 0.00045449 | 1015.0319 | 0 | 739.1276 | 0.00047706 | 1015.0319 | 0 | 1014.5325 | -0.14071 | 1088.1215 | 0.073977 | 1014.5325 | -0.14503 | 1088.9181 | 0 | 1088.1215 | 0.066381 | 1014.5325 | -0.29906 | 1015.0319 | 0
|  |  |  | 1015.276 | 0.0061231 | 1014.7758 | 0.0066083 | 740.2232 | 0.015093 | 1015.276 | -0.0095985 | 1014.7758 | 0.037402 | 1014.7758 | #REF! | 739.2488 | 0.00021254 | 1015.276 | 0.078413 | 1009.2 | 0.012235 | 1015.276 | 0.10504 | 740.2232 | 0.0085702 | 1015.276 | 0.04068 | 1009.2 | 0.0038344 | 1015.276 | 0.031417 | 1009.2 | 0.0083142 | 1015.276 | 0.062263 | 739.2488 | 0.0002246 | 1015.276 | 0.16405 | 739.2488 | 0.00024358 | 1015.276 | 0.0046207 | 1014.7758 | 0.14681 | 1088.2899 | 0.060589 | 1014.7758 | 0.1546 | 1089.0887 | 0.00032174 | 1088.2899 | 0.068703 | 1014.7758 | 0.22845 | 1015.276 | 0
|  |  |  | 1015.5201 | -0.0092571 | 1015.019 | -0.025494 | 740.3527 | 0 | 1015.5201 | -0.021209 | 1015.019 | -1.0766 | 1015.019 | #REF! | 739.3699 | 0.00043494 | 1015.5201 | 0 | 1009.5 | 0.015113 | 1015.5201 | 0 | 740.3527 | 0.0076377 | 1015.5201 | 0 | 1009.5 | 0.0020871 | 1015.5201 | 0 | 1009.5 | 0.0026524 | 1015.5201 | 0 | 739.3699 | 0.00047183 | 1015.5201 | 0 | 739.3699 | 0.00048699 | 1015.5201 | 0 | 1015.019 | -0.24455 | 1088.4583 | 0.070846 | 1015.019 | -0.092504 | 1089.2592 | 0 | 1088.4583 | 0.06587 | 1015.019 | -0.034478 | 1015.5201 | 0
|  |  |  | 1015.7643 | 0.0054305 | 1015.2623 | -0.019929 | 740.4822 | 0.010126 | 1015.7643 | -0.00064846 | 1015.2623 | -0.18954 | 1015.2623 | #REF! | 739.4911 | 0.00023023 | 1015.7643 | 0.089223 | 1009.7 | 0.013194 | 1015.7643 | 0.062855 | 740.4822 | 0.0085702 | 1015.7643 | 0.013688 | 1009.7 | -0.0011746 | 1015.7643 | 0.032687 | 1009.7 | 0.0017343 | 1015.7643 | 0.020158 | 739.4911 | 0.00024772 | 1015.7643 | 0.18049 | 739.4911 | 0.00024358 | 1015.7643 | 0.0074418 | 1015.2623 | 0.047852 | 1088.6267 | 0.063448 | 1015.2623 | -0.035819 | 1089.4298 | 0.00032174 | 1088.6267 | 0.068843 | 1015.2623 | 0.051908 | 1015.7643 | 0
|  |  |  | 1016.0084 | -0.014489 | 1015.5055 | 2.7862e-06 | 740.6117 | 0 | 1016.0084 | -0.022001 | 1015.5055 | -0.76081 | 1015.5055 | #REF! | 739.6122 | 0.00043811 | 1016.0084 | 0 | 1010 | -0.012235 | 1016.0084 | 0 | 740.6117 | 0.0041182 | 1016.0084 | 0 | 1010 | -0.0010581 | 1016.0084 | 0 | 1010 | -0.0066822 | 1016.0084 | 0 | 739.6122 | 0.00046027 | 1016.0084 | 0 | 739.6122 | 0.00047706 | 1016.0084 | 0 | 1015.5055 | -0.0084111 | 1088.7952 | 0.072434 | 1015.5055 | -0.078995 | 1089.6003 | 0 | 1088.7952 | 0.066241 | 1015.5055 | -0.074063 | 1016.0084 | 0
|  |  |  | 1016.2526 | 0.027685 | 1015.7488 | 0.019072 | 740.7412 | 0.017768 | 1016.2526 | -0.0025072 | 1015.7488 | 0.12098 | 1015.7488 | #REF! | 739.7334 | 0.00021514 | 1016.2525 | 0.1945 | 1010.2 | 0.0059973 | 1016.2525 | 0.13718 | 740.7412 | 0.0013654 | 1016.2525 | 0.089335 | 1010.2 | 0.0045333 | 1016.2526 | 0.047927 | 1010.2 | 0.0057129 | 1016.2525 | 0.052542 | 739.7334 | 0.00021304 | 1016.2525 | 0.18328 | 739.7334 | 0.00023348 | 1016.2526 | 0.0092335 | 1015.7488 | 0.13561 | 1088.9636 | 0.060634 | 1015.7488 | 0.1843 | 1089.7709 | 0.00032174 | 1088.9636 | 0.069075 | 1015.7488 | 0.054079 | 1016.2526 | 0
|  |  |  | 1016.4967 | -0.0022304 | 1015.9921 | -0.043492 | 740.8708 | 0 | 1016.4967 | -0.047328 | 1015.9921 | -0.50971 | 1015.9921 | #REF! | 739.8546 | 0.00041948 | 1016.4967 | 0 | 1010.4 | 0.014634 | 1016.4967 | 0 | 740.8708 | 0.005373 | 1016.4967 | 0 | 1010.4 | 0.0012716 | 1016.4967 | 0 | 1010.4 | 0.0018873 | 1016.4967 | 0 | 739.8546 | 0.00044062 | 1016.4967 | 0 | 739.8546 | 0.00041693 | 1016.4967 | 0 | 1015.9921 | -0.23234 | 1089.132 | 0.072979 | 1015.9921 | -0.21288 | 1089.9415 | 0 | 1089.132 | 0.066845 | 1015.9921 | -0.06621 | 1016.4967 | 0
|  |  |  | 1016.7408 | -0.0088836 | 1016.2353 | -0.027957 | 741.0003 | 0.023691 | 1016.7408 | 0.0063467 | 1016.2353 | 0.37686 | 1016.2353 | #REF! | 739.9757 | 0.000209 | 1016.7408 | 0.21907 | 1010.7 | -0.004558 | 1016.7408 | 0.15427 | 741.0003 | 0.0062611 | 1016.7408 | 0.0091318 | 1010.7 | -0.0030384 | 1016.7408 | 0.012622 | 1010.7 | 0.011222 | 1016.7408 | 0.064063 | 739.9757 | 0.0002284 | 1016.7408 | 0.13925 | 739.9757 | 0.00018688 | 1016.7409 | 0.0071949 | 1016.2354 | 0.044594 | 1089.3004 | 0.065581 | 1016.2353 | 0.16954 | 1090.112 | 0.00032174 | 1089.3004 | 0.069725 | 1016.2354 | 0.05957 | 1016.7408 | 0
|  |  |  | 1016.985 | 0.0014881 | 1016.4786 | 0.013386 | 741.1299 | 0 | 1016.985 | -0.023996 | 1016.4786 | -0.60611 | 1016.4786 | #REF! | 740.0969 | 0.00045674 | 1016.985 | 0 | 1010.9 | 0.0064771 | 1016.985 | 0 | 741.1299 | 0.007016 | 1016.985 | 0 | 1010.9 | 0.0023201 | 1016.985 | 0 | 1010.9 | -0.0066822 | 1016.985 | 0 | 740.0969 | 0.00048438 | 1016.985 | 0 | 740.0969 | 0.00041025 | 1016.985 | 0 | 1016.4786 | -0.12136 | 1089.4688 | 0.074204 | 1016.4786 | -0.08913 | 1090.2826 | 0 | 1089.4688 | 0.067403 | 1016.4786 | -0.020304 | 1016.985 | 0
|  |  |  | 1017.2292 | 0.0099556 | 1016.7219 | 0.0028888 | 741.2595 | 0.011272 | 1017.2292 | 0.021221 | 1016.7219 | -0.21415 | 1016.7219 | #REF! | 740.218 | 0.00025147 | 1017.2292 | 0 | 1011.2 | 0.016553 | 1017.2292 | 0 | 741.2595 | 0.0045293 | 1017.2292 | 0 | 1011.2 | 0.0011552 | 1017.2292 | 0.034412 | 1011.2 | 0.011069 | 1017.2292 | 0 | 740.218 | 0.00025615 | 1017.2292 | 0 | 740.218 | 0.0002268 | 1017.2292 | 0.0031504 | 1016.7219 | 0.15964 | 1089.6372 | 0.061133 | 1016.7219 | 0.099869 | 1090.4531 | 0.00032174 | 1089.6372 | 0.069911 | 1016.7219 | 0.044183 | 1017.2292 | 0
|  |  |  | 1017.4733 | 0.0023267 | 1016.9652 | 0.0029695 | 741.389 | 0 | 1017.4733 | -0.0044052 | 1016.9652 | -0.54465 | 1016.9652 | #REF! | 740.3392 | 0.00049436 | 1017.4733 | 0 | 1011.4 | 0.0016793 | 1017.4733 | 0 | 741.389 | 0.0063943 | 1017.4733 | 0 | 1011.4 | -0.0032714 | 1017.4733 | 0 | 1011.4 | 0.0024994 | 1017.4733 | 0 | 740.3392 | 0.00049611 | 1017.4733 | 0 | 740.3392 | 0.00043698 | 1017.4733 | 0 | 1016.9652 | -0.18306 | 1089.8056 | 0.072752 | 1016.9652 | -0.033571 | 1090.6237 | 0 | 1089.8056 | 0.067821 | 1016.9652 | -0.017111 | 1017.4733 | 0
|  |  |  | 1017.7175 | 0.014349 | 1017.2085 | 0.0085119 | 741.5186 | 0.0038098 | 1017.7175 | -0.0064804 | 1017.2085 | 0.019931 | 1017.2085 | #REF! | 740.4603 | 0.00024551 | 1017.7175 | 0 | 1011.7 | -0.020391 | 1017.7175 | 0 | 741.5186 | 0.0050178 | 1017.7175 | 0 | 1011.7 | -0.0001262 | 1017.7175 | 0.022495 | 1011.7 | -0.0042337 | 1017.7175 | 0 | 740.4603 | 0.00024029 | 1017.7175 | 0 | 740.4603 | 0.00021343 | 1017.7175 | 0.0075193 | 1017.2085 | 0.11261 | 1089.974 | 0.064401 | 1017.2085 | 0.037046 | 1090.7942 | 0.00032174 | 1089.974 | 0.070283 | 1017.2085 | -0.002141 | 1017.7175 | 0
|  |  |  | 1017.9617 | 0.010452 | 1017.4518 | -0.032513 | 741.6482 | 0 | 1017.9617 | -0.034392 | 1017.4518 | -0.66956 | 1017.4518 | #REF! | 740.5815 | 0.00047238 | 1017.9617 | 0 | 1011.9 | 0.0002399 | 1017.9617 | 0 | 741.6482 | 0.0094139 | 1017.9617 | 0 | 1011.9 | -0.00082513 | 1017.9617 | 0 | 1011.9 | -0.0033155 | 1017.9617 | 0 | 740.5815 | 0.00049792 | 1017.9617 | 0 | 740.5815 | 0.000407 | 1017.9617 | 0 | 1017.4518 | -0.27225 | 1090.1424 | 0.073569 | 1017.4518 | -0.21676 | 1090.9648 | 0 | 1090.1424 | 0.068285 | 1017.4518 | -0.039458 | 1017.9617 | 0
|  |  |  | 1018.2059 | 0.019093 | 1017.6951 | -0.0018833 | 741.7779 | 0.011463 | 1018.2059 | 0.0052295 | 1017.6951 | 0.51129 | 1017.6951 | #REF! | 740.7026 | 0.00022856 | 1018.2059 | 0 | 1012.1 | 0.0031186 | 1018.2059 | 0 | 741.7779 | 0.010568 | 1018.2059 | 0 | 1012.1 | -0.00082513 | 1018.2059 | 0.029398 | 1012.1 | 0.0032646 | 1018.2059 | 0 | 740.7026 | 0.00025994 | 1018.2059 | 0 | 740.7026 | 0.00019357 | 1018.2059 | 0.005604 | 1017.6951 | 0.27876 | 1090.3108 | 0.06481 | 1017.6951 | 0.014306 | 1091.1354 | 0.00032174 | 1090.3108 | 0.070422 | 1017.6951 | 0.031477 | 1018.2059 | 0
|  |  |  | 1018.4501 | 0.012895 | 1017.9384 | -0.045757 | 741.9075 | 0 | 1018.4501 | 0.00040084 | 1017.9384 | -1.0728 | 1017.9384 | #REF! | 740.8238 | 0.00045581 | 1018.4501 | 0 | 1012.4 | -0.0016793 | 1018.4501 | 0 | 741.9075 | 0.0034878 | 1018.4501 | 0 | 1012.4 | -0.0058343 | 1018.4501 | 0 | 1012.4 | -0.00025504 | 1018.4501 | 0 | 740.8238 | 0.00049743 | 1018.4501 | 0 | 740.8238 | 0.00041693 | 1018.4501 | 0 | 1017.9384 | -0.23254 | 1090.4792 | 0.074522 | 1017.9384 | -0.062169 | 1091.3059 | 0 | 1090.4792 | 0.068564 | 1017.9384 | -0.057654 | 1018.4501 | 0
|  |  |  | 1018.6943 | 0.025548 | 1018.1817 | 0.018849 | 742.0371 | 0.0056319 | 1018.6943 | 0.017477 | 1018.1817 | 0.53864 | 1018.1817 | #REF! | 740.945 | 0.00023601 | 1018.6943 | 0 | 1012.6 | 0.012235 | 1018.6943 | 0 | 742.0371 | 0 | 1018.6943 | 0 | 1012.6 | -0.00094161 | 1018.6943 | 0.031264 | 1012.6 | -0.0014792 | 1018.6943 | 0 | 740.945 | 0.00024079 | 1018.6943 | 0 | 740.945 | 0.00022354 | 1018.6943 | 0.00246 | 1018.1817 | 0.25392 | 1090.6476 | 0.06599 | 1018.1817 | 0.10472 | 1091.4765 | 0.00032174 | 1090.6476 | 0.070468 | 1018.1817 | 0.048652 | 1018.6943 | 0
|  |  |  | 1018.9385 | 0.00018699 | 1018.425 | -0.017148 | 742.1668 | 0 | 1018.9385 | -0.020172 | 1018.425 | -0.4618 | 1018.425 | #REF! | 741.0661 | 0.00047406 | 1018.9385 | 0 | 1012.9 | 0.0055175 | 1018.9385 | 0 | 742.1668 | 0 | 1018.9385 | 0 | 1012.9 | 0.0043004 | 1018.9385 | 0 | 1012.9 | -0.0068351 | 1018.9385 | 0 | 741.0661 | 0.00046671 | 1018.9385 | 0 | 741.0661 | 0.00044708 | 1018.9385 | 0 | 1018.425 | -0.12767 | 1090.816 | 0.073387 | 1018.425 | -0.024669 | 1091.6471 | 0 | 1090.816 | 0.068657 | 1018.425 | -0.065763 | 1018.9385 | 0
|  |  |  | 1019.1827 | 0.021914 | 1018.6683 | 0.011981 | 742.2965 | 0.011081 | 1019.1827 | -0.006096 | 1018.6683 | 0.086497 | 1018.6683 | #REF! | 741.1873 | 0.00024681 | 1019.1827 | 0 | 1013.1 | 0.030466 | 1019.1827 | 0 | 742.2965 | 0.00060914 | 1019.1827 | 0 | 1013.1 | 0.01094 | 1019.1827 | 0.032502 | 1013.1 | 0.00051009 | 1019.1827 | 0 | 741.1873 | 0.00022923 | 1019.1827 | 0 | 741.1873 | 0.00022354 | 1019.1827 | 0.0083243 | 1018.6683 | 0.0077863 | 1090.9844 | 0.065218 | 1018.6683 | 0.17837 | 1091.8176 | 0.00010725 | 1090.9844 | 0.070422 | 1018.6683 | 0.12616 | 1019.1827 | 0
|  |  |  | 1019.4269 | 0.015292 | 1018.9116 | -0.026327 | 742.4262 | 0 | 1019.4269 | -0.021367 | 1018.9116 | -1.0376 | 1018.9116 | #REF! | 741.3085 | 0.0004763 | 1019.4269 | 0 | 1013.4 | 0.00071969 | 1019.4269 | 0 | 742.4262 | 0.0087922 | 1019.4269 | 0 | 1013.4 | 0.00033976 | 1019.4269 | 0 | 1013.4 | 0.0018873 | 1019.4269 | 0 | 741.3085 | 0.0004857 | 1019.4269 | 0 | 741.3085 | 0.00045702 | 1019.4269 | 0 | 1018.9116 | -0.084912 | 1091.1528 | 0.073796 | 1018.9116 | 0.069359 | 1091.9882 | 0 | 1091.1528 | 0.06875 | 1018.9116 | -0.015515 | 1019.4269 | 0
|  |  |  | 1019.6711 | 0.015951 | 1019.155 | 0.011205 | 742.5559 | 0.015093 | 1019.6711 | -0.011279 | 1019.155 | 0.1493 | 1019.155 | #REF! | 741.4296 | 0.00023861 | 1019.6711 | 0 | 1013.6 | -0.0026388 | 1019.6711 | 0 | 742.5559 | 0.0056394 | 1019.6711 | 0 | 1013.6 | 0.010474 | 1019.6711 | 0.033573 | 1013.6 | 0.0037236 | 1019.6711 | 0 | 741.4296 | 0.00025763 | 1019.6711 | 0 | 741.4296 | 0.00023348 | 1019.6711 | 0.0069537 | 1019.155 | 0.14132 | 1091.3212 | 0.068395 | 1019.155 | 0.028084 | 1092.1588 | 0.00010725 | 1091.3212 | 0.070376 | 1019.155 | 0.091941 | 1019.6711 | 0
|  |  |  | 1019.9153 | -0.0017749 | 1019.3983 | -0.017019 | 742.6856 | 0 | 1019.9153 | -0.0142 | 1019.3983 | -0.74091 | 1019.3983 | #REF! | 741.5508 | 0.00046065 | 1019.9153 | 0 | 1013.8 | 0.0098357 | 1019.9153 | 0 | 742.6856 | 0.010568 | 1019.9153 | 0 | 1013.8 | -0.0067659 | 1019.9153 | 0 | 1013.8 | -0.0037746 | 1019.9153 | 0 | 741.5508 | 0.0004753 | 1019.9153 | 0 | 741.5508 | 0.00044708 | 1019.9153 | 0 | 1019.3983 | -0.16982 | 1091.4896 | 0.073478 | 1019.3983 | 0.037544 | 1092.3294 | 0 | 1091.4896 | 0.06861 | 1019.3983 | -0.097368 | 1019.9153 | 0
|  |  |  | 1020.1596 | 0.025889 | 1019.6416 | -0.004868 | 742.8153 | 0.013374 | 1020.1596 | 0.0066465 | 1019.6416 | -0.090927 | 1019.6416 | #REF! | 741.672 | 0.0002239 | 1020.1596 | 0 | 1014.1 | 0.0079165 | 1020.1596 | 0 | 742.8153 | 0 | 1020.1596 | 0 | 1014.1 | -0.0068827 | 1020.1596 | 0.015946 | 1014.1 | 0.0018873 | 1020.1596 | 0 | 741.672 | 0.00021767 | 1020.1596 | 0 | 741.672 | 0.00021343 | 1020.1596 | 0.0067574 | 1019.6416 | 0.11525 | 1091.6579 | 0.063993 | 1019.6416 | 0.10459 | 1092.4999 | 0.00053624 | 1091.6579 | 0.070236 | 1019.6416 | 0.073233 | 1020.1596 | 0
|  |  |  | 1020.4038 | -0.02373 | 1019.885 | -0.016907 | 742.945 | 0 | 1020.4038 | -0.01328 | 1019.885 | -0.94172 | 1019.885 | #REF! | 741.7931 | 0.00043234 | 1020.4038 | 0 | 1014.3 | 0.013674 | 1020.4038 | 0 | 742.945 | 0.0055062 | 1020.4038 | 0 | 1014.3 | 0.0020871 | 1020.4038 | 0 | 1014.3 | -0.0030095 | 1020.4038 | 0 | 741.7931 | 0.00044409 | 1020.4038 | 0 | 741.7931 | 0.00043698 | 1020.4038 | 0 | 1019.885 | 0 | 1091.8263 | 0.074431 | 1019.885 | -0.13576 | 1092.6705 | 0 | 1091.8263 | 0.06875 | 1019.885 | -0.067104 | 1020.4038 | 0
|  |  |  | 1020.6481 | 0.012646 | 1020.1283 | -0.024443 | 743.0748 | 0.014616 | 1020.6481 | -0.0058893 | 1020.1283 | -0.4682 | 1020.1283 | #REF! | 741.9143 | 0.00020993 | 1020.6481 | 0 | 1014.6 | 0.017512 | 1020.6481 | 0 | 743.0748 | 0.010568 | 1020.6481 | 0 | 1014.6 | 0.0015046 | 1020.6481 | 0.019618 | 1014.6 | 0.01061 | 1020.6481 | 0 | 741.9143 | 0.00022642 | 1020.6481 | 0 | 741.9143 | 0.00022354 | 1020.6481 | 0.0044314 | 1020.1283 | 0 | 1091.9947 | 0.065127 | 1020.1283 | 0.097994 | 1092.8411 | 0.00032174 | 1091.9947 | 0.070329 | 1020.1283 | 0.060081 | 1020.6481 | 0
|  |  |  | 1020.8923 | -0.018005 | 1020.3717 | -0.025489 | 743.2045 | 0 | 1020.8923 | -0.022247 | 1020.3717 | -0.99351 | 1020.3717 | #REF! | 742.0354 | 0.00043289 | 1020.8923 | 0 | 1014.8 | 0.011755 | 1020.8923 | 0 | 743.2045 | 0.001849 | 1020.8923 | 0 | 1014.8 | -0.0036209 | 1020.8923 | 0 | 1014.8 | -0.01112 | 1020.8923 | 0 | 742.0354 | 0.00045796 | 1020.8923 | 0 | 742.0354 | 0.00037531 | 1020.8923 | 0 | 1020.3717 | 0 | 1092.1631 | 0.074114 | 1020.3717 | -0.23581 | 1093.0117 | 0 | 1092.1631 | 0.068703 | 1020.3717 | -0.031413 | 1020.8923 | 0
|  |  |  | 1021.1366 | 0.022582 | 1020.615 | -0.0092141 | 743.3343 | 0.016908 | 1021.1366 | 0.00012838 | 1020.615 | 0.52457 | 1020.615 | #REF! | 742.1566 | 0.00022371 | 1021.1366 | 0 | 1015.1 | -0.031905 | 1021.1366 | 0 | 743.3343 | 0.0047513 | 1021.1366 | 0 | 1015.1 | 0.0088434 | 1021.1366 | 0.031764 | 1015.1 | -0.0010202 | 1021.1366 | 0 | 742.1566 | 0.00023154 | 1021.1366 | 0 | 742.1566 | 0.00015177 | 1021.1366 | 0.0050254 | 1020.615 | 0 | 1092.3315 | 0.062177 | 1020.615 | 0.02473 | 1093.1822 | 0.00053624 | 1092.3315 | 0.070329 | 1020.615 | 0.097176 | 1021.1366 | 0
|  |  |  | 1021.3809 | -0.0014326 | 1020.8584 | -0.0053967 | 743.4641 | 0 | 1021.3809 | -0.0036555 | 1020.8584 | -0.94088 | 1020.8584 | #REF! | 742.2778 | 0.00048524 | 1021.3808 | 0 | 1015.3 | -0.016553 | 1021.3808 | 0 | 743.4641 | 0.0043703 | 1021.3808 | 0 | 1015.3 | -0.01492 | 1021.3809 | 0 | 1015.3 | 0.006019 | 1021.3808 | 0 | 742.2778 | 0.00049264 | 1021.3808 | 0 | 742.2778 | 0.00034533 | 1021.3809 | 0 | 1020.8584 | 0 | 1092.4999 | 0.072843 | 1020.8584 | -0.20822 | 1093.3528 | 0 | 1092.4999 | 0.068657 | 1020.8584 | -0.048397 | 1021.3809 | 0
|  |  |  | 1021.6251 | 0.02184 | 1021.1017 | -0.028308 | 743.5939 | 0.0044724 | 1021.6251 | -0.0061792 | 1021.1017 | 0.40003 | 1021.1017 | #REF! | 742.399 | 0.00026246 | 1021.6251 | 0 | 1015.5 | 0.04726 | 1021.6251 | 0 | 743.5939 | 0.010702 | 1021.6251 | 0 | 1015.5 | 0.00010678 | 1021.6251 | 0.0042603 | 1015.5 | 0.013211 | 1021.6251 | 0 | 742.399 | 0.0002611 | 1021.6251 | 0 | 742.399 | 0.00019357 | 1021.6251 | 0.0093558 | 1021.1017 | 0 | 1092.6683 | 0.066625 | 1021.1017 | 0.084474 | 1093.5234 | 0.00053624 | 1092.6683 | 0.070329 | 1021.1017 | 0.093728 | 1021.6251 | 0
|  |  |  | 1021.8694 | -0.010632 | 1021.3451 | -0.013047 | 743.7237 | 0 | 1021.8694 | -0.026761 | 1021.3451 | -1.0738 | 1021.3451 | #REF! | 742.5201 | 0.00050554 | 1021.8694 | 0 | 1015.8 | 0.0088761 | 1021.8694 | 0 | 743.7237 | 0.0039922 | 1021.8694 | 0 | 1015.8 | -0.0085133 | 1021.8694 | 0 | 1015.8 | 0.00096913 | 1021.8694 | 0 | 742.5201 | 0.00050668 | 1021.8694 | 0 | 742.5201 | 0.00041693 | 1021.8694 | 0 | 1021.3451 | 0 | 1092.8366 | 0.073387 | 1021.3451 | 0.033436 | 1093.694 | 0 | 1092.8366 | 0.06875 | 1021.3451 | -0.34152 | 1021.8694 | 0
|  |  |  | 1022.1136 | 0.010705 | 1021.5885 | 0.0050926 | 743.8535 | 0.011463 | 1022.1136 | 0.0004718 | 1021.5885 | 0.29703 | 1021.5885 | #REF! | 742.6413 | 0.00024588 | 1022.1137 | 0 | 1016 | 0.02183 | 1022.1137 | 0 | 743.8535 | 0.003256 | 1022.1137 | 0 | 1016 | 0.0048828 | 1022.1136 | 0.025157 | 1016 | 0.0028055 | 1022.1137 | 0 | 742.6413 | 0.00024541 | 1022.1137 | 0 | 742.6413 | 0.00022354 | 1022.1137 | 0.0057552 | 1021.5885 | 0 | 1093.005 | 0.067215 | 1021.5885 | 0.040069 | 1093.8646 | 0.00053624 | 1093.005 | 0.070561 | 1021.5885 | 0.39879 | 1022.1136 | 0
|  |  |  | 1022.358 | 0.011004 | 1021.8318 | -0.002936 | 743.9833 | 0 | 1022.358 | -0.011573 | 1021.8318 | 0 | 1021.8318 | #REF! | 742.7625 | 0.00046847 | 1022.358 | 0 | 1016.3 | 0.0031186 | 1022.358 | 0 | 743.9833 | 0.0047513 | 1022.358 | 0 | 1016.3 | -0.0014076 | 1022.358 | 0 | 1016.3 | -0.0013262 | 1022.358 | 0 | 742.7625 | 0.00047183 | 1022.358 | 0 | 742.7625 | 0.00041025 | 1022.358 | 0 | 1021.8319 | 0 | 1093.1734 | 0.073387 | 1021.8318 | 0.1099 | 1094.0351 | 0 | 1093.1734 | 0.06875 | 1021.8319 | 0 | 1022.358 | 0
|  |  |  | 1022.6022 | 0.00026352 | 1022.0752 | 0.0014961 | 744.1132 | 0.014042 | 1022.6022 | -8.8255e-05 | 1022.0752 | 0 | 1022.0752 | #REF! | 742.8836 | 0.00022669 | 1022.6022 | 0 | 1016.5 | 0.012235 | 1022.6022 | 0 | 744.1132 | 0.016874 | 1022.6022 | 0 | 1016.5 | 0.0044169 | 1022.6022 | 0.034755 | 1016.5 | 0.0011222 | 1022.6022 | 0 | 742.8836 | 0.00022642 | 1022.6022 | 0 | 742.8836 | 0.00019014 | 1022.6022 | 0.0071539 | 1022.0752 | 0 | 1093.3418 | 0.067351 | 1022.0752 | 0.0010602 | 1094.2057 | 0.00032174 | 1093.3418 | 0.070329 | 1022.0752 | 0 | 1022.6022 | 0
|  |  |  | 1022.8466 | -0.0037317 | 1022.3186 | -0.040885 | 744.243 | 0 | 1022.8466 | -0.017861 | 1022.3186 | 0 | 1022.3186 | #REF! | 743.0048 | 0.00047052 | 1022.8465 | 0 | 1016.8 | -0.041981 | 1022.8465 | 0 | 744.243 | 0.0027314 | 1022.8465 | 0 | 1016.8 | -0.005368 | 1022.8466 | 0 | 1016.8 | -0.0083652 | 1022.8465 | 0 | 743.0048 | 0.00048058 | 1022.8465 | 0 | 743.0048 | 0.00043372 | 1022.8466 | 0 | 1022.3186 | 0 | 1093.5102 | 0.072934 | 1022.3186 | -0.164 | 1094.3763 | 0 | 1093.5102 | 0.068657 | 1022.3186 | 0 | 1022.8466 | 0
|  |  |  | 1023.0908 | 0.023896 | 1022.562 | -0.0090255 | 744.3729 | 0.016908 | 1023.0908 | -0.016181 | 1022.562 | 0 | 1022.562 | #REF! | 743.126 | 0.00024811 | 1023.0909 | 0 | 1017 | 0.011755 | 1023.0909 | 0 | 744.3729 | 0 | 1023.0909 | 0 | 1017 | 0.00057274 | 1023.0908 | 0.017037 | 1017 | 0.0092325 | 1023.0909 | 0 | 743.126 | 0.00025416 | 1023.0909 | 0 | 743.126 | 0.00024684 | 1023.0908 | 0.012419 | 1022.562 | 0 | 1093.6785 | 0.064401 | 1022.562 | -0.094164 | 1094.5469 | 0.0007506 | 1093.6785 | 0.070376 | 1022.562 | 0 | 1023.0908 | 0
|  |  |  | 1023.3351 | -0.0035604 | 1022.8054 | -0.02905 | 744.5028 | 0 | 1023.3351 | -0.0044011 | 1022.8054 | 0 | 1022.8054 | #REF! | 743.2472 | 0.0004722 | 1023.3352 | 0 | 1017.2 | 0.0040782 | 1023.3352 | 0 | 744.5028 | 0.0041182 | 1023.3352 | 0 | 1017.2 | -0.0049022 | 1023.3351 | 0 | 1017.2 | -0.0065293 | 1023.3352 | 0 | 743.2472 | 0.00050139 | 1023.3352 | 0 | 743.2472 | 0.00044708 | 1023.3351 | 0 | 1022.8054 | 0 | 1093.8469 | 0.073387 | 1022.8054 | 0.0061039 | 1094.7175 | 0 | 1093.8469 | 0.068564 | 1022.8054 | 0 | 1023.3351 | 0
|  |  |  | 1023.5795 | 0.010654 | 1023.0488 | -0.016458 | 744.6327 | 0.014233 | 1023.5795 | 0.0078476 | 1023.0488 | 0 | 1023.0488 | #REF! | 743.3683 | 0.00022558 | 1023.5795 | 0 | 1017.5 | -0.014634 | 1023.5795 | 0 | 744.6327 | 0.013322 | 1023.5795 | 0 | 1017.5 | 0.0060475 | 1023.5795 | 0 | 1017.5 | 0.0063253 | 1023.5795 | 0 | 743.3683 | 0.00024723 | 1023.5795 | 0 | 743.3683 | 0.0002035 | 1023.5795 | 0.0050384 | 1023.0488 | 0 | 1094.0153 | 0.063675 | 1023.0488 | -0.046902 | 1094.8881 | 0.00053624 | 1094.0153 | 0.070283 | 1023.0488 | 0 | 1023.5795 | 0
|  |  |  | 1023.8238 | 0.00055018 | 1023.2922 | -0.025245 | 744.7626 | 0 | 1023.8238 | -0.039196 | 1023.2922 | 0 | 1023.2922 | #REF! | 743.4895 | 0.00043848 | 1023.8238 | 0 | 1017.7 | 0.045821 | 1023.8238 | 0 | 744.7626 | 0.01119 | 1023.8238 | 0 | 1017.7 | -0.0039703 | 1023.8238 | 0 | 1017.7 | -0.0045398 | 1023.8238 | 0 | 743.4895 | 0.00049264 | 1023.8238 | 0 | 743.4895 | 0.00040529 | 1023.8238 | 0 | 1023.2922 | 0 | 1094.1837 | 0.073569 | 1023.2922 | -0.11574 | 1095.0587 | 0 | 1094.1837 | 0.068425 | 1023.2922 | 0 | 1023.8238 | 0
|  |  |  | 1024.0681 | 0.0081183 | 1023.5356 | -0.0041007 | 744.8925 | 0.01175 | 1024.0681 | 0.0065336 | 1023.5356 | 0 | 1023.5356 | #REF! | 743.6107 | 0.00021384 | 1024.0681 | 0 | 1018 | -0.020391 | 1024.0681 | 0 | 744.8925 | 0 | 1024.0681 | 0 | 1018 | 0.003485 | 1024.0681 | 0.023843 | 1018 | 0.010916 | 1024.0681 | 0 | 743.6107 | 0.00024987 | 1024.0681 | 0 | 743.6107 | 0.00020179 | 1024.0681 | 0.0055886 | 1023.5356 | 0 | 1094.352 | 0.063539 | 1023.5356 | 0.10244 | 1095.2293 | 0.00010725 | 1094.352 | 0.070283 | 1023.5356 | 0 | 1024.0681 | 0
|  |  |  | 1024.3125 | -0.012531 | 1023.779 | -0.01581 | 745.0224 | 0 | 1024.3125 | -0.013699 | 1023.779 | 0 | 1023.779 | #REF! | 743.7319 | 0.00046829 | 1024.3125 | 0 | 1018.2 | -0.0088761 | 1024.3125 | 0 | 745.0224 | 0.0099023 | 1024.3125 | 0 | 1018.2 | -0.0050185 | 1024.3125 | 0 | 1018.2 | -0.0074475 | 1024.3125 | 0 | 743.7319 | 0.00047629 | 1024.3125 | 0 | 743.7319 | 0.00040529 | 1024.3125 | 0 | 1023.779 | 0 | 1094.5204 | 0.074295 | 1023.779 | 0 | 1095.3999 | 0 | 1094.5204 | 0.068517 | 1023.779 | 0 | 1024.3125 | 0
|  |  |  | 1024.5568 | 0.0061761 | 1024.0224 | 0.0067862 | 745.1524 | 0.015762 | 1024.5568 | -0.010525 | 1024.0224 | 0 | 1024.0224 | #REF! | 743.853 | 0.00025538 | 1024.5568 | 0 | 1018.5 | 0.017992 | 1024.5568 | 0 | 745.1524 | 0.00060914 | 1024.5568 | 0 | 1018.5 | 0.0052322 | 1024.5568 | 0.04345 | 1018.5 | 0.0058659 | 1024.5568 | 0 | 743.853 | 0.00023071 | 1024.5568 | 0 | 743.853 | 0.0002035 | 1024.5568 | 0.0086828 | 1024.0224 | 0 | 1094.6888 | 0.064265 | 1024.0224 | 0 | 1095.5704 | 0.00053624 | 1094.6888 | 0.070422 | 1024.0224 | 0 | 1024.5568 | 0
|  |  |  | 1024.8011 | -0.020604 | 1024.2658 | -0.029645 | 745.2823 | 0 | 1024.8011 | -0.010303 | 1024.2658 | 0 | 1024.2658 | #REF! | 743.9742 | 0.00048971 | 1024.8011 | 0 | 1018.7 | -0.013194 | 1024.8011 | 0 | 745.2823 | 0.00374 | 1024.8011 | 0 | 1018.7 | -9.7074e-06 | 1024.8011 | 0 | 1018.7 | 0.0037236 | 1024.8011 | 0 | 743.9742 | 0.00045796 | 1024.8011 | 0 | 743.9742 | 0.00039706 | 1024.8012 | 0 | 1024.2658 | 0 | 1094.8572 | 0.073705 | 1024.2658 | 0 | 1095.741 | 0 | 1094.8572 | 0.068425 | 1024.2658 | 0 | 1024.8011 | 0
|  |  |  | 1025.0455 | 0.034521 | 1024.5093 | -0.022787 | 745.4123 | 0.011463 | 1025.0455 | 0.0024348 | 1024.5093 | 0 | 1024.5093 | #REF! | 744.0954 | 0.00023545 | 1025.0455 | 0 | 1018.9 | 0.035744 | 1025.0455 | 0 | 745.4123 | 0.0074157 | 1025.0455 | 0 | 1018.9 | 0.008727 | 1025.0455 | 1.5359e-05 | 1018.9 | 0.0090795 | 1025.0455 | 0 | 744.0954 | 0.00023269 | 1025.0455 | 0 | 744.0954 | 0.00019357 | 1025.0455 | 0.007717 | 1024.5093 | 0 | 1095.0255 | 0.062268 | 1024.5093 | 0 | 1095.9116 | 0.00053624 | 1095.0255 | 0.070283 | 1024.5093 | 0 | 1025.0455 | 0
|  |  |  | 1025.2898 | -0.018525 | 1024.7527 | -0.036111 | 745.5423 | 0 | 1025.2898 | -0.017812 | 1024.7527 | 0 | 1024.7527 | #REF! | 744.2166 | 0.00049306 | 1025.2898 | 0 | 1019.2 | -0.013674 | 1025.2898 | 0 | 745.5423 | 0.0036139 | 1025.2898 | 0 | 1019.2 | -0.0001262 | 1025.2898 | 0 | 1019.2 | -0.0043867 | 1025.2898 | 0 | 744.2166 | 0.00049561 | 1025.2898 | 0 | 744.2166 | 0.00046712 | 1025.2898 | 0 | 1024.7527 | 0 | 1095.1939 | 0.073705 | 1024.7527 | 0 | 1096.0822 | 0 | 1095.1939 | 0.068099 | 1024.7527 | 0 | 1025.2898 | 0
|  |  |  | 1025.5342 | 0.020571 | 1024.9961 | -0.031566 | 745.6723 | 0.013565 | 1025.5342 | 0.019011 | 1024.9961 | 0 | 1024.9961 | #REF! | 744.3378 | 0.00026115 | 1025.5342 | 0 | 1019.4 | -0.0011995 | 1025.5342 | 0 | 745.6723 | 0.010302 | 1025.5342 | 0 | 1019.4 | 0.0089597 | 1025.5342 | 3.0908e-05 | 1019.4 | -0.0019383 | 1025.5342 | 0 | 744.3378 | 0.00026407 | 1025.5342 | 0 | 744.3378 | 0.00027356 | 1025.5342 | 0.0098808 | 1024.9961 | 0 | 1095.3623 | 0.062631 | 1024.9961 | 0 | 1096.2528 | 0.0007506 | 1095.3623 | 0.07019 | 1024.9961 | 0 | 1025.5342 | 0
|  |  |  | 1025.7786 | 0.00034743 | 1025.2395 | -0.01526 | 745.8023 | 0 | 1025.7786 | -0.024477 | 1025.2395 | 0 | 1025.2395 | #REF! | 744.4589 | 0.00052529 | 1025.7786 | 0 | 1019.7 | 0.020391 | 1025.7786 | 0 | 745.8023 | 0.0051066 | 1025.7786 | 0 | 1019.7 | -0.0014076 | 1025.7786 | 0 | 1019.7 | -0.0080593 | 1025.7786 | 0 | 744.4589 | 0.00050486 | 1025.7786 | 0 | 744.4589 | 0.00052708 | 1025.7786 | 0 | 1025.2395 | 0 | 1095.5306 | 0.074658 | 1025.2395 | 0 | 1096.4234 | 0 | 1095.5306 | 0.068332 | 1025.2395 | 0 | 1025.7786 | 0
|  |  |  | 1026.0229 | -0.0037234 | 1025.483 | 0.011021 | 745.9323 | 0.021876 | 1026.0229 | 0.016345 | 1025.483 | 0 | 1025.483 | #REF! | 744.5801 | 0.00026804 | 1026.023 | 0 | 1019.9 | 0.0050378 | 1026.023 | 0 | 745.9323 | 0.0076821 | 1026.023 | 0 | 1019.9 | -0.0057175 | 1026.0229 | 3.7377e-05 | 1019.9 | -0.0091305 | 1026.023 | 0 | 744.5801 | 0.00024194 | 1026.023 | 0 | 744.5801 | 0.00025352 | 1026.023 | 0.012707 | 1025.483 | 0 | 1095.699 | 0.065581 | 1025.483 | 0 | 1096.594 | 0.00053624 | 1095.699 | 0.070561 | 1025.483 | 0 | 1026.0229 | 0
|  |  |  | 1026.2673 | 0.00039829 | 1025.7264 | -0.029414 | 746.0623 | 0 | 1026.2673 | -0.017844 | 1025.7264 | 0 | 1025.7264 | #REF! | 744.7013 | 0.00051169 | 1026.2673 | 0 | 1020.2 | -0.00071969 | 1026.2673 | 0 | 746.0623 | 0.0090142 | 1026.2673 | 0 | 1020.2 | 0.003019 | 1026.2673 | 0 | 1020.2 | -0.0051518 | 1026.2673 | 0 | 744.7013 | 0.00048752 | 1026.2673 | 0 | 744.7013 | 0.00051714 | 1026.2673 | 0 | 1025.7264 | 0 | 1095.8673 | 0.073387 | 1025.7264 | 0 | 1096.7646 | 0 | 1095.8673 | 0.060713 | 1025.7264 | 0 | 1026.2673 | 0
|  |  |  | 1026.5117 | 0.017268 | 1025.9699 | 0.0044093 | 746.1924 | 0.0054662 | 1026.5117 | 0.019182 | 1025.9699 | 0 | 1025.9699 | #REF! | 744.8225 | 0.00024811 | 1026.5117 | 0 | 1020.4 | 0.0002399 | 1026.5117 | 0 | 746.1924 | 0.0080373 | 1026.5117 | 0 | 1020.4 | 0.0047664 | 1026.5117 | 2.4725e-05 | 1020.4 | 0.012599 | 1026.5117 | 0 | 744.8225 | 0.00024541 | 1026.5117 | 0 | 744.8225 | 0.00026362 | 1026.5117 | 0.010212 | 1025.9699 | 0 | 1096.0357 | 0.044069 | 1025.9699 | 0 | 1096.9352 | 0.00032174 | 1096.0357 | 0.038834 | 1025.9699 | 0 | 1026.5117 | 0
|  |  |  | 1026.7561 | -0.0096771 | 1026.2133 | -0.096024 | 746.3224 | 0 | 1026.7561 | -0.022734 | 1026.2133 | 0 | 1026.2133 | #REF! | 744.9437 | 0.00048971 | 1026.7561 | 0 | 1020.6 | -0.013194 | 1026.7561 | 0 | 746.3224 | 0 | 1026.7561 | 0 | 1020.6 | -0.011775 | 1026.7561 | 0 | 1020.6 | -0.016017 | 1026.7561 | 0 | 744.9437 | 0.00048372 | 1026.7561 | 0 | 744.9437 | 0.00046712 | 1026.7561 | 0 | 1026.2133 | 0 | 1096.2041 | 0.0020743 | 1026.2133 | 0 | 1097.1058 | 0 | 1096.2041 | 0.01519 | 1026.2133 | 0 | 1026.7561 | 0
|  |  |  | 1027.0005 | 0.022424 | 1026.4568 | -0.060951 | 746.4525 | 0.002816 | 1027.0005 | -0.022555 | 1026.4568 | 0 | 1026.4568 | #REF! | 745.0648 | 0.00024383 | 1027.0005 | 0 | 1020.9 | 0.014634 | 1027.0005 | 0 | 746.4525 | 0 | 1027.0005 | 0 | 1020.9 | -0.012823 | 1027.0005 | 0 | 1020.9 | -0.010967 | 1027.0005 | 0 | 745.0648 | 0.00023831 | 1027.0005 | 0 | 745.0648 | 0.0002035 | 1027.0005 | 0 | 1026.4568 | 0 | 1096.3724 | 0 | 1026.4568 | 0 | 1097.2764 | 0.0007506 | 1096.3724 | 0.0010385 | 1026.4568 | 0 | 1027.0005 | 0
|  |  |  | 1027.2449 | -0.018906 | 1026.7002 | -0.085533 | 746.5825 | 0 | 1027.2449 | -0.01277 | 1026.7002 | 0 | 1026.7002 | #REF! | 745.186 | 0.0004858 | 1027.2449 | 0 | 1021.1 | -0.024709 | 1027.2449 | 0 | 746.5825 | 0 | 1027.2449 | 0 | 1021.1 | -0.01958 | 1027.2449 | 0 | 1021.1 | -0.0022444 | 1027.2449 | 0 | 745.186 | 0.00046985 | 1027.2449 | 0 | 745.186 | 0.00042704 | 1027.2449 | 0 | 1026.7002 | 0 | 1096.5408 | 0 | 1026.7002 | 0 | 1097.447 | 0 | 1096.5408 | 0.00096669 | 1026.7002 | 0 | 1027.2449 | 0
|  |  |  | 1027.4893 | 0.001466 | 1026.9437 | -0.071765 | 746.7126 | 0.0097437 | 1027.4893 | 0.012104 | 1026.9437 | 0 | 1026.9437 | #REF! | 745.3072 | 0.00024513 | 1027.4893 | 0 | 1021.4 | 0.002159 | 1027.4893 | 0 | 746.7126 | 0 | 1027.4893 | 0 | 1021.4 | -0.0082806 | 1027.4893 | 0 | 1021.4 | -0.0086717 | 1027.4893 | 0 | 745.3072 | 0.00023154 | 1027.4893 | 0 | 745.3072 | 0.00023194 | 1027.4893 | 0 | 1026.9437 | 0 | 1096.7091 | 0.00023941 | 1026.9437 | 0 | 1097.6176 | 0.0007506 | 1096.7091 | 0.00086142 | 1026.9437 | 0 | 1027.4893 | 0
|  |  |  | 1027.7338 | 0.001506 | 1027.1872 | -0.090871 | 746.8427 | 0 | 1027.7338 | -0.01138 | 1027.1872 | 0 | 1027.1872 | #REF! | 745.4284 | 0.00047145 | 1027.7337 | 0 | 1021.6 | -0.027109 | 1027.7337 | 0 | 746.8427 | 0 | 1027.7337 | 0 | 1021.6 | -0.0095617 | 1027.7338 | 0 | 1021.6 | -0.012038 | 1027.7337 | 0 | 745.4284 | 0.00044937 | 1027.7337 | 0 | 745.4284 | 0.00046541 | 1027.7338 | 0 | 1027.1872 | 0 | 1096.8775 | 0 | 1027.1872 | 0 | 1097.7882 | 0 | 1096.8775 | 0.0011353 | 1027.1872 | 0 | 1027.7338 | 0
|  |  |  | 1027.9781 | 0.016963 | 1027.4306 | -0.067484 | 746.9729 | 0.0072884 | 1027.9781 | 0.017283 | 1027.4306 | 0 | 1027.4306 | #REF! | 745.5496 | 0.0003433 | 1027.9782 | 0 | 1021.9 | 0.0040782 | 1027.9782 | 0 | 746.9729 | 0 | 1027.9782 | 0 | 1021.9 | -0.0040868 | 1027.9781 | 0 | 1021.9 | -0.011732 | 1027.9782 | 0 | 745.5496 | 0.0003265 | 1027.9782 | 0 | 745.5496 | 0.0003628 | 1027.9781 | 0.0010733 | 1027.4306 | 0 | 1097.0459 | 0.0031124 | 1027.4306 | 0 | 1097.9588 | 0.0007506 | 1097.0459 | 0.00123 | 1027.4306 | 0 | 1027.9781 | 0

## Normalized Spectra
LED Item # | M365L2 |  | M365L3 |  | M365LP1 |  | M385L2 |  | M385L3 |  | M385LP1 |  | M405LP1 |  | M455L3 |  | M455L4 |  | M470L3 |  | M470L4 |  | M505L3 |  | M505L4 |  | M530L3 |  | M530L4 |  | M590L3 |  | M590L4 |  | M617L3 |  | M617L4 |  | M625L3 |  | M625L4 |  | M660L4 |  | M780L3 |  | M810L3 |  | M850L3 |  | M940L3 |  | MCWHL5 |  | MCWHL6
Spectra | Wavelength (nm) | Normalized Intensity | Wavelength (nm) | Normalized Intensity | Wavelength (nm) | Normalized Intensity | Wavelength (nm) | Normalized Intensity | Wavelength (nm) | Normalized Intensity | Wavelength (nm) | Normalized Intensity | Wavelength (nm) | Normalized Intensity | Wavelength (nm) | Normalized Intensity | Wavelength (nm) | Normalized Intensity | Wavelength (nm) | Normalized Intensity | Wavelength (nm) | Normalized Intensity | Wavelength (nm) | Normalized Intensity | Wavelength (nm) | Normalized Intensity | Wavelength (nm) | Normalized Intensity | Wavelength (nm) | Normalized Intensity | Wavelength (nm) | Normalized Intensity | Wavelength (nm) | Normalized Intensity | Wavelength (nm) | Normalized Intensity | Wavelength (nm) | Normalized Intensity | Wavelength (nm) | Normalized Intensity | Wavelength (nm) | Normalized Intensity | Wavelength (nm) | Normalized Intensity | Wavelength (nm) | Normalized Intensity | Wavelength (nm) | Normalized Intensity | Wavelength (nm) | Normalized Intensity | Wavelength (nm) | Normalized Intensity | Wavelength (nm) | Normalized Intensity | Wavelength (nm) | Normalized Intensity
| 319.0612 | 0.00030594 | 200.0376 | 0.0012608 | 199.9755 | -0.00095781 | 319.0612 | 3.4765e-05 | 200.0376 | 0.000981 | 199.9755 | 0 | 199.9755 | 0 | 320.1482 | 1.1459e-05 | 200.0376 | 0 | 194.11 | 0.0019731 | 200.0376 | 0 | 319.0612 | 0.00084224 | 200.0376 | 0 | 194.11 | 0.00077218 | 200.0376 | 1.0355e-05 | 194.11 | 0.0010836 | 200.0376 | 0 | 320.1482 | 1.2097e-05 | 200.0376 | 0 | 320.1482 | 0 | 200.0376 | 0.00034046 | 199.9755 | 0 | 498.5586 | 0.00155 | 199.9755 | 0 | 497.0539 | 6.6672e-06 | 498.5586 | 0.00395 | 199.9755 | 0 | 200.0376 | 0
| 319.1756 | 0 | 200.2403 | 0.00038291 | 200.1769 | -0.00050654 | 319.1756 | 0 | 200.2403 | -0.00067271 | 200.1769 | 0 | 200.1769 | 0 | 320.2569 | 1.1268e-05 | 200.2403 | 0 | 194.31 | -0.0033222 | 200.2403 | 0 | 319.1756 | 0.00218 | 200.2403 | 0 | 194.31 | -0.00058385 | 200.2403 | 0 | 194.31 | -0.00093193 | 200.2403 | 0 | 320.2569 | 1.1395e-05 | 200.2403 | 0 | 320.2569 | 0 | 200.2403 | 0 | 200.1769 | 0 | 498.7121 | 0.00204 | 200.1769 | 0 | 497.2087 | 3.0002e-05 | 498.7121 | 0.00397 | 200.1769 | 0 | 200.2403 | 0
| 319.2899 | 0.00017997 | 200.443 | 0.00011969 | 200.3784 | 9.9124e-05 | 319.2899 | 0 | 200.443 | -0.00037906 | 200.3784 | 0 | 200.3784 | 0 | 320.3656 | 1.0036e-05 | 200.443 | 0 | 194.52 | 0.00015177 | 200.443 | 0 | 319.2899 | 0.00115 | 200.443 | 0 | 194.52 | 0.00041703 | 200.443 | 1.3208e-05 | 194.52 | 0.00066102 | 200.443 | 0 | 320.3656 | 1.0692e-05 | 200.443 | 0 | 320.3656 | 0 | 200.443 | 0.00025352 | 200.3784 | 0 | 498.8657 | 0.00174 | 200.3784 | 0 | 497.3637 | 0 | 498.8657 | 0.00375 | 200.3784 | 0 | 200.443 | 0
| 319.4043 | 0.00017668 | 200.6458 | 0.00050949 | 200.5799 | -0.00013139 | 319.4043 | 0.00086701 | 200.6458 | -0.00016561 | 200.5799 | 0 | 200.5799 | 0 | 320.4742 | 8.9384e-06 | 200.6458 | 0 | 194.72 | -0.00059023 | 200.6458 | 0 | 319.4043 | 0.00076162 | 200.6458 | 0 | 194.72 | -0.00074527 | 200.6458 | 0 | 194.72 | -0.00067186 | 200.6458 | 0 | 320.4742 | 1.1067e-05 | 200.6458 | 0 | 320.4742 | 0 | 200.6458 | 0 | 200.5799 | 0 | 499.0192 | 0.00197 | 200.5799 | 0 | 497.5186 | 0 | 499.0192 | 0.00396 | 200.5799 | 0 | 200.6458 | 0
| 319.5186 | 0.00055789 | 200.8485 | 0.00038534 | 200.7814 | 0.00083922 | 319.5186 | 0 | 200.8485 | 0.00016265 | 200.7814 | 0 | 200.7814 | 0 | 320.583 | 8.3448e-06 | 200.8485 | 0 | 194.92 | 0.0030523 | 200.8485 | 0 | 319.5186 | 0.00041639 | 200.8485 | 0 | 194.92 | -0.00013183 | 200.8485 | 1.6362e-05 | 194.92 | -0.00089942 | 200.8485 | 0 | 320.583 | 9.4272e-06 | 200.8485 | 0 | 320.583 | 0 | 200.8485 | 0.00048773 | 200.7814 | 0 | 499.1728 | 0.00186 | 200.7814 | 0 | 497.6735 | 0 | 499.1728 | 0.00381 | 200.7814 | 0 | 200.8485 | 0
| 319.633 | 0.00015871 | 201.0513 | 0.00036217 | 200.9829 | 0.00017593 | 319.633 | 0.00038148 | 201.0513 | 8.2821e-06 | 200.9829 | 0 | 200.9829 | 0 | 320.6917 | 7.9527e-06 | 201.0513 | 0 | 195.12 | 0.0013322 | 201.0513 | 0 | 319.633 | 0.00156 | 201.0513 | 0 | 195.12 | 2.9596e-05 | 201.0513 | 0 | 195.12 | 0.00066102 | 201.0513 | 0 | 320.6917 | 8.1273e-06 | 201.0513 | 0 | 320.6917 | 0 | 201.0513 | 0 | 200.9829 | 0 | 499.3263 | 0.00070336 | 200.9829 | 0 | 497.8284 | 3.0002e-05 | 499.3263 | 0.00396 | 200.9829 | 0 | 201.0513 | 0
| 319.7473 | 0 | 201.2541 | -0.00027577 | 201.1845 | 0.00053809 | 319.7473 | 0 | 201.2541 | -4.4035e-05 | 201.1845 | 0 | 201.1845 | 0 | 320.8004 | 8.7928e-06 | 201.2541 | 0 | 195.33 | 0.0005565 | 201.2541 | 0 | 319.7473 | 0.0001041 | 201.2541 | 0 | 195.33 | 0.00067532 | 201.2541 | 1.2601e-05 | 195.33 | -0.00057433 | 201.2541 | 0 | 320.8004 | 7.2021e-06 | 201.2541 | 0 | 320.8004 | 0 | 201.2541 | 0.00020965 | 201.1845 | 0 | 499.4799 | 0.00134 | 201.1845 | 0 | 497.9833 | 0 | 499.4799 | 0.00374 | 201.1845 | 0 | 201.2541 | 0
| 319.8616 | 0 | 201.4569 | 0.00032879 | 201.3861 | -0.000644 | 319.8616 | 0.00032946 | 201.4569 | -0.00081926 | 201.3861 | 0 | 201.3861 | 0 | 320.9091 | 8.0536e-06 | 201.4569 | 0 | 195.53 | -0.0021416 | 201.4569 | 0 | 319.8616 | 0.00053456 | 201.4569 | 0 | 195.53 | -0.0015524 | 201.4569 | 0 | 195.53 | -0.0011595 | 201.4569 | 0 | 320.9091 | 7.8579e-06 | 201.4569 | 0 | 320.9091 | 0 | 201.4569 | 0 | 201.3861 | 0 | 499.6335 | 0.0013 | 201.3861 | 0 | 498.1383 | 3.0002e-05 | 499.6335 | 0.00391 | 201.3861 | 0 | 201.4569 | 0
| 319.976 | 0.00023396 | 201.6597 | 0.0013014 | 201.5876 | 0.00085928 | 319.976 | 0 | 201.6597 | 0.00025029 | 201.5876 | 0 | 201.5876 | 0 | 321.0178 | 8.468e-06 | 201.6597 | 0 | 195.73 | -0.00052277 | 201.6597 | 0 | 319.976 | 0.0009558 | 201.6597 | 0 | 195.73 | -0.001165 | 201.6597 | 1.7937e-05 | 195.73 | 0.0014413 | 201.6597 | 0 | 321.0178 | 7.6823e-06 | 201.6597 | 0 | 321.0178 | 0 | 201.6597 | 0.00046581 | 201.5876 | 0 | 499.7871 | 0.00221 | 201.5876 | 0 | 498.2932 | 0 | 499.7871 | 0.00374 | 201.5876 | 0 | 201.6597 | 0
| 320.0903 | 0 | 201.8626 | -0.00010338 | 201.7892 | -0.00045844 | 320.0903 | 0 | 201.8626 | -0.00044961 | 201.7892 | 0 | 201.7892 | 0 | 321.1266 | 7.9527e-06 | 201.8626 | 0 | 195.93 | 0.00069142 | 201.8626 | 0 | 320.0903 | 0.00153 | 201.8626 | 0 | 195.93 | -6.7263e-05 | 201.8626 | 0 | 195.93 | -0.0027199 | 201.8626 | 0 | 321.1266 | 7.4364e-06 | 201.8626 | 0 | 321.1266 | 0 | 201.8626 | 0 | 201.7893 | 0 | 499.9407 | 0.00185 | 201.7892 | 0 | 498.4482 | 1.0001e-05 | 499.9407 | 0.00395 | 201.7893 | 0 | 201.8626 | 0
| 320.2046 | 0 | 202.0655 | 0.0013533 | 201.9909 | 0.0022873 | 320.2046 | 0.00013905 | 202.0655 | 0.0012682 | 201.9909 | 0 | 201.9909 | 0 | 321.2353 | 8.636e-06 | 202.0655 | 0 | 196.13 | 0.00089378 | 202.0655 | 0 | 320.2046 | 0.00035962 | 202.0655 | 0 | 196.13 | -0.0012296 | 202.0655 | 2.9264e-05 | 196.13 | 0.00033593 | 202.0655 | 0 | 321.2353 | 8.1273e-06 | 202.0655 | 0 | 321.2353 | 0 | 202.0655 | 0.00062199 | 201.9909 | 0 | 500.0942 | 0.00102 | 201.9909 | 0 | 498.6032 | 6.6672e-06 | 500.0942 | 0.00379 | 201.9909 | 0 | 202.0655 | 0
| 320.3189 | 0.00124 | 202.2683 | -0.0002455 | 202.1925 | -0.00023679 | 320.3189 | 0.00045084 | 202.2683 | 0.00023049 | 202.1925 | 0 | 202.1925 | 0 | 321.3441 | 8.0536e-06 | 202.2683 | 0 | 196.34 | 0.0010624 | 202.2683 | 0 | 320.3189 | 0.00198 | 202.2683 | 0 | 196.34 | -0.002747 | 202.2683 | 0 | 196.34 | -0.0017771 | 202.2683 | 0 | 321.3441 | 7.4949e-06 | 202.2683 | 0 | 321.3441 | 0 | 202.2683 | 0 | 202.1925 | 0 | 500.2479 | 0.00107 | 202.1925 | 0 | 498.7581 | 5.0004e-05 | 500.2479 | 0.00405 | 202.1925 | 0 | 202.2683 | 0
| 320.4332 | 7.1987e-05 | 202.4713 | 0.0014255 | 202.3942 | 0.00043887 | 320.4332 | 0.00027809 | 202.4713 | 0.00044919 | 202.3942 | 0 | 202.3942 | 0 | 321.4528 | 7.6951e-06 | 202.4712 | 0 | 196.54 | -0.00075887 | 202.4712 | 0 | 320.4332 | 0.00144 | 202.4712 | 0 | 196.54 | 0.0004816 | 202.4713 | 1.5507e-05 | 196.54 | 0.0019939 | 202.4712 | 0 | 321.4528 | 7.4129e-06 | 202.4712 | 0 | 321.4528 | 0 | 202.4712 | 0.00026988 | 202.3942 | 0 | 500.4015 | 0.00193 | 202.3942 | 0 | 498.9131 | 0 | 500.4015 | 0.00387 | 202.3942 | 0 | 202.4713 | 0
| 320.5475 | 0 | 202.6742 | -2.1022e-05 | 202.5959 | -0.00050965 | 320.5475 | 0 | 202.6742 | -0.00069336 | 202.5959 | 0 | 202.5959 | 0 | 321.5616 | 7.9079e-06 | 202.6742 | 0 | 196.74 | 0.00059023 | 202.6742 | 0 | 320.5475 | 0 | 202.6742 | 0 | 196.74 | -0.00061613 | 202.6742 | 0 | 196.74 | -0.0026224 | 202.6742 | 0 | 321.5616 | 7.0382e-06 | 202.6742 | 0 | 321.5616 | 0 | 202.6742 | 0 | 202.5959 | 0 | 500.5551 | 0.00146 | 202.5959 | 0 | 499.0681 | 3.0002e-05 | 500.5551 | 0.0041 | 202.5959 | 0 | 202.6742 | 0
| 320.6619 | 0.00026995 | 202.8771 | 0.00069201 | 202.7976 | 0.00045303 | 320.6619 | 0 | 202.8771 | -1.7174e-05 | 202.7976 | 0 | 202.7976 | 0 | 321.6704 | 8.58e-06 | 202.8771 | 0 | 196.94 | -0.00045532 | 202.8771 | 0 | 320.6619 | 0.0006719 | 202.8771 | 0 | 196.94 | -0.0012296 | 202.8771 | 1.9729e-05 | 196.94 | -0.00028175 | 202.8771 | 0 | 321.6704 | 8.6426e-06 | 202.8771 | 0 | 321.6704 | 0 | 202.8771 | 0.00049749 | 202.7976 | 0 | 500.7088 | 0.00218 | 202.7976 | 0 | 499.2231 | 0 | 500.7088 | 0.00383 | 202.7976 | 0 | 202.8771 | 0
| 320.7761 | 0 | 203.08 | -0.0002374 | 202.9993 | -0.00044469 | 320.7761 | 0.00032946 | 203.08 | 3.9129e-05 | 202.9993 | 0 | 202.9993 | 0 | 321.7791 | 9.1513e-06 | 203.0801 | 0 | 197.15 | 0.00052277 | 203.0801 | 0 | 320.7761 | 0.00124 | 203.0801 | 0 | 197.15 | -0.002747 | 203.08 | 0 | 197.15 | -0.0032725 | 203.0801 | 0 | 321.7791 | 9.3218e-06 | 203.0801 | 0 | 321.7791 | 0 | 203.08 | 0 | 202.9993 | 0 | 500.8624 | 0.00192 | 202.9993 | 0 | 499.3781 | 1.0001e-05 | 500.8624 | 0.00405 | 202.9993 | 0 | 203.08 | 0
| 320.8904 | 0 | 203.283 | 0.00071459 | 203.201 | 4.5121e-05 | 320.8904 | 0 | 203.283 | 0.00028151 | 203.201 | 0 | 203.201 | 0 | 321.8879 | 9.3417e-06 | 203.283 | 0 | 197.35 | 0.0022092 | 203.283 | 0 | 320.8904 | 0.00061512 | 203.283 | 0 | 197.35 | -0.0009067 | 203.283 | 1.1589e-05 | 197.35 | -0.00070437 | 203.283 | 0 | 321.8879 | 1.0259e-05 | 203.283 | 0 | 321.8879 | 0 | 203.283 | 0.00034185 | 203.201 | 0 | 501.0161 | 0.00323 | 203.201 | 0 | 499.5331 | 0 | 501.0161 | 0.00388 | 203.201 | 0 | 203.283 | 0
| 321.0047 | 0 | 203.486 | 0.00066256 | 203.4028 | -0.00072501 | 321.0047 | 0.00022542 | 203.486 | -0.00031572 | 203.4028 | 0 | 203.4028 | 0 | 321.9967 | 9.3081e-06 | 203.486 | 0 | 197.55 | -0.001366 | 203.486 | 0 | 321.0047 | 0.00204 | 203.486 | 0 | 197.55 | -0.0016815 | 203.486 | 0 | 197.55 | -0.00015171 | 203.486 | 0 | 321.9967 | 1.006e-05 | 203.486 | 0 | 321.9967 | 0 | 203.486 | 0 | 203.4028 | 0 | 501.1698 | 0.00172 | 203.4028 | 0 | 499.6881 | 1.0001e-05 | 501.1698 | 0.00415 | 203.4028 | 0 | 203.486 | 0
| 321.119 | 0 | 203.689 | 0.0010302 | 203.6046 | 0.00026555 | 321.119 | 0 | 203.689 | 0.0003163 | 203.6046 | 0 | 203.6046 | 0 | 322.1055 | 9.1513e-06 | 203.689 | 0 | 197.75 | -0.0014672 | 203.689 | 0 | 321.119 | 0.00192 | 203.689 | 0 | 197.75 | -0.00084214 | 203.689 | 1.7959e-05 | 197.75 | -0.00063934 | 203.689 | 0 | 322.1055 | 1.02e-05 | 203.689 | 0 | 322.1055 | 0 | 203.689 | 0.00043413 | 203.6045 | 0 | 501.3234 | 0.00221 | 203.6046 | 0 | 499.8432 | 6.6672e-06 | 501.3234 | 0.00399 | 203.6045 | 0 | 203.689 | 0
| 321.2333 | 0 | 203.892 | -0.00038365 | 203.8063 | 0.0001065 | 321.2333 | 0.00031212 | 203.892 | -0.00080375 | 203.8063 | 0 | 203.8063 | 0 | 322.2143 | 9.6217e-06 | 203.892 | 0 | 197.96 | 8.4319e-05 | 203.892 | 0 | 321.2333 | 0.00116 | 203.892 | 0 | 197.96 | -0.00071299 | 203.892 | 0 | 197.96 | 0.00017338 | 203.892 | 0 | 322.2143 | 1.0633e-05 | 203.892 | 0 | 322.2143 | 0 | 203.892 | 0 | 203.8064 | 0 | 501.4771 | 0.00185 | 203.8063 | 0 | 499.9982 | 1.0001e-05 | 501.4771 | 0.00423 | 203.8064 | 0 | 203.892 | 0
| 321.3476 | 0.00012598 | 204.0951 | 0.0011581 | 204.0082 | 0.00047108 | 321.3476 | 0 | 204.0951 | 0.00035736 | 204.0082 | 0 | 204.0082 | 0 | 322.3231 | 1.0372e-05 | 204.0951 | 0 | 198.16 | 0.0009275 | 204.0951 | 0 | 321.3476 | 0.00189 | 204.0951 | 0 | 198.16 | -0.0016493 | 204.0951 | 1.8404e-05 | 198.16 | 0.0016688 | 204.0951 | 0 | 322.3231 | 9.7551e-06 | 204.0951 | 0 | 322.3231 | 0 | 204.0951 | 0.00046055 | 204.0082 | 0 | 501.6308 | 0.00241 | 204.0082 | 0 | 500.1532 | 6.6672e-06 | 501.6308 | 0.00406 | 204.0082 | 0 | 204.0951 | 1.6708e-05
| 321.4619 | 0.00113 | 204.2981 | -0.00029546 | 204.21 | -0.00056163 | 321.4619 | 0.00128 | 204.2981 | -0.00071597 | 204.21 | 0 | 204.21 | 0 | 322.4319 | 1.1033e-05 | 204.2981 | 0 | 198.36 | -8.4319e-05 | 204.2981 | 0 | 321.4619 | 0 | 204.2981 | 0 | 198.36 | -0.0014878 | 204.2981 | 0 | 198.36 | -0.00076939 | 204.2981 | 0 | 322.4319 | 1.0013e-05 | 204.2981 | 0 | 322.4319 | 0 | 204.2981 | 0 | 204.21 | 0 | 501.7845 | 0.00178 | 204.21 | 0 | 500.3083 | 3.0002e-05 | 501.7845 | 0.00423 | 204.21 | 0 | 204.2981 | 3.6495e-06
| 321.5762 | 0 | 204.5012 | 0.0010768 | 204.4118 | -8.9387e-05 | 321.5762 | 0.00048665 | 204.5012 | 6.3407e-05 | 204.4118 | 0 | 204.4118 | 0 | 322.5407 | 1.0294e-05 | 204.5012 | 0 | 198.56 | -0.00032042 | 204.5012 | 0 | 321.5762 | 0 | 204.5012 | 0 | 198.56 | 9.4169e-05 | 204.5012 | 1.0834e-05 | 198.56 | 0.0016363 | 204.5012 | 0 | 322.5407 | 9.193e-06 | 204.5012 | 0 | 322.5407 | 0 | 204.5012 | 0.00025428 | 204.4118 | 0 | 501.9382 | 0.00294 | 204.4118 | 0 | 500.4633 | 0 | 501.9382 | 0.00394 | 204.4118 | 0 | 204.5012 | 1.5614e-05
| 321.6904 | 1.4969e-05 | 204.7043 | 9.3421e-05 | 204.6137 | -0.00023179 | 321.6904 | 0 | 204.7043 | -0.00066101 | 204.6137 | 0 | 204.6137 | 0 | 322.6495 | 9.5769e-06 | 204.7043 | 0 | 198.76 | 0.0021754 | 204.7043 | 0 | 321.6904 | 0.00139 | 204.7043 | 0 | 198.76 | -0.00022869 | 204.7043 | 0 | 198.76 | -0.00015171 | 204.7043 | 0 | 322.6495 | 9.7317e-06 | 204.7043 | 0 | 322.6495 | 0 | 204.7043 | 0 | 204.6137 | 0 | 502.092 | 0.00135 | 204.6137 | 0 | 500.6184 | 3.0002e-05 | 502.092 | 0.00405 | 204.6137 | 0 | 204.7043 | 6.2816e-06
| 321.8047 | 0.00023396 | 204.9074 | 0.0010405 | 204.8156 | 0.00085846 | 321.8047 | 0.00076474 | 204.9074 | 0.0010298 | 204.8156 | 0 | 204.8156 | 0 | 322.7584 | 8.9384e-06 | 204.9074 | 0 | 198.97 | 0.0011973 | 204.9074 | 0 | 321.8047 | 0.00072869 | 204.9074 | 0 | 198.97 | 0.00080447 | 204.9074 | 2.8628e-05 | 198.97 | -0.00047681 | 204.9074 | 0 | 322.7584 | 9.7668e-06 | 204.9074 | 0 | 322.7584 | 0 | 204.9074 | 0.0004674 | 204.8156 | 0 | 502.2457 | 0.00193 | 204.8156 | 0 | 500.7735 | 0 | 502.2457 | 0.00382 | 204.8156 | 0 | 204.9074 | 1.7422e-05
| 321.919 | 0 | 205.1105 | -0.00035374 | 205.0175 | -0.00066323 | 321.919 | 0.00052021 | 205.1105 | -0.00072523 | 205.0175 | 0 | 205.0175 | 0 | 322.8672 | 7.7959e-06 | 205.1105 | 0 | 199.17 | -0.0014334 | 205.1105 | 0 | 321.919 | 0.00119 | 205.1105 | 0 | 199.17 | -0.0014878 | 205.1105 | 0 | 199.17 | -0.0025248 | 205.1105 | 0 | 322.8672 | 8.8651e-06 | 205.1105 | 0 | 322.8672 | 0 | 205.1105 | 0 | 205.0175 | 0 | 502.3995 | 0.00216 | 205.0175 | 0 | 500.9286 | 3.0002e-05 | 502.3995 | 0.00412 | 205.0175 | 0 | 205.1105 | 3.6156e-06
| 322.0332 | 0 | 205.3136 | 0.00030181 | 205.2194 | 0.00060158 | 322.0332 | 0 | 205.3136 | 0.00019535 | 205.2194 | 0 | 205.2194 | 0 | 322.976 | 6.9671e-06 | 205.3136 | 0 | 199.37 | 0.00069142 | 205.3136 | 0 | 322.0332 | 0.00209 | 205.3136 | 0 | 199.37 | 0.0019345 | 205.3136 | 1.5724e-05 | 199.37 | 0.0010186 | 205.3136 | 0 | 322.976 | 8.3498e-06 | 205.3136 | 0 | 322.976 | 0 | 205.3136 | 0.00026542 | 205.2194 | 0 | 502.5532 | 0.00243 | 205.2194 | 0 | 501.0836 | 0 | 502.5532 | 0.00388 | 205.2194 | 0 | 205.3136 | 1.7501e-05
| 322.1475 | 0.00030245 | 205.5168 | 0.00035924 | 205.4214 | -0.00019019 | 322.1475 | 0.00041617 | 205.5168 | 0.00030016 | 205.4214 | 0 | 205.4214 | 0 | 323.0849 | 5.6789e-06 | 205.5168 | 0 | 199.57 | 0.00015177 | 205.5168 | 0 | 322.1475 | 0.00019395 | 205.5168 | 0 | 199.57 | -0.0006807 | 205.5168 | 0 | 199.57 | -0.0019072 | 205.5168 | 0 | 323.0849 | 7.0265e-06 | 205.5168 | 0 | 323.0849 | 0 | 205.5168 | 0 | 205.4214 | 0 | 502.707 | 0.00106 | 205.4214 | 0 | 501.2387 | 0 | 502.707 | 0.0041 | 205.4214 | 0 | 205.5168 | 5.2249e-06
| 322.2617 | 0 | 205.72 | 0.00087095 | 205.6233 | -0.00044414 | 322.2617 | 0 | 205.72 | 0.0001801 | 205.6233 | 0 | 205.6233 | 0 | 323.1938 | 6.0262e-06 | 205.72 | 0 | 199.78 | 0.00072515 | 205.72 | 0 | 322.2617 | 0.00209 | 205.72 | 0 | 199.78 | -2.6905e-06 | 205.72 | 1.2033e-05 | 199.78 | -0.00063934 | 205.72 | 0 | 323.1938 | 6.3004e-06 | 205.72 | 0 | 323.1938 | 0 | 205.72 | 0.00037102 | 205.6233 | 0 | 502.8607 | 0.00309 | 205.6233 | 0 | 501.3938 | 0 | 502.8607 | 0.00383 | 205.6233 | 0 | 205.72 | 1.6565e-05
| 322.376 | 0 | 205.9232 | 1.7482e-05 | 205.8253 | -9.4467e-05 | 322.376 | 0 | 205.9232 | -0.0002937 | 205.8253 | 0 | 205.8253 | 0 | 323.3026 | 6.7318e-06 | 205.9232 | 0 | 199.98 | -0.0014334 | 205.9232 | 0 | 322.376 | 0.00158 | 205.9232 | 0 | 199.98 | -0.00039012 | 205.9232 | 0 | 199.98 | -0.0015171 | 205.9232 | 0 | 323.3026 | 5.9725e-06 | 205.9232 | 0 | 323.3026 | 0 | 205.9232 | 0 | 205.8253 | 0 | 503.0145 | 0.00151 | 205.8253 | 0 | 501.5489 | 3.0002e-05 | 503.0145 | 0.0041 | 205.8253 | 0 | 205.9232 | 4.083e-06
| 322.4902 | 0.00037793 | 206.1264 | 0.00066365 | 206.0273 | 0.0014704 | 322.4902 | 0 | 206.1264 | 0.00026747 | 206.0273 | 0 | 206.0273 | 0 | 323.4115 | 7.1463e-06 | 206.1264 | 0 | 200.18 | -0.00086005 | 206.1264 | 0 | 322.4902 | 0.00061512 | 206.1264 | 0 | 200.18 | -0.0024242 | 206.1264 | 2.5005e-05 | 200.18 | 0.00033593 | 206.1264 | 0 | 323.4115 | 6.9328e-06 | 206.1264 | 0 | 323.4115 | 0 | 206.1264 | 0.00037532 | 206.0273 | 0 | 503.1683 | 0.00188 | 206.0273 | 0 | 501.7041 | 0 | 503.1683 | 0.00388 | 206.0273 | 0 | 206.1264 | 1.7213e-05
| 322.6045 | 0 | 206.3296 | -3.6633e-05 | 206.2293 | 0.00019452 | 322.6045 | 0.0014 | 206.3296 | 0.00013659 | 206.2293 | 0 | 206.2293 | 0 | 323.5204 | 7.2471e-06 | 206.3296 | 0 | 200.39 | -0.00045532 | 206.3296 | 0 | 322.6045 | 0.00076162 | 206.3296 | 0 | 200.39 | 0.0009659 | 206.3296 | 0 | 200.39 | -0.00034676 | 206.3296 | 0 | 323.5204 | 8.666e-06 | 206.3296 | 0 | 323.5204 | 0 | 206.3296 | 0 | 206.2293 | 0 | 503.3221 | 0.00111 | 206.2293 | 0 | 501.8592 | 1.0001e-05 | 503.3221 | 0.00403 | 206.2293 | 0 | 206.3296 | 5.2686e-06
| 322.7187 | 0 | 206.5328 | 0.0011353 | 206.4314 | 0.00038935 | 322.7187 | 0.00033023 | 206.5328 | 0.00017875 | 206.4314 | 0 | 206.4314 | 0 | 323.6292 | 8.132e-06 | 206.5328 | 0 | 200.59 | 0.00065769 | 206.5328 | 0 | 322.7187 | 0 | 206.5328 | 0 | 200.59 | -0.0030053 | 206.5328 | 1.0651e-05 | 200.59 | -0.001062 | 206.5328 | 0 | 323.6292 | 8.8534e-06 | 206.5328 | 0 | 323.6292 | 0 | 206.5328 | 0.00034387 | 206.4314 | 0 | 503.4759 | 0.00183 | 206.4314 | 0 | 502.0143 | 6.6672e-06 | 503.4759 | 0.00379 | 206.4314 | 0 | 206.5328 | 1.596e-05
| 322.833 | 0 | 206.7361 | -0.00090362 | 206.6334 | 7.7319e-05 | 322.833 | 0.00039883 | 206.7361 | 0.00022812 | 206.6334 | 0 | 206.6334 | 0 | 323.7381 | 7.7959e-06 | 206.7361 | 0 | 200.79 | -0.00038786 | 206.7361 | 0 | 322.833 | 0.00056294 | 206.7361 | 0 | 200.79 | -0.0022305 | 206.7361 | 0 | 200.79 | -0.0011595 | 206.7361 | 0 | 323.7381 | 7.9048e-06 | 206.7361 | 0 | 323.7381 | 0 | 206.7361 | 0 | 206.6334 | 0 | 503.6298 | 0.00107 | 206.6334 | 0 | 502.1695 | 3.0002e-05 | 503.6298 | 0.00406 | 206.6334 | 0 | 206.7361 | 4.7056e-06
| 322.9472 | 0 | 206.9394 | 0.00075018 | 206.8355 | 0.00098153 | 322.9472 | 0 | 206.9394 | 0.0001921 | 206.8355 | 0 | 206.8355 | 0 | 323.847 | 7.2023e-06 | 206.9394 | 0 | 200.99 | -0.00086005 | 206.9394 | 0 | 322.9472 | 0.00078546 | 206.9394 | 0 | 200.99 | -0.00097128 | 206.9394 | 1.6893e-05 | 200.99 | 0.0028717 | 206.9394 | 0 | 323.847 | 7.7408e-06 | 206.9394 | 0 | 323.847 | 0 | 206.9394 | 0.00028241 | 206.8355 | 0 | 503.7836 | 0.00241 | 206.8355 | 0 | 502.3246 | 0 | 503.7836 | 0.00391 | 206.8355 | 0 | 206.9394 | 1.6542e-05
| 323.0614 | 0.00033839 | 207.1427 | -0.00017145 | 207.0376 | 5.5843e-06 | 323.0614 | 0.0004335 | 207.1427 | 0.00016942 | 207.0376 | 0 | 207.0376 | 0 | 323.9559 | 6.6198e-06 | 207.1427 | 0 | 201.2 | -0.00285 | 207.1427 | 0 | 323.0614 | 0.00022234 | 207.1427 | 0 | 201.2 | 0.00099818 | 207.1427 | 0 | 201.2 | 0.0014413 | 207.1427 | 0 | 323.9559 | 8.7831e-06 | 207.1427 | 0 | 323.9559 | 0 | 207.1427 | 0 | 207.0376 | 0 | 503.9374 | 0.00156 | 207.0376 | 0 | 502.4798 | 1.0001e-05 | 503.9374 | 0.00414 | 207.0376 | 0 | 207.1427 | 4.7333e-06
| 323.1756 | 0.00039592 | 207.346 | 0.0012903 | 207.2397 | 0.0004259 | 323.1756 | 0 | 207.346 | 0.00043338 | 207.2397 | 0 | 207.2397 | 0 | 324.0648 | 7.5607e-06 | 207.346 | 0 | 201.4 | 0.0016695 | 207.346 | 0 | 323.1756 | 0 | 207.346 | 0 | 201.4 | -0.00087442 | 207.346 | 1.1946e-05 | 201.4 | 0.00053099 | 207.346 | 0 | 324.0648 | 1.0083e-05 | 207.346 | 0 | 324.0648 | 0 | 207.346 | 0.00016009 | 207.2397 | 0 | 504.0913 | 0.00288 | 207.2397 | 0 | 502.6349 | 6.6672e-06 | 504.0913 | 0.00385 | 207.2397 | 0 | 207.346 | 1.436e-05
| 323.2899 | 0 | 207.5493 | -0.00028581 | 207.4418 | -0.00080069 | 323.2899 | 0.00113 | 207.5493 | 3.6323e-05 | 207.4418 | 0 | 207.4418 | 0 | 324.1737 | 8.188e-06 | 207.5493 | 0 | 201.6 | -0.00086005 | 207.5493 | 0 | 323.2899 | 0.0017 | 207.5493 | 0 | 201.6 | -0.00019641 | 207.5493 | 0 | 201.6 | -0.0019722 | 207.5493 | 0 | 324.1737 | 1.0411e-05 | 207.5493 | 0 | 324.1737 | 0 | 207.5493 | 0 | 207.4418 | 0 | 504.2451 | 0.00116 | 207.4418 | 0 | 502.7901 | 1.0001e-05 | 504.2451 | 0.00404 | 207.4418 | 0 | 207.5493 | 4.741e-06
| 323.4041 | 0 | 207.7526 | 0.00043415 | 207.644 | -0.00031469 | 323.4041 | 0 | 207.7526 | 0.00034977 | 207.644 | 0 | 207.644 | 0 | 324.2826 | 8.7144e-06 | 207.7526 | 0 | 201.8 | 0.00015177 | 207.7526 | 0 | 323.4041 | 0.00152 | 207.7526 | 0 | 201.8 | 0.0015148 | 207.7526 | 8.9242e-06 | 201.8 | 0.0027091 | 207.7526 | 0 | 324.2826 | 1.0692e-05 | 207.7526 | 0 | 324.2826 | 0 | 207.7526 | 0.00035697 | 207.644 | 0 | 504.399 | 0.00202 | 207.644 | 0 | 502.9453 | 2.6669e-05 | 504.399 | 0.0039 | 207.644 | 0 | 207.7526 | 1.4799e-05
| 323.5183 | 0 | 207.956 | 0.00063862 | 207.8462 | -0.00020589 | 323.5183 | 0.0003468 | 207.956 | -0.00078862 | 207.8462 | 0 | 207.8462 | 0 | 324.3916 | 9.0953e-06 | 207.956 | 0 | 202.01 | -0.002108 | 207.956 | 0 | 323.5183 | 0.00147 | 207.956 | 0 | 202.01 | -0.0023273 | 207.956 | 0 | 202.01 | 0.00033593 | 207.956 | 0 | 324.3916 | 1.1863e-05 | 207.956 | 0 | 324.3916 | 0 | 207.956 | 0 | 207.8462 | 0 | 504.5529 | 0.00227 | 207.8462 | 0 | 503.1005 | 3.0002e-05 | 504.5529 | 0.00416 | 207.8462 | 0 | 207.956 | 4.5766e-06
| 323.6325 | 0.00012598 | 208.1594 | 0.0012951 | 208.0483 | 0.0001778 | 323.6325 | 0 | 208.1594 | 0.00011695 | 208.0483 | 0 | 208.0483 | 0 | 324.5005 | 9.5769e-06 | 208.1594 | 0 | 202.21 | -0.00086005 | 208.1594 | 0 | 323.6325 | 0.00164 | 208.1594 | 0 | 202.21 | -0.00058385 | 208.1594 | 1.0038e-05 | 202.21 | 0.00079106 | 208.1594 | 0 | 324.5005 | 1.1313e-05 | 208.1594 | 0 | 324.5005 | 0 | 208.1594 | 0.00036369 | 208.0483 | 0 | 504.7067 | 0.0016 | 208.0483 | 0 | 503.2557 | 6.6672e-05 | 504.7067 | 0.00397 | 208.0483 | 0 | 208.1594 | 1.5638e-05
| 323.7467 | 0 | 208.3628 | 0.00036017 | 208.2506 | -0.00033936 | 323.7467 | 0.00029479 | 208.3628 | -0.00018472 | 208.2506 | 0 | 208.2506 | 0 | 324.6094 | 9.3417e-06 | 208.3628 | 0 | 202.41 | -0.0015008 | 208.3628 | 0 | 323.7467 | 0.00050617 | 208.3628 | 0 | 202.41 | -0.00058385 | 208.3628 | 0 | 202.41 | 4.3346e-05 | 208.3628 | 0 | 324.6094 | 1.1922e-05 | 208.3628 | 0 | 324.6094 | 0 | 208.3628 | 0 | 208.2506 | 0 | 504.8606 | 0.00104 | 208.2506 | 0 | 503.4109 | 3.0002e-05 | 504.8606 | 0.00415 | 208.2506 | 0 | 208.3628 | 4.9788e-06
| 323.8609 | 0 | 208.5662 | 0.00039904 | 208.4528 | 4.7814e-05 | 323.8609 | 0 | 208.5662 | 0.00036363 | 208.4528 | 0 | 208.4528 | 0 | 324.7184 | 7.9303e-06 | 208.5662 | 0 | 202.62 | -0.00065769 | 208.5662 | 0 | 323.8609 | 0.00041639 | 208.5662 | 0 | 202.62 | -0.0023596 | 208.5662 | 1.8913e-05 | 202.62 | -0.00063934 | 208.5662 | 0 | 324.7184 | 1.0879e-05 | 208.5662 | 0 | 324.7184 | 0 | 208.5662 | 0.00023308 | 208.4528 | 0 | 505.0145 | 0.00299 | 208.4528 | 0 | 503.5661 | 6.6672e-06 | 505.0145 | 0.00395 | 208.4528 | 0 | 208.5662 | 1.5425e-05
| 323.9751 | 0 | 208.7696 | -0.00056671 | 208.655 | -0.00082124 | 323.9751 | 8.6698e-05 | 208.7696 | -0.00057687 | 208.655 | 0 | 208.655 | 0 | 324.8273 | 7.8967e-06 | 208.7696 | 0 | 202.82 | -0.00072515 | 208.7696 | 0 | 323.9751 | 0.00067647 | 208.7696 | 0 | 202.82 | -0.00026098 | 208.7696 | 0 | 202.82 | -0.00099695 | 208.7696 | 0 | 324.8273 | 1.143e-05 | 208.7696 | 0 | 324.8273 | 0 | 208.7696 | 0 | 208.655 | 0 | 505.1684 | 0.00239 | 208.655 | 0 | 503.7213 | 0 | 505.1684 | 0.00416 | 208.655 | 0 | 208.7696 | 4.8801e-06
| 324.0893 | 0 | 208.9731 | 0.00078069 | 208.8573 | 0.00047066 | 324.0893 | 0.00041713 | 208.9731 | 0.0001657 | 208.8573 | 0 | 208.8573 | 0 | 324.9363 | 7.4039e-06 | 208.9731 | 0 | 203.02 | -0.00059023 | 208.9731 | 0 | 324.0893 | 0.00072869 | 208.9731 | 0 | 203.02 | 0.0011919 | 208.9731 | 1.3944e-05 | 203.02 | 0.00056349 | 208.9731 | 0 | 324.9363 | 1.0282e-05 | 208.9731 | 0 | 324.9363 | 0 | 208.9731 | 0.00041895 | 208.8573 | 0 | 505.3224 | 0.0026 | 208.8573 | 0 | 503.8765 | 6.6672e-06 | 505.3224 | 0.00398 | 208.8573 | 0 | 208.9731 | 1.5732e-05
| 324.2035 | 0 | 209.1765 | 0.000413 | 209.0596 | -0.00076153 | 324.2035 | 0.00067626 | 209.1765 | -0.00051386 | 209.0596 | 0 | 209.0596 | 0 | 325.0452 | 8.9944e-06 | 209.1765 | 0 | 203.22 | -0.0016358 | 209.1765 | 0 | 324.2035 | 0.00113 | 209.1765 | 0 | 203.22 | 0.00073989 | 209.1765 | 0 | 203.22 | -0.00099695 | 209.1765 | 0 | 325.0452 | 1.1149e-05 | 209.1765 | 0 | 325.0452 | 0 | 209.1765 | 0 | 209.0596 | 0 | 505.4763 | 0.00146 | 209.0596 | 0 | 504.0317 | 3.0002e-05 | 505.4763 | 0.00413 | 209.0596 | 0 | 209.1765 | 4.2598e-06
| 324.3177 | 0 | 209.38 | 0.0010135 | 209.2619 | -9.967e-05 | 324.3177 | 0.00027809 | 209.38 | 0.00060591 | 209.2619 | 0 | 209.2619 | 0 | 325.1542 | 8.1432e-06 | 209.38 | 0 | 203.43 | -0.00025296 | 209.38 | 0 | 324.3177 | 0.00016089 | 209.38 | 0 | 203.43 | 0.0004816 | 209.38 | 1.9339e-05 | 203.43 | -0.0012245 | 209.38 | 0 | 325.1542 | 1.0001e-05 | 209.38 | 0 | 325.1542 | 0 | 209.38 | 0.00037915 | 209.2619 | 0 | 505.6302 | 0.00274 | 209.2619 | 0 | 504.187 | 0 | 505.6302 | 0.00397 | 209.2619 | 0 | 209.38 | 1.8053e-05
| 324.4319 | 0 | 209.5835 | -7.0283e-05 | 209.4642 | -0.0012963 | 324.4319 | 0.00076297 | 209.5835 | -0.00037421 | 209.4642 | 0 | 209.4642 | 0 | 325.2632 | 9.2297e-06 | 209.5835 | 0 | 203.63 | -0.0013997 | 209.5835 | 0 | 324.4319 | 0.0017 | 209.5835 | 0 | 203.63 | 0.0037425 | 209.5835 | 0 | 203.63 | -0.0019397 | 209.5835 | 0 | 325.2632 | 9.7082e-06 | 209.5835 | 0 | 325.2632 | 0 | 209.5835 | 0 | 209.4642 | 0 | 505.7842 | 0.00169 | 209.4642 | 0 | 504.3422 | 0 | 505.7842 | 0.00418 | 209.4642 | 0 | 209.5835 | 6.0696e-06
| 324.5461 | 0 | 209.787 | 0.00067833 | 209.6665 | 0.00069275 | 324.5461 | 0 | 209.787 | 0.00057135 | 209.6665 | 0 | 209.6665 | 0 | 325.3721 | 9.2633e-06 | 209.787 | 0 | 203.83 | -0.00028669 | 209.787 | 0 | 324.5461 | 0.00052996 | 209.787 | 0 | 203.83 | -0.0015202 | 209.787 | 1.729e-05 | 203.83 | -0.00096444 | 209.787 | 0 | 325.3721 | 7.4949e-06 | 209.787 | 0 | 325.3721 | 0 | 209.787 | 0.00029603 | 209.6665 | 0 | 505.9381 | 0.00132 | 209.6665 | 0 | 504.4975 | 2.6669e-05 | 505.9381 | 0.00403 | 209.6665 | 0 | 209.787 | 1.6988e-05
| 324.6603 | 5.091e-05 | 209.9905 | -0.00085266 | 209.8689 | -0.0010309 | 324.6603 | 6.9356e-05 | 209.9905 | -0.00050506 | 209.8689 | 0 | 209.8689 | 0 | 325.4811 | 9.8345e-06 | 209.9905 | 0 | 204.04 | -0.0012648 | 209.9905 | 0 | 324.6603 | 2.3658e-05 | 209.9905 | 0 | 204.04 | -0.00087442 | 209.9905 | 0 | 204.04 | -0.00070437 | 209.9905 | 0 | 325.4811 | 7.2021e-06 | 209.9905 | 0 | 325.4811 | 0 | 209.9905 | 0 | 209.8689 | 0 | 506.0921 | 0.00237 | 209.8689 | 0 | 504.6527 | 1.0001e-05 | 506.0921 | 0.00416 | 209.8689 | 0 | 209.9905 | 3.2094e-06
| 324.7744 | 0.00034194 | 210.1941 | 0.00060932 | 210.0712 | 0.0012515 | 324.7744 | 0 | 210.1941 | 0.00010109 | 210.0712 | 0 | 210.0712 | 0 | 325.5901 | 8.6248e-06 | 210.1941 | 0 | 204.24 | -5.0592e-05 | 210.1941 | 0 | 324.7744 | 0 | 210.1941 | 0 | 204.24 | 0.00090132 | 210.1941 | 1.8915e-05 | 204.24 | 0.0014413 | 210.1941 | 0 | 325.5901 | 6.6049e-06 | 210.1941 | 0 | 325.5901 | 0 | 210.1941 | 0.00040294 | 210.0712 | 0 | 506.2461 | 0.00292 | 210.0712 | 0 | 504.808 | 0 | 506.2461 | 0.00393 | 210.0712 | 0 | 210.1941 | 1.6596e-05
| 324.8886 | 0.00012278 | 210.3977 | -0.00010583 | 210.2736 | -0.00058025 | 324.8886 | 0.00017341 | 210.3977 | -0.00027939 | 210.2736 | 0 | 210.2736 | 0 | 325.6991 | 7.0903e-06 | 210.3977 | 0 | 204.44 | -0.00079259 | 210.3977 | 0 | 324.8886 | 0.00141 | 210.3977 | 0 | 204.44 | -0.00071299 | 210.3977 | 0 | 204.44 | -0.00073687 | 210.3977 | 0 | 325.6991 | 6.1833e-06 | 210.3977 | 0 | 325.6991 | 0 | 210.3977 | 0 | 210.2736 | 0 | 506.4001 | 0.001 | 210.2736 | 0 | 504.9633 | 3.0002e-05 | 506.4001 | 0.00416 | 210.2736 | 0 | 210.3977 | 4.4387e-06
| 325.0028 | 0.00034194 | 210.6012 | 0.00073433 | 210.476 | 0.00097346 | 325.0028 | 0 | 210.6012 | 0.00023373 | 210.476 | 0 | 210.476 | 0 | 325.8081 | 5.7349e-06 | 210.6012 | 0 | 204.64 | 0.0023104 | 210.6012 | 0 | 325.0028 | 0.00175 | 210.6012 | 0 | 204.64 | -0.00074527 | 210.6012 | 2.151e-05 | 204.64 | -0.00067186 | 210.6012 | 0 | 325.8081 | 6.4409e-06 | 210.6012 | 0 | 325.8081 | 0 | 210.6012 | 0.00042034 | 210.476 | 0 | 506.5541 | 0.00086137 | 210.476 | 0 | 505.1186 | 0 | 506.5541 | 0.00402 | 210.476 | 0 | 210.6012 | 1.6696e-05
| 325.1169 | 0 | 210.8048 | 0.0003399 | 210.6785 | 0.00012046 | 325.1169 | 0.00055488 | 210.8048 | -0.00057886 | 210.6785 | 0 | 210.6785 | 0 | 325.9171 | 5.3765e-06 | 210.8048 | 0 | 204.85 | -0.0030861 | 210.8048 | 0 | 325.1169 | 0.00033588 | 210.8048 | 0 | 204.85 | -0.0010036 | 210.8048 | 0 | 204.85 | -0.0020372 | 210.8048 | 0 | 325.9171 | 7.1201e-06 | 210.8048 | 0 | 325.9171 | 0 | 210.8048 | 0 | 210.6785 | 0 | 506.7081 | 0.00153 | 210.6785 | 0 | 505.2738 | 1.0001e-05 | 506.7081 | 0.00423 | 210.6785 | 0 | 210.8048 | 6.8972e-06
| 325.2311 | 0.00035993 | 211.0085 | 0.00064169 | 210.8809 | 0.0014455 | 325.2311 | 0 | 211.0085 | 0.0006691 | 210.8809 | 0 | 210.8809 | 0 | 326.0261 | 5.5221e-06 | 211.0085 | 0 | 205.05 | 0.001231 | 211.0085 | 0 | 325.2311 | 1.8923e-05 | 211.0085 | 0 | 205.05 | 0.001095 | 211.0085 | 2.244e-05 | 205.05 | -0.00057433 | 211.0085 | 0 | 326.0261 | 8.584e-06 | 211.0085 | 0 | 326.0261 | 0 | 211.0085 | 0.00056223 | 210.8809 | 0 | 506.8621 | 0.00257 | 210.8809 | 0 | 505.4291 | 0 | 506.8621 | 0.00397 | 210.8809 | 0 | 211.0085 | 1.6907e-05
| 325.3453 | 3.2945e-05 | 211.2121 | -0.0003482 | 211.0834 | -0.0011132 | 325.3453 | 0.00114 | 211.2121 | -0.0011104 | 211.0834 | 0 | 211.0834 | 0 | 326.1352 | 6.8774e-06 | 211.2121 | 0 | 205.25 | -0.0005565 | 211.2121 | 0 | 325.3453 | 0.00156 | 211.2121 | 0 | 205.25 | -0.0012296 | 211.2121 | 0 | 205.25 | -0.0035977 | 211.2121 | 0 | 326.1352 | 1.0423e-05 | 211.2121 | 0 | 326.1352 | 0 | 211.2121 | 0 | 211.0834 | 0 | 507.0161 | 0.0002286 | 211.0834 | 0 | 505.5845 | 1.0001e-05 | 507.0161 | 0.00422 | 211.0834 | 0 | 211.2121 | 3.4495e-06
| 325.4594 | 0 | 211.4157 | 0.0016406 | 211.2859 | 0.00038159 | 325.4594 | 0 | 211.4157 | -1.5632e-05 | 211.2859 | 0 | 211.2859 | 0 | 326.2442 | 7.3031e-06 | 211.4157 | 0 | 205.46 | -0.00028669 | 211.4157 | 0 | 325.4594 | 0 | 211.4157 | 0 | 205.46 | 0.00012645 | 211.4157 | 1.2522e-05 | 205.46 | 0.00072604 | 211.4157 | 0 | 326.2442 | 1.0036e-05 | 211.4157 | 0 | 326.2442 | 0 | 211.4157 | 0.00035596 | 211.2859 | 0 | 507.1701 | 0.00165 | 211.2859 | 0 | 505.7398 | 6.6672e-06 | 507.1701 | 0.0041 | 211.2859 | 0 | 211.4157 | 1.7247e-05
| 325.5736 | 0 | 211.6194 | 0.00014756 | 211.4884 | -0.00061926 | 325.5736 | 0 | 211.6194 | -0.00022213 | 211.4884 | 0 | 211.4884 | 0 | 326.3532 | 9.4649e-06 | 211.6194 | 0 | 205.66 | 1.6864e-05 | 211.6194 | 0 | 325.5736 | 0.00025072 | 211.6194 | 0 | 205.66 | -0.0034573 | 211.6194 | 0 | 205.66 | -0.001127 | 211.6194 | 0 | 326.3532 | 9.6731e-06 | 211.6194 | 0 | 326.3532 | 0 | 211.6194 | 0 | 211.4884 | 0 | 507.3241 | 0.00202 | 211.4884 | 0 | 505.8951 | 0 | 507.3241 | 0.00431 | 211.4884 | 0 | 211.6194 | 5.1285e-06
| 325.6877 | 0 | 211.8231 | 0.00083686 | 211.6909 | 0.00025022 | 325.6877 | 0 | 211.8231 | 0.00011326 | 211.6909 | 0 | 211.6909 | 0 | 326.4623 | 9.8121e-06 | 211.8231 | 0 | 205.86 | 0.00075887 | 211.8231 | 0 | 325.6877 | 0.00078546 | 211.8231 | 0 | 205.86 | -0.0009067 | 211.8231 | 8.6735e-06 | 205.86 | 0.0014413 | 211.8231 | 0 | 326.4623 | 9.4389e-06 | 211.8231 | 0 | 326.4623 | 0 | 211.8231 | 0.00017611 | 211.6909 | 0 | 507.4782 | 0.0025 | 211.6909 | 0 | 506.0504 | 0 | 507.4782 | 0.00405 | 211.6909 | 0 | 211.8231 | 1.4654e-05
| 325.8018 | 0 | 212.0268 | 0.00062019 | 211.8934 | 0.00029636 | 325.8018 | 0.00048552 | 212.0268 | -1.7116e-05 | 211.8934 | 0 | 211.8934 | 0 | 326.5713 | 1.1156e-05 | 212.0268 | 0 | 206.07 | 0.00045532 | 212.0268 | 0 | 325.8018 | 0.00119 | 212.0268 | 0 | 206.07 | -0.00051927 | 212.0268 | 2.4016e-07 | 206.07 | -0.0013871 | 212.0268 | 0 | 326.5713 | 1.1008e-05 | 212.0268 | 0 | 326.5713 | 0 | 212.0268 | 0 | 211.8934 | 0 | 507.6322 | 0.00253 | 211.8934 | 0 | 506.2058 | 1.0001e-05 | 507.6322 | 0.00423 | 211.8934 | 0 | 212.0268 | 6.3182e-06
| 325.916 | 0 | 212.2305 | 0.00054003 | 212.096 | 0.00015921 | 325.916 | 0 | 212.2305 | 0.00015175 | 212.096 | 0 | 212.096 | 0 | 326.6804 | 9.4201e-06 | 212.2305 | 0 | 206.27 | 0.0026813 | 212.2305 | 0 | 325.916 | 0 | 212.2305 | 0 | 206.27 | -0.0013587 | 212.2305 | 9.587e-06 | 206.27 | 0.00088859 | 212.2305 | 0 | 326.6804 | 1.1184e-05 | 212.2305 | 0 | 326.6804 | 0 | 212.2305 | 0.00030197 | 212.096 | 0 | 507.7863 | 0.00116 | 212.096 | 0 | 506.3611 | 6.6672e-06 | 507.7863 | 0.00414 | 212.096 | 0 | 212.2305 | 1.4185e-05
| 326.0301 | 0 | 212.4342 | -0.00027508 | 212.2986 | -0.0005477 | 326.0301 | 0 | 212.4342 | -0.00069641 | 212.2986 | 0 | 212.2986 | 0 | 326.7894 | 9.7225e-06 | 212.4342 | 0 | 206.47 | -0.0019057 | 212.4342 | 0 | 326.0301 | 0.00173 | 212.4342 | 0 | 206.47 | -0.0012619 | 212.4342 | 0 | 206.47 | -0.00089942 | 212.4342 | 0 | 326.7894 | 1.1477e-05 | 212.4342 | 0 | 326.7894 | 0 | 212.4342 | 0 | 212.2986 | 0 | 507.9404 | 0.0013 | 212.2986 | 0 | 506.5165 | 1.0001e-05 | 507.9404 | 0.00429 | 212.2986 | 0 | 212.4342 | 5.1886e-06
| 326.1442 | 0 | 212.638 | 0.0004272 | 212.5012 | -1.9449e-06 | 326.1442 | 0 | 212.638 | 0.00034412 | 212.5012 | 0 | 212.5012 | 0 | 326.8985 | 7.5607e-06 | 212.638 | 0 | 206.68 | -0.0018044 | 212.638 | 0 | 326.1442 | 0.00121 | 212.638 | 0 | 206.68 | -0.0013587 | 212.638 | 1.017e-05 | 206.68 | -0.0010295 | 212.638 | 0 | 326.8985 | 1.1207e-05 | 212.638 | 0 | 326.8985 | 0 | 212.638 | 0.00045008 | 212.5012 | 0 | 508.0945 | 0.00174 | 212.5012 | 0 | 506.6718 | 6.6672e-06 | 508.0945 | 0.00405 | 212.5012 | 0 | 212.638 | 1.4441e-05
| 326.2584 | 0.00026652 | 212.8418 | -0.00045472 | 212.7038 | -8.8427e-05 | 326.2584 | 0.00029479 | 212.8418 | -0.00035672 | 212.7038 | 0 | 212.7038 | 0 | 327.0076 | 7.9527e-06 | 212.8418 | 0 | 206.88 | -5.0592e-05 | 212.8418 | 0 | 326.2584 | 0.00153 | 212.8418 | 0 | 206.88 | -0.0012619 | 212.8418 | 0 | 206.88 | -0.0013871 | 212.8418 | 0 | 327.0076 | 1.164e-05 | 212.8418 | 0 | 327.0076 | 0 | 212.8417 | 0 | 212.7038 | 0 | 508.2486 | 0.00232 | 212.7038 | 0 | 506.8272 | 3.0002e-05 | 508.2486 | 0.0042 | 212.7038 | 0 | 212.8418 | 4.2644e-06
| 326.3725 | 0 | 213.0455 | 0.00036611 | 212.9064 | -0.0011605 | 326.3725 | 0 | 213.0455 | -3.7177e-05 | 212.9064 | 0 | 212.9064 | 0 | 327.1166 | 7.8295e-06 | 213.0455 | 0 | 207.08 | 0.00079259 | 213.0455 | 0 | 326.3725 | 0 | 213.0455 | 0 | 207.08 | -9.9549e-05 | 213.0455 | 5.754e-06 | 207.08 | -0.0027849 | 213.0455 | 0 | 327.1166 | 1.0329e-05 | 213.0455 | 0 | 327.1166 | 0 | 213.0455 | 4.9146e-05 | 212.9064 | 0 | 508.4027 | 0.00234 | 212.9064 | 0 | 506.9826 | 0 | 508.4027 | 0.00409 | 212.9064 | 0 | 213.0455 | 1.665e-05
| 326.4866 | 0.00015871 | 213.2493 | 5.3922e-05 | 213.1091 | -0.00044056 | 326.4866 | 0.00031212 | 213.2493 | -0.00055346 | 213.1091 | 0 | 213.1091 | 0 | 327.2257 | 8.7816e-06 | 213.2493 | 0 | 207.29 | 0.00011805 | 213.2493 | 0 | 326.4866 | 0.00022234 | 213.2493 | 0 | 207.29 | -0.0013909 | 213.2493 | 0 | 207.29 | -0.0012895 | 213.2493 | 0 | 327.2257 | 1.068e-05 | 213.2493 | 0 | 327.2257 | 0 | 213.2493 | 0 | 213.1091 | 0 | 508.5568 | 0.00128 | 213.1091 | 0 | 507.1379 | 5.0004e-05 | 508.5568 | 0.0042 | 213.1091 | 0 | 213.2493 | 4.7671e-06
| 326.6008 | 0 | 213.4532 | 0.00086719 | 213.3117 | 0.0023409 | 326.6008 | 0.00012167 | 213.4532 | -0.00016317 | 213.3117 | 0 | 213.3117 | 0 | 327.3348 | 8.1096e-06 | 213.4532 | 0 | 207.49 | -0.0012985 | 213.4532 | 0 | 326.6008 | 0.00138 | 213.4532 | 0 | 207.49 | -0.00026098 | 213.4532 | 2.6583e-05 | 207.49 | -0.00018422 | 213.4532 | 0 | 327.3348 | 8.7479e-06 | 213.4532 | 0 | 327.3348 | 0 | 213.4532 | 0.00032607 | 213.3117 | 0 | 508.7109 | 0.00232 | 213.3117 | 0 | 507.2933 | 0 | 508.7109 | 0.00392 | 213.3117 | 0 | 213.4532 | 1.6059e-05
| 326.7149 | 0 | 213.657 | 2.0284e-05 | 213.5144 | -0.00063382 | 326.7149 | 0.00101 | 213.657 | -0.00033753 | 213.5144 | 0 | 213.5144 | 0 | 327.4439 | 8.3224e-06 | 213.657 | 0 | 207.69 | -0.0011973 | 213.657 | 0 | 326.7149 | 0.00173 | 213.657 | 0 | 207.69 | -0.0016815 | 213.657 | 0 | 207.69 | -0.0019397 | 213.657 | 0 | 327.4439 | 9.029e-06 | 213.657 | 0 | 327.4439 | 0 | 213.657 | 0 | 213.5144 | 0 | 508.865 | 0.00094954 | 213.5144 | 0 | 507.4487 | 1.0001e-05 | 508.865 | 0.0041 | 213.5144 | 0 | 213.657 | 5.0575e-06
| 326.829 | 0 | 213.8608 | 0.00054793 | 213.7171 | 0.00022104 | 326.829 | 0.00067784 | 213.8608 | -0.00041438 | 213.7171 | 0 | 213.7171 | 0 | 327.553 | 8.1656e-06 | 213.8608 | 0 | 207.89 | -0.00048905 | 213.8608 | 0 | 326.829 | 0.0009558 | 213.8608 | 0 | 207.89 | 0.0010305 | 213.8608 | 6.4383e-06 | 207.89 | -2.1673e-05 | 213.8608 | 0 | 327.553 | 8.0922e-06 | 213.8608 | 0 | 327.553 | 0 | 213.8608 | 0.00023363 | 213.7171 | 0 | 509.0192 | 0.00183 | 213.7171 | 0 | 507.6041 | 6.6672e-06 | 509.0192 | 0.00398 | 213.7171 | 0 | 213.8608 | 1.4062e-05
| 326.9431 | 0.00021262 | 214.0647 | 0.00017428 | 213.9199 | -0.00053388 | 326.9431 | 0.0002601 | 214.0647 | -4.5145e-05 | 213.9199 | 0 | 213.9199 | 0 | 327.6621 | 8.6808e-06 | 214.0647 | 0 | 208.1 | -0.0019731 | 214.0647 | 0 | 326.9431 | 0 | 214.0647 | 0 | 208.1 | -0.0019076 | 214.0647 | 0 | 208.1 | -0.00099695 | 214.0647 | 0 | 327.6621 | 9.9776e-06 | 214.0647 | 0 | 327.6621 | 0 | 214.0647 | 0 | 213.9199 | 0 | 509.1733 | 0.00232 | 213.9199 | 0 | 507.7595 | 3.0002e-05 | 509.1733 | 0.00421 | 213.9199 | 0 | 214.0647 | 3.8724e-06
| 327.0572 | 0 | 214.2686 | 0.00064045 | 214.1226 | 0.0012014 | 327.0572 | 0 | 214.2686 | 0.00092491 | 214.1226 | 0 | 214.1226 | 0 | 327.7712 | 8.1096e-06 | 214.2686 | 0 | 208.3 | -0.00032042 | 214.2686 | 0 | 327.0572 | 0.00027444 | 214.2686 | 0 | 208.3 | -0.0011004 | 214.2686 | 1.6079e-05 | 208.3 | -0.0010295 | 214.2686 | 0 | 327.7712 | 9.1344e-06 | 214.2686 | 0 | 327.7712 | 0 | 214.2686 | 0.00027198 | 214.1226 | 0 | 509.3275 | 0.00213 | 214.1226 | 0 | 507.915 | 0 | 509.3275 | 0.00395 | 214.1226 | 0 | 214.2686 | 1.8486e-05
| 327.1713 | 0 | 214.4725 | -0.00050618 | 214.3254 | 0.00020982 | 327.1713 | 0.00079764 | 214.4725 | -2.811e-05 | 214.3254 | 0 | 214.3254 | 0 | 327.8803 | 8.2216e-06 | 214.4725 | 0 | 208.5 | -0.0018381 | 214.4725 | 0 | 327.1713 | 0.00207 | 214.4725 | 0 | 208.5 | -0.0026501 | 214.4725 | 0 | 208.5 | -0.0021673 | 214.4725 | 0 | 327.8803 | 9.7082e-06 | 214.4725 | 0 | 327.8803 | 0 | 214.4725 | 0 | 214.3254 | 0 | 509.4816 | 0.00229 | 214.3254 | 0 | 508.0704 | 0 | 509.4816 | 0.00409 | 214.3254 | 0 | 214.4725 | 4.8122e-06
| 327.2854 | 0 | 214.6764 | 0.0007935 | 214.5281 | 0.00025155 | 327.2854 | 0.00029547 | 214.6764 | 1.562e-05 | 214.5281 | 0 | 214.5281 | 0 | 327.9895 | 8.3224e-06 | 214.6764 | 0 | 208.71 | 0.00059023 | 214.6764 | 0 | 327.2854 | 0.0007003 | 214.6764 | 0 | 208.71 | 0.0018699 | 214.6764 | 9.9586e-06 | 208.71 | 0.0011487 | 214.6764 | 0 | 327.9895 | 8.947e-06 | 214.6764 | 0 | 327.9895 | 0 | 214.6764 | 0.00028347 | 214.5282 | 0 | 509.6358 | 0.00221 | 214.5281 | 0 | 508.2258 | 6.6672e-06 | 509.6358 | 0.00382 | 214.5282 | 0 | 214.6764 | 1.7129e-05
| 327.3995 | 0 | 214.8804 | -0.00094799 | 214.7309 | -0.00094909 | 327.3995 | 0.00031212 | 214.8804 | -0.00040374 | 214.7309 | 0 | 214.7309 | 0 | 328.0986 | 8.4232e-06 | 214.8804 | 0 | 208.91 | -0.00015177 | 214.8804 | 0 | 327.3995 | 0.0017 | 214.8804 | 0 | 208.91 | -0.0020045 | 214.8804 | 0 | 208.91 | -0.00024923 | 214.8804 | 0 | 328.0986 | 9.7551e-06 | 214.8804 | 0 | 328.0986 | 0 | 214.8804 | 0 | 214.731 | 0 | 509.79 | 0.00258 | 214.7309 | 0 | 508.3813 | 1.0001e-05 | 509.79 | 0.00404 | 214.731 | 0 | 214.8804 | 3.7858e-06
| 327.5136 | 0 | 215.0843 | 0.00061506 | 214.9338 | 0.00040421 | 327.5136 | 0.00015642 | 215.0843 | -6.9736e-05 | 214.9338 | 0 | 214.9338 | 0 | 328.2077 | 8.3224e-06 | 215.0843 | 0 | 209.12 | 0.00069142 | 215.0843 | 0 | 327.5136 | 0 | 215.0843 | 0 | 209.12 | -0.0015847 | 215.0843 | 9.8031e-06 | 209.12 | 0.00020589 | 215.0843 | 0 | 328.2077 | 9.1578e-06 | 215.0843 | 0 | 328.2077 | 0 | 215.0843 | 0.00022448 | 214.9338 | 0 | 509.9442 | 0.00283 | 214.9338 | 0 | 508.5367 | 0 | 509.9442 | 0.00392 | 214.9338 | 0 | 215.0843 | 1.6757e-05
| 327.6277 | 0.00010482 | 215.2883 | 0.00048786 | 215.1366 | -0.00121 | 327.6277 | 0 | 215.2883 | -3.4866e-05 | 215.1366 | 0 | 215.1366 | 0 | 328.3169 | 8.3672e-06 | 215.2883 | 0 | 209.32 | -0.0011299 | 215.2883 | 0 | 327.6277 | 0.00107 | 215.2883 | 0 | 209.32 | 0.00067532 | 215.2883 | 0 | 209.32 | -0.00073687 | 215.2883 | 0 | 328.3169 | 1.02e-05 | 215.2883 | 0 | 328.3169 | 0 | 215.2883 | 0 | 215.1366 | 0 | 510.0984 | 0.00271 | 215.1366 | 0 | 508.6922 | 0 | 510.0984 | 0.00425 | 215.1366 | 0 | 215.2883 | 7.0319e-06
| 327.7418 | 0.00016197 | 215.4923 | 0.00085083 | 215.3395 | 3.7419e-06 | 327.7418 | 0.00050404 | 215.4923 | 0.00019066 | 215.3395 | 0 | 215.3395 | 0 | 328.426 | 8.8376e-06 | 215.4923 | 0 | 209.52 | -0.00072515 | 215.4923 | 0 | 327.7418 | 0.00138 | 215.4923 | 0 | 209.52 | -0.0004547 | 215.4923 | 1.0882e-05 | 209.52 | 0.0022539 | 215.4923 | 0 | 328.426 | 1.1172e-05 | 215.4923 | 0 | 328.426 | 0 | 215.4923 | 0.00024478 | 215.3395 | 0 | 510.2526 | 0.00237 | 215.3395 | 0 | 508.8476 | 6.6672e-06 | 510.2526 | 0.00409 | 215.3395 | 0 | 215.4923 | 1.4671e-05
| 327.8558 | 0.00106 | 215.6963 | -0.00074366 | 215.5423 | -0.0002434 | 327.8558 | 0.00065893 | 215.6963 | -0.00027695 | 215.5423 | 0 | 215.5423 | 0 | 328.5352 | 9.3305e-06 | 215.6963 | 0 | 209.73 | -0.00011805 | 215.6963 | 0 | 327.8558 | 0.00173 | 215.6963 | 0 | 209.73 | -0.0035865 | 215.6963 | 0 | 209.73 | -5.4182e-05 | 215.6963 | 0 | 328.5352 | 1.2003e-05 | 215.6963 | 0 | 328.5352 | 0 | 215.6963 | 0 | 215.5423 | 0 | 510.4068 | 0.00236 | 215.5423 | 0 | 509.0031 | 1.0001e-05 | 510.4068 | 0.00433 | 215.5423 | 0 | 215.6963 | 2.357e-06
| 327.9699 | 0 | 215.9003 | 0.00082066 | 215.7452 | 4.317e-05 | 327.9699 | 0 | 215.9003 | 1.7634e-05 | 215.7452 | 0 | 215.7452 | 0 | 328.6443 | 9.2521e-06 | 215.9003 | 0 | 209.93 | 0.00096123 | 215.9003 | 0 | 327.9699 | 0.00072869 | 215.9003 | 0 | 209.93 | -9.9549e-05 | 215.9003 | 6.3707e-06 | 209.93 | -0.0021673 | 215.9003 | 0 | 328.6443 | 1.1336e-05 | 215.9003 | 0 | 328.6443 | 0 | 215.9003 | 0.00021658 | 215.7452 | 0 | 510.5611 | 0 | 215.7452 | 0 | 509.1586 | 6.6672e-06 | 510.5611 | 0.0041 | 215.7452 | 0 | 215.9003 | 1.6289e-05
| 328.084 | 0 | 216.1043 | -7.2381e-05 | 215.9481 | -0.00046493 | 328.084 | 0.00036414 | 216.1043 | 0.00029041 | 215.9481 | 0 | 215.9481 | 0 | 328.7535 | 9.2073e-06 | 216.1043 | 0 | 210.13 | 0.00032042 | 216.1043 | 0 | 328.084 | 0.00127 | 216.1043 | 0 | 210.13 | 0.00022331 | 216.1043 | 0 | 210.13 | 0.00049847 | 216.1043 | 0 | 328.7535 | 1.0856e-05 | 216.1043 | 0 | 328.7535 | 0 | 216.1043 | 0 | 215.9481 | 0 | 510.7153 | 0.00135 | 215.9481 | 0 | 509.3141 | 3.0002e-05 | 510.7153 | 0.00437 | 215.9481 | 0 | 216.1043 | 2.6838e-06
| 328.1981 | 0 | 216.3084 | 0.00023261 | 216.1511 | 7.4229e-05 | 328.1981 | 0.0007126 | 216.3084 | 0.00074696 | 216.1511 | 0 | 216.1511 | 0 | 328.8627 | 9.6217e-06 | 216.3084 | 0 | 210.34 | -0.00011805 | 216.3084 | 0 | 328.1981 | 0.00155 | 216.3084 | 0 | 210.34 | -0.0016815 | 216.3084 | 1.1588e-05 | 210.34 | 0.00062851 | 216.3084 | 0 | 328.8627 | 1.0493e-05 | 216.3084 | 0 | 328.8627 | 0 | 216.3084 | 0.00048968 | 216.1511 | 0 | 510.8695 | 0.00207 | 216.1511 | 0 | 509.4696 | 0 | 510.8695 | 0.00415 | 216.1511 | 0 | 216.3084 | 1.6004e-05
| 328.3121 | 0 | 216.5125 | 0.00031078 | 216.354 | 7.4672e-05 | 328.3121 | 0.00053755 | 216.5125 | -0.00020402 | 216.354 | 0 | 216.354 | 0 | 328.9719 | 1.0059e-05 | 216.5125 | 0 | 210.54 | -0.0022766 | 216.5125 | 0 | 328.3121 | 0 | 216.5125 | 0 | 210.54 | -0.0031991 | 216.5125 | 0 | 210.54 | -0.0021673 | 216.5125 | 0 | 328.9719 | 1.1477e-05 | 216.5125 | 0 | 328.9719 | 0 | 216.5125 | 0 | 216.354 | 0 | 511.0238 | 0.0019 | 216.354 | 0 | 509.6251 | 5.0004e-05 | 511.0238 | 0.00447 | 216.354 | 0 | 216.5125 | 5.8589e-06
| 328.4262 | 0.00014397 | 216.7166 | 0.00026797 | 216.557 | 0.00019205 | 328.4262 | 0 | 216.7166 | 6.4308e-05 | 216.557 | 0 | 216.557 | 0 | 329.0811 | 9.9913e-06 | 216.7166 | 0 | 210.74 | 0.0010287 | 216.7166 | 0 | 328.4262 | 0.00141 | 216.7166 | 0 | 210.74 | 0.0019991 | 216.7166 | 1.3709e-05 | 210.74 | 0.0015387 | 216.7166 | 0 | 329.0811 | 1.0879e-05 | 216.7166 | 0 | 329.0811 | 0 | 216.7166 | 0.00027881 | 216.557 | 0 | 511.1781 | 0.00236 | 216.557 | 0 | 509.7806 | 6.6672e-06 | 511.1781 | 0.0042 | 216.557 | 0 | 216.7166 | 1.4522e-05
| 328.5403 | 0 | 216.9207 | 5.6679e-05 | 216.76 | -0.00068897 | 328.5403 | 0 | 216.9207 | -0.00025436 | 216.76 | 0 | 216.76 | 0 | 329.1903 | 8.7032e-06 | 216.9207 | 0 | 210.95 | -0.00285 | 216.9207 | 0 | 328.5403 | 0.00093192 | 216.9207 | 0 | 210.95 | -0.0018108 | 216.9207 | 0 | 210.95 | -0.001062 | 216.9207 | 0 | 329.1903 | 1.0013e-05 | 216.9207 | 0 | 329.1903 | 0 | 216.9206 | 0 | 216.76 | 0 | 511.3323 | 0.00178 | 216.76 | 0 | 509.9361 | 0 | 511.3323 | 0.00438 | 216.76 | 0 | 216.9207 | 4.0877e-06
| 328.6543 | 0.00057588 | 217.1248 | 0.0015331 | 216.963 | 0.00027663 | 328.6543 | 0 | 217.1248 | -8.0608e-05 | 216.963 | 0 | 216.963 | 0 | 329.2995 | 8.0536e-06 | 217.1248 | 0 | 211.15 | -0.0015008 | 217.1248 | 0 | 328.6543 | 0.00158 | 217.1248 | 0 | 211.15 | 0.00012645 | 217.1248 | 1.6199e-05 | 211.15 | 0.0017013 | 217.1248 | 0 | 329.2995 | 9.0759e-06 | 217.1248 | 0 | 329.2995 | 0 | 217.1248 | 0.00037605 | 216.963 | 0 | 511.4866 | 0.00162 | 216.963 | 0 | 510.0916 | 2.6669e-05 | 511.4866 | 0.00403 | 216.963 | 0 | 217.1248 | 1.5492e-05
| 328.7684 | 0 | 217.3289 | -0.00062567 | 217.166 | 2.9367e-05 | 328.7684 | 0.00102 | 217.3289 | 0.00028832 | 217.166 | 0 | 217.166 | 0 | 329.4087 | 8.188e-06 | 217.3289 | 0 | 211.35 | -0.0011299 | 217.3289 | 0 | 328.7684 | 0.00144 | 217.3289 | 0 | 211.35 | -0.00077756 | 217.3289 | 0 | 211.35 | 0.00033593 | 217.3289 | 0 | 329.4087 | 9.8136e-06 | 217.3289 | 0 | 329.4087 | 0 | 217.3289 | 0 | 217.166 | 0 | 511.6409 | 0.0006682 | 217.166 | 0 | 510.2471 | 3.0002e-05 | 511.6409 | 0.00423 | 217.166 | 0 | 217.3289 | 2.4438e-06
| 328.8824 | 0 | 217.5331 | 0.00080334 | 217.369 | 0.0008195 | 328.8824 | 5.2137e-05 | 217.5331 | 0.00053208 | 217.369 | 0 | 217.369 | 0 | 329.5179 | 8.244e-06 | 217.5331 | 0 | 211.56 | 0.0014672 | 217.5331 | 0 | 328.8824 | 0.00055835 | 217.5331 | 0 | 211.56 | -0.00080984 | 217.5331 | 1.3934e-05 | 211.56 | -5.4182e-05 | 217.5331 | 0 | 329.5179 | 1.0657e-05 | 217.5331 | 0 | 329.5179 | 0 | 217.5331 | 0.00034548 | 217.369 | 0 | 511.7952 | 0.00193 | 217.369 | 0 | 510.4027 | 0 | 511.7952 | 0.00406 | 217.369 | 0 | 217.5331 | 1.5126e-05
| 328.9965 | 0.00093132 | 217.7372 | 0.00032939 | 217.5721 | -0.00080643 | 328.9965 | 0.00046818 | 217.7372 | -0.000286 | 217.5721 | 0 | 217.5721 | 0 | 329.6271 | 8.6024e-06 | 217.7372 | 0 | 211.76 | -0.0025127 | 217.7372 | 0 | 328.9965 | 0.00147 | 217.7372 | 0 | 211.76 | -0.0022951 | 217.7372 | 0 | 211.76 | -0.00050931 | 217.7372 | 0 | 329.6271 | 1.1336e-05 | 217.7372 | 0 | 329.6271 | 0 | 217.7372 | 0 | 217.5721 | 0 | 511.9495 | 0 | 217.5721 | 0 | 510.5582 | 0 | 511.9495 | 0.00423 | 217.5721 | 0 | 217.7372 | 4.1661e-06
| 329.1105 | 0 | 217.9414 | 0.00092676 | 217.7752 | 0.00088971 | 329.1105 | 0 | 217.9414 | -0.00023338 | 217.7752 | 0 | 217.7752 | 0 | 329.7363 | 7.9079e-06 | 217.9414 | 0 | 211.96 | -0.00059023 | 217.9414 | 0 | 329.1105 | 0.00175 | 217.9414 | 0 | 211.96 | 0.0007076 | 217.9414 | 1.4343e-05 | 211.96 | 0.00082357 | 217.9414 | 0 | 329.7363 | 1.0388e-05 | 217.9414 | 0 | 329.7363 | 0 | 217.9414 | 0.00026227 | 217.7752 | 0 | 512.1038 | 0.00158 | 217.7752 | 0 | 510.7138 | 2.6669e-05 | 512.1038 | 0.00399 | 217.7752 | 0 | 217.9414 | 1.2622e-05
| 329.2246 | 0.00032042 | 218.1456 | 0.00023528 | 217.9783 | -0.00083543 | 329.2246 | 0.00017341 | 218.1456 | 2.271e-05 | 217.9783 | 0 | 217.9783 | 0 | 329.8455 | 8.8936e-06 | 218.1456 | 0 | 212.17 | -0.0025465 | 218.1456 | 0 | 329.2246 | 0.00176 | 218.1456 | 0 | 212.17 | -0.0016493 | 218.1456 | 0 | 212.17 | -0.0015822 | 218.1456 | 0 | 329.8455 | 1.0259e-05 | 218.1456 | 0 | 329.8455 | 0 | 218.1456 | 0 | 217.9783 | 0 | 512.2582 | 0.00169 | 217.9783 | 0 | 510.8693 | 1.0001e-05 | 512.2582 | 0.00417 | 217.9783 | 0 | 218.1456 | 1.848e-06
| 329.3386 | 0 | 218.3499 | 4.5861e-06 | 218.1814 | 0.00019084 | 329.3386 | 0 | 218.3499 | 0.00027085 | 218.1814 | 0 | 218.1814 | 0 | 329.9548 | 7.3815e-06 | 218.3499 | 0 | 212.37 | -0.001737 | 218.3499 | 0 | 329.3386 | 0 | 218.3499 | 0 | 212.37 | 0.00073989 | 218.3499 | 1.0165e-05 | 212.37 | 0.0014737 | 218.3499 | 0 | 329.9548 | 9.3218e-06 | 218.3499 | 0 | 329.9548 | 0 | 218.3499 | 0.00030565 | 218.1814 | 0 | 512.4125 | 0.00294 | 218.1814 | 0 | 511.0249 | 6.6672e-06 | 512.4125 | 0.00402 | 218.1814 | 0 | 218.3499 | 1.6561e-05
| 329.4526 | 0 | 218.5541 | 0.00015005 | 218.3845 | -0.001092 | 329.4526 | 0 | 218.5541 | -0.0010261 | 218.3845 | 0 | 218.3845 | 0 | 330.064 | 7.6167e-06 | 218.5541 | 0 | 212.58 | 8.4319e-05 | 218.5541 | 0 | 329.4526 | 0.00158 | 218.5541 | 0 | 212.58 | -0.00019641 | 218.5541 | 0 | 212.58 | -0.001192 | 218.5541 | 0 | 330.064 | 9.6497e-06 | 218.5541 | 0 | 330.064 | 0 | 218.5541 | 0 | 218.3845 | 0 | 512.5669 | 0.00207 | 218.3845 | 0 | 511.1805 | 1.0001e-05 | 512.5669 | 0.00425 | 218.3845 | 0 | 218.5541 | 1.7117e-06
| 329.5667 | 0.00084583 | 218.7584 | 0.00065561 | 218.5877 | 0.00020932 | 329.5667 | 0 | 218.7584 | 0.00071014 | 218.5877 | 0 | 218.5877 | 0 | 330.1733 | 7.0119e-06 | 218.7584 | 0 | 212.78 | -0.0012648 | 218.7584 | 0 | 329.5667 | 0.00249 | 218.7584 | 0 | 212.78 | 0.00057846 | 218.7584 | 1.6145e-05 | 212.78 | 0.00030341 | 218.7584 | 0 | 330.1733 | 9.1578e-06 | 218.7584 | 0 | 330.1733 | 0 | 218.7584 | 0.00022716 | 218.5877 | 0 | 512.7212 | 0.00301 | 218.5877 | 0 | 511.3361 | 0 | 512.7212 | 0.00409 | 218.5877 | 0 | 218.7584 | 1.2898e-05
| 329.6807 | 0.00033839 | 218.9626 | -8.6446e-05 | 218.7908 | -0.00046792 | 329.6807 | 0.00036414 | 218.9626 | -0.00032945 | 218.7908 | 0 | 218.7908 | 0 | 330.2825 | 7.5159e-06 | 218.9626 | 0 | 212.98 | -0.0023778 | 218.9626 | 0 | 329.6807 | 0.0001088 | 218.9626 | 0 | 212.98 | -6.7263e-05 | 218.9626 | 0 | 212.98 | -0.00099695 | 218.9626 | 0 | 330.2825 | 1.0083e-05 | 218.9626 | 0 | 330.2825 | 0 | 218.9626 | 0 | 218.7908 | 0 | 512.8756 | 0.0026 | 218.7908 | 0 | 511.4917 | 1.0001e-05 | 512.8756 | 0.00427 | 218.7908 | 0 | 218.9626 | 4.2347e-06
| 329.7947 | 0 | 219.1669 | 0.0015365 | 218.994 | 0.00024965 | 329.7947 | 0 | 219.1669 | 0.00021795 | 218.994 | 0 | 218.994 | 0 | 330.3918 | 7.1687e-06 | 219.1669 | 0 | 213.19 | -0.00062396 | 219.1669 | 0 | 329.7947 | 0.00101 | 219.1669 | 0 | 213.19 | -0.00032556 | 219.1669 | 1.4418e-05 | 213.19 | -0.00047681 | 219.1669 | 0 | 330.3918 | 9.7551e-06 | 219.1669 | 0 | 330.3918 | 0 | 219.1669 | 0.00036587 | 218.994 | 0 | 513.0299 | 0.0039 | 218.994 | 0 | 511.6473 | 0 | 513.0299 | 0.004 | 218.994 | 0 | 219.1669 | 1.2464e-05
| 329.9087 | 0.00058994 | 219.3712 | 0.00025466 | 219.1972 | -0.0015174 | 329.9087 | 0.00076297 | 219.3712 | -0.00052864 | 219.1972 | 0 | 219.1972 | 0 | 330.5011 | 7.9079e-06 | 219.3712 | 0 | 213.39 | -0.0011299 | 219.3712 | 0 | 329.9087 | 0.00113 | 219.3712 | 0 | 213.39 | -0.0018752 | 219.3712 | 0 | 213.39 | -0.0012245 | 219.3712 | 0 | 330.5011 | 9.9542e-06 | 219.3712 | 0 | 330.5011 | 0 | 219.3713 | 0 | 219.1972 | 0 | 513.1843 | 0.00125 | 219.1972 | 0 | 511.8029 | 0 | 513.1843 | 0.00424 | 219.1972 | 0 | 219.3712 | 5.4527e-06
| 330.0227 | 0 | 219.5756 | 0.0007656 | 219.4004 | 0.00074301 | 330.0227 | 0 | 219.5756 | 0.00051032 | 219.4004 | 0 | 219.4004 | 0 | 330.6103 | 8.2216e-06 | 219.5756 | 0 | 213.59 | 0.0014334 | 219.5756 | 0 | 330.0227 | 0.00115 | 219.5756 | 0 | 213.59 | -0.00084214 | 219.5756 | 1.9067e-05 | 213.59 | -0.00028175 | 219.5756 | 0 | 330.6103 | 8.9353e-06 | 219.5756 | 0 | 330.6103 | 0 | 219.5756 | 0.00036439 | 219.4005 | 0 | 513.3387 | 0.00214 | 219.4004 | 0 | 511.9585 | 0 | 513.3387 | 0.00399 | 219.4005 | 0 | 219.5756 | 1.6577e-05
| 330.1368 | 0 | 219.7799 | -0.00037995 | 219.6037 | -0.000718 | 330.1368 | 0.00086701 | 219.7799 | -0.00011518 | 219.6037 | 0 | 219.6037 | 0 | 330.7196 | 9.7001e-06 | 219.7799 | 0 | 213.8 | -0.00086005 | 219.7799 | 0 | 330.1368 | 0.00139 | 219.7799 | 0 | 213.8 | -0.0031667 | 219.7799 | 0 | 213.8 | -0.00050931 | 219.7799 | 0 | 330.7196 | 9.111e-06 | 219.7799 | 0 | 330.7196 | 0 | 219.7799 | 0 | 219.6037 | 0 | 513.4931 | 0.00209 | 219.6037 | 0 | 512.1141 | 1.0001e-05 | 513.4931 | 0.00428 | 219.6037 | 0 | 219.7799 | 4.3309e-06
| 330.2508 | 8.9983e-05 | 219.9843 | 0.00082443 | 219.807 | 0.00010925 | 330.2508 | 0.0007126 | 219.9843 | -0.00025575 | 219.807 | 0 | 219.807 | 0 | 330.8289 | 1.0215e-05 | 219.9843 | 0 | 214 | -0.00089378 | 219.9843 | 0 | 330.2508 | 0 | 219.9843 | 0 | 214 | -0.00084214 | 219.9843 | 9.2593e-06 | 214 | -0.0012245 | 219.9843 | 0 | 330.8289 | 8.9705e-06 | 219.9843 | 0 | 330.8289 | 0 | 219.9843 | 0.00018397 | 219.807 | 0 | 513.6475 | 0.00174 | 219.807 | 0 | 512.2697 | 4.667e-05 | 513.6475 | 0.00396 | 219.807 | 0 | 219.9843 | 1.6872e-05
| 330.3648 | 0 | 220.1886 | 0.00014991 | 220.0102 | 2.9894e-05 | 330.3648 | 0.00029479 | 220.1886 | -0.00057199 | 220.0102 | 0 | 220.0102 | 0 | 330.9382 | 1.1291e-05 | 220.1886 | 0 | 214.21 | 0.00038786 | 220.1886 | 0 | 330.3648 | 0.00070485 | 220.1886 | 0 | 214.21 | -0.0025855 | 220.1886 | 0 | 214.21 | -0.0014196 | 220.1886 | 0 | 330.9382 | 1.0247e-05 | 220.1886 | 0 | 330.9382 | 0 | 220.1886 | 0 | 220.0102 | 0 | 513.802 | 0.00215 | 220.0102 | 0 | 512.4254 | 1.0001e-05 | 513.802 | 0.00419 | 220.0102 | 0 | 220.1886 | 4.1944e-06
| 330.4788 | 0.00091782 | 220.393 | 0.00034935 | 220.2135 | 0.00015808 | 330.4788 | 0.00012167 | 220.393 | 0.00060296 | 220.2135 | 0 | 220.2135 | 0 | 331.0475 | 1.0484e-05 | 220.393 | 0 | 214.41 | -0.00059023 | 220.393 | 0 | 330.4788 | 0.00021766 | 220.393 | 0 | 214.41 | 0.0033874 | 220.393 | 5.6298e-06 | 214.41 | -0.00096444 | 220.393 | 0 | 331.0475 | 1.0013e-05 | 220.393 | 0 | 331.0475 | 0 | 220.393 | 9.9033e-05 | 220.2135 | 0 | 513.9564 | 0.00213 | 220.2135 | 0 | 512.581 | 6.6672e-06 | 513.9564 | 0.00397 | 220.2135 | 0 | 220.393 | 1.4319e-05
| 330.5928 | 0 | 220.5974 | 0.00027984 | 220.4168 | -0.0008069 | 330.5928 | 0.00027745 | 220.5974 | 0.00029739 | 220.4168 | 0 | 220.4168 | 0 | 331.1568 | 9.9689e-06 | 220.5974 | 0 | 214.61 | -0.00062396 | 220.5974 | 0 | 330.5928 | 0.00022234 | 220.5974 | 0 | 214.61 | -0.0029407 | 220.5974 | 0 | 214.61 | 0.0009211 | 220.5974 | 0 | 331.1568 | 1.0118e-05 | 220.5974 | 0 | 331.1568 | 0 | 220.5974 | 0 | 220.4169 | 0 | 514.1108 | 0.00209 | 220.4168 | 0 | 512.7367 | 1.0001e-05 | 514.1108 | 0.00421 | 220.4169 | 0 | 220.5974 | 2.1977e-06
| 330.7068 | 0.00077385 | 220.8019 | 0.00075211 | 220.6202 | 0.0005104 | 330.7068 | 0 | 220.8019 | 0.00034982 | 220.6202 | 0 | 220.6202 | 0 | 331.2661 | 9.0505e-06 | 220.8019 | 0 | 214.82 | 0.0012985 | 220.8019 | 0 | 330.7068 | 0.00132 | 220.8019 | 0 | 214.82 | 0.00038475 | 220.8019 | 1.0222e-05 | 214.82 | -0.0014521 | 220.8019 | 0 | 331.2661 | 9.0993e-06 | 220.8019 | 0 | 331.2661 | 0 | 220.8019 | 0.00023908 | 220.6202 | 0 | 514.2653 | 0.00214 | 220.6202 | 0 | 512.8923 | 6.6672e-06 | 514.2653 | 0.00403 | 220.6202 | 0 | 220.8019 | 1.3342e-05
| 330.8208 | 0 | 221.0063 | 0.00056082 | 220.8235 | -0.0011959 | 330.8208 | 5.2025e-05 | 221.0063 | -0.00026788 | 220.8235 | 0 | 220.8235 | 0 | 331.3754 | 9.2073e-06 | 221.0063 | 0 | 215.02 | -0.0012648 | 221.0063 | 0 | 330.8208 | 0 | 221.0063 | 0 | 215.02 | -0.0034897 | 221.0063 | 0 | 215.02 | -0.0022323 | 221.0063 | 0 | 331.3754 | 9.1578e-06 | 221.0063 | 0 | 331.3754 | 0 | 221.0063 | 0 | 220.8235 | 0 | 514.4197 | 0.0009847 | 220.8235 | 0 | 513.048 | 0 | 514.4197 | 0.0042 | 220.8235 | 0 | 221.0063 | 3.5692e-06
| 330.9348 | 0.00043191 | 221.2108 | 0.00090549 | 221.0269 | 0.00050691 | 330.9348 | 6.9519e-05 | 221.2108 | 0.00025436 | 221.0269 | 0 | 221.0269 | 0 | 331.4847 | 8.4456e-06 | 221.2108 | 0 | 215.23 | 0.0025127 | 221.2108 | 0 | 330.9348 | 0 | 221.2108 | 0 | 215.23 | -0.001165 | 221.2108 | 1.5876e-05 | 215.23 | -0.00054182 | 221.2108 | 0 | 331.4847 | 8.8065e-06 | 221.2108 | 0 | 331.4847 | 0 | 221.2108 | 0.00030119 | 221.0269 | 0 | 514.5742 | 0.00216 | 221.0269 | 0 | 513.2037 | 6.6672e-06 | 514.5742 | 0.00403 | 221.0269 | 0 | 221.2108 | 1.3909e-05
| 331.0488 | 0.00010482 | 221.4153 | -0.00027996 | 221.2303 | -0.00056471 | 331.0488 | 0 | 221.4153 | -0.00024676 | 221.2303 | 0 | 221.2303 | 0 | 331.594 | 8.8936e-06 | 221.4152 | 0 | 215.43 | 0.0009275 | 221.4152 | 0 | 331.0488 | 0.00079001 | 221.4152 | 0 | 215.43 | 0.00093361 | 221.4153 | 0 | 215.43 | -0.00015171 | 221.4152 | 0 | 331.594 | 8.3498e-06 | 221.4152 | 0 | 331.594 | 0 | 221.4152 | 0 | 221.2303 | 0 | 514.7287 | 0.00165 | 221.2303 | 0 | 513.3593 | 1.0001e-05 | 514.7287 | 0.00421 | 221.2303 | 0 | 221.4153 | 4.6609e-06
| 331.1628 | 0.00062987 | 221.6197 | 0.001001 | 221.4337 | 0.0012646 | 331.1628 | 0 | 221.6197 | 0.00036952 | 221.4337 | 0 | 221.4337 | 0 | 331.7034 | 6.9334e-06 | 221.6197 | 0 | 215.63 | -0.00079259 | 221.6197 | 0 | 331.1628 | 0.00101 | 221.6197 | 0 | 215.63 | -0.0019076 | 221.6197 | 1.1421e-05 | 215.63 | -5.4182e-05 | 221.6197 | 0 | 331.7034 | 9.5209e-06 | 221.6197 | 0 | 331.7034 | 0 | 221.6197 | 0.0002772 | 221.4337 | 0 | 514.8831 | 0.00345 | 221.4337 | 0 | 513.515 | 6.6672e-06 | 514.8831 | 0.00399 | 221.4337 | 0 | 221.6197 | 1.5905e-05
| 331.2767 | 0.00024855 | 221.8242 | -0.00082689 | 221.6371 | -0.00025072 | 331.2767 | 0.00024276 | 221.8242 | -0.00046542 | 221.6371 | 0 | 221.6371 | 0 | 331.8127 | 7.5943e-06 | 221.8242 | 0 | 215.84 | 0.00021923 | 221.8242 | 0 | 331.2767 | 0.00067647 | 221.8242 | 0 | 215.84 | 0.001547 | 221.8242 | 0 | 215.84 | 0.00040094 | 221.8242 | 0 | 331.8127 | 9.3569e-06 | 221.8242 | 0 | 331.8127 | 0 | 221.8243 | 0 | 221.6371 | 0 | 515.0376 | 0.00127 | 221.6371 | 0 | 513.6707 | 3.0002e-05 | 515.0376 | 0.00424 | 221.6371 | 0 | 221.8242 | 3.7369e-06
| 331.3907 | 0 | 222.0288 | 0.0016299 | 221.8406 | 0.00056689 | 331.3907 | 0.00083426 | 222.0288 | 3.6212e-05 | 221.8406 | 0 | 221.8406 | 0 | 331.9221 | 7.1687e-06 | 222.0288 | 0 | 216.04 | 0.00082632 | 222.0288 | 0 | 331.3907 | 0.00016089 | 222.0288 | 0 | 216.04 | -0.00058385 | 222.0288 | 1.5968e-05 | 216.04 | 0.0033593 | 222.0288 | 0 | 331.9221 | 8.7245e-06 | 222.0288 | 0 | 331.9221 | 0 | 222.0288 | 0.00031899 | 221.8406 | 0 | 515.1921 | 0.00183 | 221.8406 | 0 | 513.8264 | 6.6672e-06 | 515.1921 | 0.00403 | 221.8406 | 0 | 222.0288 | 1.6069e-05
| 331.5047 | 0.00041025 | 222.2333 | 3.4504e-05 | 222.044 | -0.00026379 | 331.5047 | 0.0013 | 222.2333 | 0.00014586 | 222.044 | 0 | 222.044 | 0 | 332.0314 | 8.58e-06 | 222.2333 | 0 | 216.25 | -0.0017032 | 222.2333 | 0 | 331.5047 | 0.00119 | 222.2333 | 0 | 216.25 | -0.0011973 | 222.2333 | 0 | 216.25 | -0.001257 | 222.2333 | 0 | 332.0314 | 8.6191e-06 | 222.2333 | 0 | 332.0314 | 0 | 222.2333 | 0 | 222.044 | 0 | 515.3466 | 0.00139 | 222.044 | 0 | 513.9821 | 3.0002e-05 | 515.3466 | 0.0042 | 222.044 | 0 | 222.2333 | 1.9019e-06
| 331.6187 | 0 | 222.4379 | 0.00075271 | 222.2475 | 0.00071279 | 331.6187 | 0 | 222.4379 | 5.3877e-05 | 222.2475 | 0 | 222.2475 | 0 | 332.1408 | 7.5047e-06 | 222.4379 | 0 | 216.45 | -0.00059023 | 222.4379 | 0 | 331.6187 | 0.0001041 | 222.4379 | 0 | 216.45 | -0.00022869 | 222.4379 | 1.0939e-05 | 216.45 | 0.00043346 | 222.4379 | 0 | 332.1408 | 8.2912e-06 | 222.4379 | 0 | 332.1408 | 0 | 222.4379 | 0.00032177 | 222.2475 | 0 | 515.5012 | 0.00193 | 222.2475 | 0 | 514.1378 | 0 | 515.5012 | 0.00386 | 222.2475 | 0 | 222.4379 | 1.1979e-05
| 331.7326 | 0.00023058 | 222.6425 | -0.00035355 | 222.451 | -0.00023616 | 331.7326 | 0.00116 | 222.6425 | -0.0005335 | 222.451 | 0 | 222.451 | 0 | 332.2501 | 7.7959e-06 | 222.6425 | 0 | 216.65 | -0.00062396 | 222.6425 | 0 | 331.7326 | 0.00198 | 222.6425 | 0 | 216.65 | 0.00012645 | 222.6425 | 0 | 216.65 | -0.00086692 | 222.6425 | 0 | 332.2501 | 8.8651e-06 | 222.6425 | 0 | 332.2501 | 6.7313e-06 | 222.6425 | 0 | 222.451 | 0 | 515.6557 | 0.00218 | 222.451 | 0 | 514.2936 | 1.0001e-05 | 515.6557 | 0.00407 | 222.451 | 0 | 222.6425 | 4.6336e-06
| 331.8466 | 0 | 222.847 | 0.00063338 | 222.6545 | 0.0010699 | 331.8466 | 0 | 222.847 | 0.00029359 | 222.6545 | 0 | 222.6545 | 0 | 332.3595 | 7.1127e-06 | 222.8471 | 0 | 216.86 | 0.00035414 | 222.8471 | 0 | 331.8466 | 0.00027444 | 222.8471 | 0 | 216.86 | -0.0004547 | 222.847 | 1.438e-05 | 216.86 | -0.0018096 | 222.8471 | 0 | 332.3595 | 7.9633e-06 | 222.8471 | 0 | 332.3595 | 4.0629e-06 | 222.847 | 0.00019977 | 222.6546 | 0 | 515.8102 | 0.00288 | 222.6545 | 0 | 514.4493 | 6.6672e-06 | 515.8102 | 0.00391 | 222.6546 | 0 | 222.847 | 1.4487e-05
| 331.9606 | 0.00019465 | 223.0517 | -0.00053091 | 222.8581 | 0.00015191 | 331.9606 | 0 | 223.0517 | -0.00012735 | 222.8581 | 0 | 222.8581 | 0 | 332.4689 | 8.6248e-06 | 223.0517 | 0 | 217.06 | 0.00075887 | 223.0517 | 0 | 331.9606 | 0 | 223.0517 | 0 | 217.06 | 0.001773 | 223.0517 | 1.1001e-06 | 217.06 | -0.0018096 | 223.0517 | 0 | 332.4689 | 9.0524e-06 | 223.0517 | 0 | 332.4689 | 4.3814e-06 | 223.0517 | 0 | 222.8581 | 0 | 515.9647 | 0.00222 | 222.8581 | 0 | 514.605 | 3.0002e-05 | 515.9647 | 0.00417 | 222.8581 | 0 | 223.0517 | 6.3331e-06
| 332.0745 | 0.00044991 | 223.2563 | 0.00075914 | 223.0616 | 0.00023153 | 332.0745 | 0 | 223.2563 | 7.7213e-06 | 223.0616 | 0 | 223.0616 | 0 | 332.5783 | 8.5576e-06 | 223.2563 | 0 | 217.27 | -0.0010287 | 223.2563 | 0 | 332.0745 | 0.00169 | 223.2563 | 0 | 217.27 | -0.001165 | 223.2563 | 1.0298e-05 | 217.27 | -0.00021673 | 223.2563 | 0 | 332.5783 | 8.9353e-06 | 223.2563 | 0 | 332.5783 | 7.0607e-06 | 223.2563 | 0.00035863 | 223.0616 | 0 | 516.1193 | 0.0028 | 223.0616 | 0 | 514.7608 | 0 | 516.1193 | 0.00394 | 223.0616 | 0 | 223.2563 | 1.2789e-05
| 332.1885 | 0 | 223.4609 | -0.00014169 | 223.2652 | -0.00067772 | 332.1885 | 5.2025e-05 | 223.4609 | -0.00052381 | 223.2652 | 0 | 223.2652 | 0 | 332.6877 | 9.2297e-06 | 223.4609 | 0 | 217.47 | -0.0021416 | 223.4609 | 0 | 332.1885 | 0.00153 | 223.4609 | 0 | 217.47 | -0.0016493 | 223.4609 | 0 | 217.47 | -0.0013546 | 223.4609 | 0 | 332.6877 | 9.3569e-06 | 223.4609 | 0 | 332.6877 | 6.4128e-06 | 223.4609 | 0 | 223.2652 | 0 | 516.2739 | 0.00183 | 223.2652 | 0 | 514.9165 | 3.0002e-05 | 516.2739 | 0.00422 | 223.2652 | 0 | 223.4609 | 2.4197e-06
| 332.3024 | 0 | 223.6656 | -5.2495e-05 | 223.4688 | 9.5547e-05 | 332.3024 | 0 | 223.6656 | 0.00027432 | 223.4688 | 0 | 223.4688 | 0 | 332.7971 | 8.2104e-06 | 223.6656 | 0 | 217.67 | 0.00075887 | 223.6656 | 0 | 332.3024 | 0.00061512 | 223.6656 | 0 | 217.67 | 0.0013856 | 223.6656 | 5.1311e-06 | 217.67 | 0.00043346 | 223.6656 | 0 | 332.7971 | 8.4318e-06 | 223.6656 | 0 | 332.7971 | 6.4128e-06 | 223.6656 | 9.1162e-05 | 223.4688 | 0 | 516.4284 | 0.00281 | 223.4688 | 0 | 515.0723 | 0 | 516.4284 | 0.004 | 223.4688 | 0 | 223.6656 | 1.5045e-05
| 332.4164 | 5.091e-05 | 223.8703 | 0.00045703 | 223.6724 | 8.3851e-05 | 332.4164 | 0.00134 | 223.8703 | -0.00015126 | 223.6724 | 0 | 223.6724 | 0 | 332.9065 | 8.3224e-06 | 223.8703 | 0 | 217.88 | -0.001602 | 223.8703 | 0 | 332.4164 | 0.00079001 | 223.8703 | 0 | 217.88 | -0.0025855 | 223.8703 | 0 | 217.88 | -0.00037928 | 223.8703 | 0 | 332.9065 | 1.0036e-05 | 223.8703 | 0 | 332.9065 | 7.0607e-06 | 223.8703 | 0 | 223.6724 | 0 | 516.583 | 0.00309 | 223.6724 | 0 | 515.2281 | 3.0002e-05 | 516.583 | 0.00435 | 223.6724 | 0 | 223.8703 | 2.5294e-06
| 332.5303 | 0.00030594 | 224.075 | 0.00058461 | 223.876 | 0.00039864 | 332.5303 | 0 | 224.075 | 0.00029902 | 223.876 | 0 | 223.876 | 0 | 333.0159 | 8.4456e-06 | 224.075 | 0 | 218.08 | 8.4319e-05 | 224.075 | 0 | 332.5303 | 0.00055835 | 224.075 | 0 | 218.08 | 0.0016761 | 224.075 | 1.6785e-05 | 218.08 | 0.00082357 | 224.075 | 0 | 333.0159 | 9.919e-06 | 224.075 | 0 | 333.0159 | 8.6639e-06 | 224.075 | 0.00015875 | 223.876 | 0 | 516.7376 | 0.00243 | 223.876 | 0 | 515.3839 | 0 | 516.7376 | 0.00407 | 223.876 | 0 | 224.075 | 1.4118e-05
| 332.6442 | 0 | 224.2797 | -0.00048407 | 224.0797 | -0.0014343 | 332.6442 | 0.0004335 | 224.2797 | -0.0003458 | 224.0797 | 0 | 224.0797 | 0 | 333.1253 | 8.468e-06 | 224.2797 | 0 | 218.29 | -0.0014672 | 224.2797 | 0 | 332.6442 | 0.00176 | 224.2797 | 0 | 218.29 | -0.0011973 | 224.2797 | 0 | 218.29 | -0.0012245 | 224.2797 | 0 | 333.1253 | 1.1594e-05 | 224.2797 | 0 | 333.1253 | 9.191e-06 | 224.2797 | 0 | 224.0797 | 0 | 516.8922 | 0.00213 | 224.0797 | 0 | 515.5396 | 1.0001e-05 | 516.8922 | 0.00439 | 224.0797 | 0 | 224.2797 | 5.2433e-06
| 332.7582 | 0.00026995 | 224.4844 | 0.00085917 | 224.2834 | -8.2953e-05 | 332.7582 | 0.00031285 | 224.4844 | 3.2091e-06 | 224.2834 | 0 | 224.2834 | 0 | 333.2347 | 8.9944e-06 | 224.4844 | 0 | 218.49 | -0.001366 | 224.4844 | 0 | 332.7582 | 0 | 224.4844 | 0 | 218.49 | 6.1882e-05 | 224.4844 | 5.7252e-06 | 218.49 | -2.1673e-05 | 224.4844 | 0 | 333.2347 | 1.0821e-05 | 224.4844 | 0 | 333.2347 | 7.2693e-06 | 224.4844 | 0 | 224.2834 | 0 | 517.0468 | 0.00213 | 224.2834 | 0 | 515.6954 | 0 | 517.0468 | 0.00403 | 224.2834 | 0 | 224.4844 | 1.3016e-05
| 332.8721 | 0 | 224.6891 | -0.00062775 | 224.487 | 0.00024924 | 332.8721 | 0 | 224.6891 | -0.00024368 | 224.487 | 0 | 224.487 | 0 | 333.3441 | 9.0505e-06 | 224.6891 | 0 | 218.7 | 5.0592e-05 | 224.6891 | 0 | 332.8721 | 0.0001088 | 224.6891 | 0 | 218.7 | -0.002521 | 224.6891 | 0 | 218.7 | 0.0017338 | 224.6891 | 0 | 333.3441 | 1.0821e-05 | 224.6891 | 0 | 333.3441 | 7.4889e-06 | 224.6892 | 0 | 224.487 | 0 | 517.2014 | 0.00155 | 224.487 | 0 | 515.8512 | 3.0002e-05 | 517.2014 | 0.00429 | 224.487 | 0 | 224.6891 | 2.6179e-06
| 332.9861 | 0.00044991 | 224.8939 | 0.00049119 | 224.6907 | -0.00021632 | 332.9861 | 0 | 224.8939 | 0.00015266 | 224.6907 | 0 | 224.6907 | 0 | 333.4535 | 8.8936e-06 | 224.8939 | 0 | 218.9 | 0.0023778 | 224.8939 | 0 | 332.9861 | 0 | 224.8939 | 0 | 218.9 | -0.00048698 | 224.8939 | 8.9466e-06 | 218.9 | -0.00057433 | 224.8939 | 0 | 333.4535 | 1.0223e-05 | 224.8939 | 0 | 333.4535 | 6.4128e-06 | 224.8939 | 0.00036771 | 224.6908 | 0 | 517.3561 | 0.00144 | 224.6907 | 0 | 516.007 | 0 | 517.3561 | 0.00403 | 224.6908 | 0 | 224.8939 | 1.3927e-05
| 333.1 | 0 | 225.0987 | -2.0984e-05 | 224.8945 | -0.0005789 | 333.1 | 0.00134 | 225.0987 | -0.00037005 | 224.8945 | 0 | 224.8945 | 0 | 333.563 | 9.2633e-06 | 225.0987 | 0 | 219.1 | -0.00059023 | 225.0987 | 0 | 333.1 | 0.00053456 | 225.0987 | 0 | 219.1 | -0.00087442 | 225.0987 | 0 | 219.1 | 0.00079106 | 225.0987 | 0 | 333.563 | 1.0341e-05 | 225.0987 | 0 | 333.563 | 6.0944e-06 | 225.0987 | 0 | 224.8945 | 0 | 517.5107 | 0.00116 | 224.8945 | 0 | 516.1628 | 3.0002e-05 | 517.5107 | 0.00435 | 224.8945 | 0 | 225.0987 | 3.8033e-06
| 333.2139 | 0 | 225.3035 | 0.00073978 | 225.0982 | 0.00065189 | 333.2139 | 0.00123 | 225.3035 | 0.00020596 | 225.0982 | 0 | 225.0982 | 0 | 333.6724 | 8.7592e-06 | 225.3035 | 0 | 219.31 | -0.00082632 | 225.3035 | 0 | 333.2139 | 0.00121 | 225.3035 | 0 | 219.31 | -0.0017784 | 225.3035 | 1.5985e-05 | 219.31 | -0.00080189 | 225.3035 | 0 | 333.6724 | 1.0692e-05 | 225.3035 | 0 | 333.6724 | 5.2379e-06 | 225.3035 | 0.00059014 | 225.0982 | 0 | 517.6653 | 0.00155 | 225.0982 | 0 | 516.3187 | 0 | 517.6653 | 0.00417 | 225.0982 | 0 | 225.3035 | 1.5127e-05
| 333.3278 | 3.2945e-05 | 225.5083 | -0.00074274 | 225.302 | -0.0014111 | 333.3278 | 0.00090168 | 225.5083 | -0.00055541 | 225.302 | 0 | 225.302 | 0 | 333.7819 | 1.007e-05 | 225.5083 | 0 | 219.51 | 5.0592e-05 | 225.5083 | 0 | 333.3278 | 0 | 225.5083 | 0 | 219.51 | 0.00038475 | 225.5083 | 0 | 219.51 | -0.0022323 | 225.5083 | 0 | 333.7819 | 1.0903e-05 | 225.5083 | 0 | 333.7819 | 5.5563e-06 | 225.5083 | 0 | 225.302 | 0 | 517.82 | 0.00253 | 225.302 | 0 | 516.4745 | 3.0002e-05 | 517.82 | 0.00433 | 225.302 | 0 | 225.5083 | 1.2555e-06
| 333.4418 | 0.00030594 | 225.7131 | 0.00023996 | 225.5057 | 0.00012007 | 333.4418 | 0 | 225.7131 | -0.00019307 | 225.5057 | 0 | 225.5057 | 0 | 333.8913 | 9.3417e-06 | 225.7131 | 0 | 219.72 | 0.00011805 | 225.7131 | 0 | 333.4418 | 0.00061512 | 225.7131 | 0 | 219.72 | 0.0007076 | 225.7131 | 9.0115e-06 | 219.72 | -0.00034676 | 225.7131 | 0 | 333.8913 | 9.919e-06 | 225.7131 | 0 | 333.8913 | 5.7759e-06 | 225.7131 | 0.00024811 | 225.5057 | 0 | 517.9746 | 0.001 | 225.5057 | 0 | 516.6303 | 0 | 517.9746 | 0.00408 | 225.5057 | 0 | 225.7131 | 1.5122e-05
| 333.5557 | 0 | 225.918 | 4.1588e-05 | 225.7095 | -0.00049758 | 333.5557 | 0.00045084 | 225.918 | -0.00017989 | 225.7095 | 0 | 225.7095 | 0 | 334.0008 | 9.2297e-06 | 225.918 | 0 | 219.92 | -0.0016695 | 225.918 | 0 | 333.5557 | 0.00207 | 225.918 | 0 | 219.92 | -0.0011327 | 225.918 | 0 | 219.92 | -0.001127 | 225.918 | 0 | 334.0008 | 8.7479e-06 | 225.918 | 0 | 334.0008 | 5.4575e-06 | 225.918 | 0 | 225.7095 | 0 | 518.1293 | 0.00183 | 225.7095 | 0 | 516.7862 | 1.0001e-05 | 518.1293 | 0.00423 | 225.7095 | 0 | 225.918 | 3.9226e-06
| 333.6696 | 0.00034194 | 226.1228 | 0.0012366 | 225.9133 | 0.00062446 | 333.6696 | 0.00048665 | 226.1228 | 0.00060091 | 225.9133 | 0 | 225.9133 | 0 | 334.1103 | 7.8743e-06 | 226.1228 | 0 | 220.13 | 0.0019057 | 226.1228 | 0 | 333.6696 | 7.5708e-05 | 226.1228 | 0 | 220.13 | 0.0009659 | 226.1228 | 1.6489e-05 | 220.13 | 0.0019289 | 226.1228 | 0 | 334.1103 | 8.584e-06 | 226.1228 | 0 | 334.1103 | 3.6347e-06 | 226.1228 | 0.00038492 | 225.9133 | 0 | 518.284 | 0.00207 | 225.9133 | 0 | 516.942 | 6.6672e-06 | 518.284 | 0.00395 | 225.9133 | 0 | 226.1228 | 1.6902e-05
| 333.7835 | 0 | 226.3277 | 0.00042244 | 226.1172 | -0.0007963 | 333.7835 | 0.00086701 | 226.3277 | -0.00043283 | 226.1172 | 0 | 226.1172 | 0 | 334.2197 | 8.2104e-06 | 226.3277 | 0 | 220.33 | 0.00038786 | 226.3277 | 0 | 333.7835 | 0.00127 | 226.3277 | 0 | 220.33 | -0.0023596 | 226.3277 | 0 | 220.33 | -0.0013546 | 226.3277 | 0 | 334.2197 | 9.7902e-06 | 226.3277 | 0 | 334.2197 | 4.601e-06 | 226.3277 | 0 | 226.1172 | 0 | 518.4387 | 0.00128 | 226.1172 | 0 | 517.0979 | 1.0001e-05 | 518.4387 | 0.00414 | 226.1172 | 0 | 226.3277 | 4.4518e-06
| 333.8974 | 0.00037793 | 226.5326 | 0.0015787 | 226.321 | 0.00078414 | 333.8974 | 0 | 226.5326 | 0.00038019 | 226.321 | 0 | 226.321 | 0 | 334.3292 | 7.9864e-06 | 226.5326 | 0 | 220.53 | -0.0011973 | 226.5326 | 0 | 333.8974 | 0.00061512 | 226.5326 | 0 | 220.53 | -0.0010358 | 226.5326 | 1.4073e-05 | 220.53 | -0.00037928 | 226.5326 | 0 | 334.3292 | 1.0657e-05 | 226.5326 | 0 | 334.3292 | 4.3814e-06 | 226.5326 | 0.00035997 | 226.321 | 0 | 518.5934 | 0.0022 | 226.321 | 0 | 517.2537 | 0 | 518.5934 | 0.00392 | 226.321 | 0 | 226.5326 | 1.4839e-05
| 334.0113 | 0.00089539 | 226.7375 | 0.00069765 | 226.5249 | -0.00016348 | 334.0113 | 0.00060691 | 226.7375 | 5.9908e-05 | 226.5249 | 0 | 226.5249 | 0 | 334.4387 | 7.6727e-06 | 226.7375 | 0 | 220.74 | -0.0012648 | 226.7375 | 0 | 334.0113 | 0.0017 | 226.7375 | 0 | 220.74 | -0.00039012 | 226.7375 | 0 | 220.74 | -0.0010945 | 226.7375 | 0 | 334.4387 | 1.1453e-05 | 226.7375 | 0 | 334.4387 | 5.1281e-06 | 226.7375 | 0 | 226.5249 | 0 | 518.7481 | 0.00068578 | 226.5249 | 0 | 517.4096 | 0 | 518.7481 | 0.0042 | 226.5249 | 0 | 226.7375 | 4.0385e-06
| 334.1252 | 0 | 226.9424 | 0.0002698 | 226.7288 | 0.0010572 | 334.1252 | 0 | 226.9424 | -3.5276e-05 | 226.7288 | 0 | 226.7288 | 0 | 334.5482 | 7.2695e-06 | 226.9424 | 0 | 220.94 | -0.00082632 | 226.9424 | 0 | 334.1252 | 0.00184 | 226.9424 | 0 | 220.94 | -3.4977e-05 | 226.9424 | 1.3313e-05 | 220.94 | -0.001062 | 226.9424 | 0 | 334.5482 | 9.9542e-06 | 226.9424 | 0 | 334.5482 | 6.8411e-06 | 226.9424 | 0.00030854 | 226.7288 | 0 | 518.9028 | 0.00114 | 226.7288 | 0 | 517.5655 | 0 | 518.9028 | 0.00403 | 226.7288 | 0 | 226.9424 | 1.422e-05
| 334.2391 | 0 | 227.1474 | -0.00063431 | 226.9327 | -0.0005763 | 334.2391 | 0.00010404 | 227.1474 | 0.00012538 | 226.9327 | 0 | 226.9327 | 0 | 334.6577 | 7.8295e-06 | 227.1474 | 0 | 221.15 | -0.0022766 | 227.1474 | 0 | 334.2391 | 0 | 227.1474 | 0 | 221.15 | -0.0026501 | 227.1474 | 0 | 221.15 | -0.0016472 | 227.1474 | 0 | 334.6577 | 9.8371e-06 | 227.1474 | 0 | 334.6577 | 7.5878e-06 | 227.1474 | 0 | 226.9327 | 0 | 519.0575 | 0.00239 | 226.9327 | 0 | 517.7214 | 0 | 519.0575 | 0.00424 | 226.9327 | 0 | 227.1474 | 2.6458e-06
| 334.353 | 0.00052189 | 227.3524 | 0.00074702 | 227.1366 | -3.2123e-05 | 334.353 | 0 | 227.3524 | 0.00053552 | 227.1366 | 0 | 227.1366 | 0 | 334.7672 | 8.3224e-06 | 227.3524 | 0 | 221.35 | 0.00025296 | 227.3524 | 0 | 334.353 | 0.00064351 | 227.3524 | 0 | 221.35 | 2.9596e-05 | 227.3524 | 1.0915e-05 | 221.35 | 0.00010836 | 227.3524 | 0 | 334.7672 | 8.1273e-06 | 227.3524 | 0 | 334.7672 | 8.2356e-06 | 227.3524 | 0.00022788 | 227.1366 | 0 | 519.2123 | 0.00316 | 227.1366 | 0 | 517.8773 | 6.6672e-06 | 519.2123 | 0.00401 | 227.1366 | 0 | 227.3524 | 1.3747e-05
| 334.4669 | 0.00028449 | 227.5573 | -0.00070091 | 227.3405 | -0.00032868 | 334.4669 | 0.00079764 | 227.5573 | -8.3493e-05 | 227.3405 | 0 | 227.3405 | 0 | 334.8767 | 8.0536e-06 | 227.5573 | 0 | 221.56 | -0.0019393 | 227.5573 | 0 | 334.4669 | 0.00113 | 227.5573 | 0 | 221.56 | -0.0037801 | 227.5573 | 0 | 221.56 | -0.00060684 | 227.5573 | 0 | 334.8767 | 1.0141e-05 | 227.5573 | 0 | 334.8767 | 8.8725e-06 | 227.5573 | 0 | 227.3405 | 0 | 519.367 | 0.00084403 | 227.3405 | 0 | 518.0332 | 0 | 519.367 | 0.00413 | 227.3405 | 0 | 227.5573 | 5.7232e-06
| 334.5808 | 0 | 227.7623 | 0.00074364 | 227.5445 | 0.00063389 | 334.5808 | 0 | 227.7623 | 0.0013079 | 227.5445 | 0 | 227.5445 | 0 | 334.9862 | 7.0455e-06 | 227.7623 | 0 | 221.76 | 5.0592e-05 | 227.7623 | 0 | 334.5808 | 0.0013 | 227.7623 | 0 | 221.76 | 0.00035245 | 227.7623 | 9.3571e-06 | 221.76 | -0.00067186 | 227.7623 | 0 | 334.9862 | 9.0993e-06 | 227.7623 | 0 | 334.9862 | 8.9823e-06 | 227.7623 | 0.00012371 | 227.5445 | 0 | 519.5217 | 0.00329 | 227.5445 | 0 | 518.1891 | 6.6672e-06 | 519.5217 | 0.00389 | 227.5445 | 0 | 227.7623 | 1.586e-05
| 334.6947 | 0.00039229 | 227.9673 | 0.00032065 | 227.7485 | -0.00033513 | 334.6947 | 0.00046818 | 227.9673 | -0.00062496 | 227.7485 | 0 | 227.7485 | 0 | 335.0957 | 6.8326e-06 | 227.9673 | 0 | 221.97 | -0.0022766 | 227.9673 | 0 | 334.6947 | 0 | 227.9673 | 0 | 221.97 | -0.00061613 | 227.9673 | 0 | 221.97 | -0.0027199 | 227.9673 | 0 | 335.0957 | 1.0223e-05 | 227.9673 | 0 | 335.0957 | 9.6192e-06 | 227.9673 | 0 | 227.7485 | 0 | 519.6765 | 0.00193 | 227.7485 | 0 | 518.345 | 0 | 519.6765 | 0.00419 | 227.7485 | 0 | 227.9673 | 3.1085e-06
| 334.8086 | 0 | 228.1724 | 0.0016311 | 227.9525 | 0.0012457 | 334.8086 | 0.00033023 | 228.1724 | 0.00024839 | 227.9525 | 0 | 227.9525 | 0 | 335.2052 | 7.6615e-06 | 228.1724 | 0 | 222.17 | 0.0011973 | 228.1724 | 0 | 334.8086 | 0.00033123 | 228.1724 | 0 | 222.17 | -0.00061613 | 228.1724 | 1.5593e-05 | 222.17 | -0.00024923 | 228.1724 | 0 | 335.2052 | 8.7011e-06 | 228.1724 | 0 | 335.2052 | 6.7313e-06 | 228.1724 | 0.0005471 | 227.9525 | 0 | 519.8313 | 0.00427 | 227.9525 | 0 | 518.5009 | 6.6672e-06 | 519.8313 | 0.00405 | 227.9525 | 0 | 228.1724 | 1.5792e-05
| 334.9224 | 0 | 228.3774 | -9.2171e-05 | 228.1565 | -0.00020759 | 334.9224 | 0 | 228.3774 | -0.0005435 | 228.1565 | 0 | 228.1565 | 0 | 335.3148 | 8.636e-06 | 228.3774 | 0 | 222.38 | -0.0010624 | 228.3774 | 0 | 334.9224 | 0.00081839 | 228.3774 | 0 | 222.38 | -0.0015202 | 228.3774 | 0 | 222.38 | -0.00067186 | 228.3774 | 0 | 335.3148 | 1.0247e-05 | 228.3774 | 0 | 335.3148 | 9.0921e-06 | 228.3774 | 0 | 228.1565 | 0 | 519.986 | 0.00295 | 228.1565 | 0 | 518.6569 | 1.0001e-05 | 519.986 | 0.00432 | 228.1565 | 0 | 228.3774 | 2.1699e-06
| 335.0363 | 0.00023396 | 228.5825 | 0.0015632 | 228.3605 | 2.8584e-06 | 335.0363 | 0.00055617 | 228.5825 | -5.1896e-05 | 228.3605 | 0 | 228.3605 | 0 | 335.4243 | 8.0648e-06 | 228.5825 | 0 | 222.58 | 0.00032042 | 228.5825 | 0 | 335.0363 | 0.0006719 | 228.5825 | 0 | 222.58 | -0.0012619 | 228.5825 | 8.1138e-06 | 222.58 | -0.0021023 | 228.5825 | 0 | 335.4243 | 9.6263e-06 | 228.5825 | 0 | 335.4243 | 7.3791e-06 | 228.5825 | 0.00020334 | 228.3605 | 0 | 520.1408 | 0.00065043 | 228.3605 | 0 | 518.8128 | 6.6672e-06 | 520.1408 | 0.00399 | 228.3605 | 0 | 228.5825 | 1.307e-05
| 335.1502 | 0 | 228.7876 | -0.00014687 | 228.5646 | -0.00026399 | 335.1502 | 0.00175 | 228.7876 | -0.00010329 | 228.5646 | 0 | 228.5646 | 0 | 335.5339 | 8.2104e-06 | 228.7876 | 0 | 222.78 | 0.00082632 | 228.7876 | 0 | 335.1502 | 0.00252 | 228.7876 | 0 | 222.78 | -0.00077756 | 228.7876 | 0 | 222.78 | -0.00099695 | 228.7876 | 0 | 335.5339 | 1.0083e-05 | 228.7876 | 0 | 335.5339 | 8.8725e-06 | 228.7876 | 0 | 228.5646 | 0 | 520.2956 | 0.00091437 | 228.5646 | 0 | 518.9688 | 0 | 520.2956 | 0.00427 | 228.5646 | 0 | 228.7876 | 5.4613e-06
| 335.264 | 0 | 228.9926 | 0.00084826 | 228.7686 | 0.00054332 | 335.264 | 0.00055617 | 228.9926 | 0.0003129 | 228.7686 | 0 | 228.7686 | 0 | 335.6434 | 8.188e-06 | 228.9926 | 0 | 222.99 | 0.00069142 | 228.9926 | 0 | 335.264 | 0.00266 | 228.9926 | 0 | 222.99 | -0.0018752 | 228.9926 | 1.3607e-05 | 222.99 | 0.00014088 | 228.9926 | 0 | 335.6434 | 9.6028e-06 | 228.9926 | 0 | 335.6434 | 5.5563e-06 | 228.9926 | 0.00029767 | 228.7686 | 0 | 520.4504 | 0.00214 | 228.7686 | 0 | 519.1247 | 6.6672e-06 | 520.4504 | 0.00409 | 228.7686 | 0 | 228.9926 | 1.3322e-05
| 335.3779 | 0.00012278 | 229.1978 | 0.00030535 | 228.9727 | 0.00024655 | 335.3779 | 0.00041617 | 229.1978 | -0.00016536 | 228.9727 | 0 | 228.9727 | 0 | 335.753 | 8.7144e-06 | 229.1978 | 0 | 223.19 | -0.00052277 | 229.1978 | 0 | 335.3779 | 0.00139 | 229.1978 | 0 | 223.19 | -0.0011004 | 229.1978 | 0 | 223.19 | -0.0017771 | 229.1978 | 0 | 335.753 | 1.0423e-05 | 229.1978 | 0 | 335.753 | 6.4128e-06 | 229.1978 | 0 | 228.9727 | 0 | 520.6052 | 0.00375 | 228.9727 | 0 | 519.2807 | 3.0002e-05 | 520.6052 | 0.00433 | 228.9727 | 0 | 229.1978 | 4.8799e-06
| 335.4918 | 0.00016197 | 229.4029 | 0.00075112 | 229.1768 | 0.00065511 | 335.4918 | 0 | 229.4029 | 3.745e-05 | 229.1768 | 0 | 229.1768 | 0 | 335.8625 | 7.2023e-06 | 229.4029 | 0 | 223.4 | -0.0024453 | 229.4029 | 0 | 335.4918 | 0.00107 | 229.4029 | 0 | 223.4 | -2.6905e-06 | 229.4029 | 1.4261e-05 | 223.4 | 0.00066102 | 229.4029 | 0 | 335.8625 | 9.6848e-06 | 229.4029 | 0 | 335.8625 | 7.3791e-06 | 229.4029 | 0.00024821 | 229.1768 | 0 | 520.7601 | 0.00341 | 229.1768 | 0 | 519.4366 | 0 | 520.7601 | 0.00403 | 229.1768 | 0 | 229.4029 | 1.5534e-05
| 335.6056 | 0 | 229.608 | 9.7099e-05 | 229.3809 | -0.00074067 | 335.6056 | 0 | 229.608 | -4.4693e-05 | 229.3809 | 0 | 229.3809 | 0 | 335.9721 | 7.9079e-06 | 229.608 | 0 | 223.6 | -0.0029174 | 229.608 | 0 | 335.6056 | 0.00167 | 229.608 | 0 | 223.6 | -0.0035865 | 229.608 | 0 | 223.6 | -0.00037928 | 229.608 | 0 | 335.9721 | 1.0305e-05 | 229.608 | 0 | 335.9721 | 1.1442e-05 | 229.608 | 0 | 229.381 | 0 | 520.9149 | 0.00148 | 229.3809 | 0 | 519.5926 | 3.0002e-05 | 520.9149 | 0.00418 | 229.381 | 0 | 229.608 | 2.7047e-06
| 335.7195 | 0.0004859 | 229.8132 | 0.0015052 | 229.5851 | 0.00016345 | 335.7195 | 0.00024332 | 229.8132 | 0.00024549 | 229.5851 | 0 | 229.5851 | 0 | 336.0817 | 7.6951e-06 | 229.8132 | 0 | 223.81 | 0.0014672 | 229.8132 | 0 | 335.7195 | 0 | 229.8132 | 0 | 223.81 | 0.0019667 | 229.8132 | 8.5143e-06 | 223.81 | 0.0012462 | 229.8132 | 0 | 336.0817 | 9.0524e-06 | 229.8132 | 0 | 336.0817 | 1.1552e-05 | 229.8132 | 0.00032131 | 229.5851 | 0 | 521.0697 | 0.00271 | 229.5851 | 0 | 519.7486 | 0 | 521.0697 | 0.00395 | 229.5851 | 0 | 229.8132 | 1.3924e-05
| 335.8333 | 0.00030245 | 230.0184 | 0.00012105 | 229.7892 | -0.00088392 | 335.8333 | 0.00062425 | 230.0184 | -0.00069262 | 229.7892 | 0 | 229.7892 | 0 | 336.1913 | 7.8743e-06 | 230.0184 | 0 | 224.01 | -0.00065769 | 230.0184 | 0 | 335.8333 | 0.00036425 | 230.0184 | 0 | 224.01 | -0.002069 | 230.0184 | 0 | 224.01 | -0.00044429 | 230.0184 | 0 | 336.1913 | 1.061e-05 | 230.0184 | 0 | 336.1913 | 1.0047e-05 | 230.0184 | 0 | 229.7893 | 0 | 521.2246 | 0.00211 | 229.7892 | 0 | 519.9046 | 0 | 521.2246 | 0.00421 | 229.7893 | 0 | 230.0184 | 3.8971e-06
| 335.9472 | 0.00052189 | 230.2236 | 0.00041907 | 229.9934 | 0.00014748 | 335.9472 | 0 | 230.2236 | -2.9654e-05 | 229.9934 | 0 | 229.9934 | 0 | 336.3009 | 7.1239e-06 | 230.2236 | 0 | 224.22 | -0.00011805 | 230.2236 | 0 | 335.9472 | 0.0007003 | 230.2236 | 0 | 224.22 | -0.00048698 | 230.2236 | 1.3072e-05 | 224.22 | -0.0024274 | 230.2236 | 0 | 336.3009 | 8.7479e-06 | 230.2236 | 0 | 336.3009 | 5.5563e-06 | 230.2236 | 0.00052565 | 229.9934 | 0 | 521.3794 | 0.00285 | 229.9934 | 0 | 520.0606 | 0 | 521.3794 | 0.00403 | 229.9934 | 0 | 230.2236 | 1.5174e-05
| 336.0611 | 0 | 230.4288 | 0.00017098 | 230.1976 | -0.0016445 | 336.0611 | 0.00154 | 230.4288 | -8.5156e-05 | 230.1976 | 0 | 230.1976 | 0 | 336.4104 | 8.0312e-06 | 230.4288 | 0 | 224.42 | 0.0005565 | 230.4288 | 0 | 336.0611 | 0.00224 | 230.4288 | 0 | 224.42 | -0.001165 | 230.4288 | 0 | 224.42 | -0.00054182 | 230.4288 | 0 | 336.4104 | 8.7245e-06 | 230.4288 | 0 | 336.4104 | 3.6347e-06 | 230.4288 | 0 | 230.1976 | 0 | 521.5343 | 0.00186 | 230.1976 | 0 | 520.2166 | 1.0001e-05 | 521.5343 | 0.00428 | 230.1976 | 0 | 230.4288 | 3.8361e-06
| 336.1749 | 0.00079184 | 230.634 | 0.0011459 | 230.4018 | 0.00037261 | 336.1749 | 0.00060832 | 230.634 | 0.00030941 | 230.4018 | 0 | 230.4018 | 0 | 336.52 | 8.3784e-06 | 230.634 | 0 | 224.63 | -0.0016358 | 230.634 | 0 | 336.1749 | 0.00124 | 230.634 | 0 | 224.63 | -0.00080984 | 230.634 | 8.9208e-06 | 224.63 | -0.0024923 | 230.634 | 0 | 336.52 | 8.0687e-06 | 230.634 | 0 | 336.52 | 1.175e-06 | 230.634 | 0.00032338 | 230.4018 | 0 | 521.6892 | 0.00202 | 230.4018 | 0 | 520.3726 | 0 | 521.6892 | 0.00404 | 230.4018 | 0 | 230.634 | 1.6159e-05
| 336.2887 | 0.00012278 | 230.8393 | 0.00061575 | 230.6061 | 5.573e-06 | 336.2887 | 0.0012 | 230.8393 | -0.00015281 | 230.6061 | 0 | 230.6061 | 0 | 336.6297 | 9.0505e-06 | 230.8393 | 0 | 224.83 | -0.0022766 | 230.8393 | 0 | 336.2887 | 0 | 230.8393 | 0 | 224.83 | -0.0030376 | 230.8393 | 0 | 224.83 | -0.0015822 | 230.8393 | 0 | 336.6297 | 9.3218e-06 | 230.8393 | 0 | 336.6297 | 3.426e-06 | 230.8393 | 0 | 230.6061 | 0 | 521.8441 | 0.002 | 230.6061 | 0 | 520.5286 | 1.0001e-05 | 521.8441 | 0.0042 | 230.6061 | 0 | 230.8393 | 3.4252e-06
| 336.4026 | 0.00016197 | 231.0445 | 0.00096979 | 230.8103 | 0.00060449 | 336.4026 | 0 | 231.0445 | 0.00013531 | 230.8103 | 0 | 230.8103 | 0 | 336.7393 | 7.9303e-06 | 231.0445 | 0 | 225.04 | 8.4319e-05 | 231.0445 | 0 | 336.4026 | 0 | 231.0445 | 0 | 225.04 | 0.00028789 | 231.0445 | 1.3317e-05 | 225.04 | -0.00044429 | 231.0445 | 0 | 336.7393 | 9.1578e-06 | 231.0445 | 0 | 336.7393 | 8.2356e-06 | 231.0445 | 0.00017465 | 230.8103 | 0 | 521.9989 | 0.00229 | 230.8103 | 0 | 520.6847 | 6.6672e-06 | 521.9989 | 0.004 | 230.8103 | 0 | 231.0445 | 1.6526e-05
| 336.5164 | 0 | 231.2498 | 7.7247e-05 | 231.0146 | -0.00058418 | 336.5164 | 0.00036414 | 231.2498 | -0.00031752 | 231.0146 | 0 | 231.0146 | 0 | 336.8489 | 7.1911e-06 | 231.2498 | 0 | 225.24 | -0.0019731 | 231.2498 | 0 | 336.5164 | 0.00167 | 231.2498 | 0 | 225.24 | -0.0023273 | 231.2498 | 0 | 225.24 | -0.0010295 | 231.2498 | 0 | 336.8489 | 9.6731e-06 | 231.2498 | 0 | 336.8489 | 9.0921e-06 | 231.2498 | 0 | 231.0146 | 0 | 522.1538 | 0.00132 | 231.0146 | 0 | 520.8407 | 1.0001e-05 | 522.1538 | 0.00415 | 231.0146 | 0 | 231.2498 | 2.1779e-06
| 336.6302 | 0 | 231.4551 | 0.0013884 | 231.2189 | -0.00059235 | 336.6302 | 0.00067784 | 231.4551 | 0.00038834 | 231.2189 | 0 | 231.2189 | 0 | 336.9585 | 7.0343e-06 | 231.4551 | 0 | 225.45 | 0.00021923 | 231.4551 | 0 | 336.6302 | 0.00041639 | 231.4551 | 0 | 225.45 | 0.001095 | 231.4551 | 2.0112e-06 | 225.45 | 0.0011162 | 231.4551 | 0 | 336.9585 | 9.8956e-06 | 231.4551 | 0 | 336.9585 | 8.9823e-06 | 231.4551 | 7.7787e-05 | 231.2189 | 0 | 522.3088 | 0.00139 | 231.2189 | 0 | 520.9967 | 0 | 522.3088 | 0.00397 | 231.2189 | 0 | 231.4551 | 1.5464e-05
| 336.7441 | 0 | 231.6604 | -6.2703e-05 | 231.4232 | 3.669e-05 | 336.7441 | 0.00128 | 231.6604 | -0.00029954 | 231.4232 | 0 | 231.4232 | 0 | 337.0681 | 7.8183e-06 | 231.6604 | 0 | 225.65 | -0.00089378 | 231.6604 | 0 | 336.7441 | 0.00181 | 231.6604 | 0 | 225.65 | -0.0022305 | 231.6604 | 0 | 225.65 | -0.0010295 | 231.6604 | 0 | 337.0681 | 1.1125e-05 | 231.6604 | 0 | 337.0681 | 6.5226e-06 | 231.6604 | 0 | 231.4232 | 0 | 522.4637 | 0.00332 | 231.4232 | 0 | 521.1528 | 3.0002e-05 | 522.4637 | 0.00416 | 231.4232 | 0 | 231.6604 | 3.7695e-06
| 336.8579 | 0 | 231.8657 | 0.00049337 | 231.6275 | -0.0003548 | 336.8579 | 0.00010428 | 231.8657 | -0.000185 | 231.6275 | 0 | 231.6275 | 0 | 337.1778 | 8.1432e-06 | 231.8657 | 0 | 225.86 | -0.00025296 | 231.8657 | 0 | 336.8579 | 0.00209 | 231.8657 | 0 | 225.86 | -0.00013183 | 231.8657 | 1.1442e-05 | 225.86 | 1.0836e-05 | 231.8657 | 0 | 337.1778 | 1.1617e-05 | 231.8657 | 0 | 337.1778 | 7.9172e-06 | 231.8657 | 0.00030882 | 231.6275 | 0 | 522.6186 | 0.00185 | 231.6275 | 0 | 521.3089 | 0 | 522.6186 | 0.004 | 231.6275 | 0 | 231.8657 | 1.4477e-05
| 336.9717 | 0 | 232.0711 | -2.1315e-05 | 231.8318 | -0.00052575 | 336.9717 | 0.0007803 | 232.0711 | -0.0003596 | 231.8318 | 0 | 231.8318 | 0 | 337.2874 | 8.5576e-06 | 232.0711 | 0 | 226.06 | -0.0018719 | 232.0711 | 0 | 336.9717 | 0.00156 | 232.0711 | 0 | 226.06 | 0.00038475 | 232.0711 | 0 | 226.06 | -0.00067186 | 232.0711 | 0 | 337.2874 | 1.1043e-05 | 232.0711 | 0 | 337.2874 | 8.7737e-06 | 232.0711 | 0 | 231.8318 | 0 | 522.7735 | 0.00243 | 231.8318 | 0 | 521.4649 | 3.0002e-05 | 522.7735 | 0.00419 | 231.8318 | 0 | 232.0711 | 3.896e-06
| 337.0855 | 0 | 232.2764 | 0.0016063 | 232.0362 | 0.00055613 | 337.0855 | 0 | 232.2764 | 0.00023747 | 232.0362 | 0 | 232.0362 | 0 | 337.397 | 8.3448e-06 | 232.2764 | 0 | 226.27 | 0.0017032 | 232.2764 | 0 | 337.0855 | 7.5708e-05 | 232.2764 | 0 | 226.27 | 0.0016439 | 232.2764 | 9.5263e-06 | 226.27 | -0.00024923 | 232.2764 | 0 | 337.397 | 1.0762e-05 | 232.2764 | 0 | 337.397 | 6.6324e-06 | 232.2764 | 0.00035714 | 232.0362 | 0 | 522.9285 | 0.00251 | 232.0362 | 0 | 521.621 | 0 | 522.9285 | 0.00396 | 232.0362 | 0 | 232.2764 | 1.577e-05
| 337.1994 | 0.00098522 | 232.4818 | -0.00038805 | 232.2406 | -0.00080968 | 337.1994 | 0.00039883 | 232.4818 | -0.00028561 | 232.2406 | 0 | 232.2406 | 0 | 337.5067 | 9.0953e-06 | 232.4818 | 0 | 226.47 | -0.0016695 | 232.4818 | 0 | 337.1994 | 0.00153 | 232.4818 | 0 | 226.47 | -0.0018108 | 232.4818 | 0 | 226.47 | 0.0010511 | 232.4818 | 0 | 337.5067 | 1.0118e-05 | 232.4818 | 0 | 337.5067 | 6.7313e-06 | 232.4818 | 0 | 232.2406 | 0 | 523.0834 | 0.00229 | 232.2406 | 0 | 521.7771 | 3.0002e-05 | 523.0834 | 0.00418 | 232.2406 | 0 | 232.4818 | 1.0163e-06
| 337.3132 | 0.00055789 | 232.6872 | 0.0001608 | 232.445 | -0.00030708 | 337.3132 | 0.00031285 | 232.6872 | 0.0001991 | 232.445 | 0 | 232.445 | 0 | 337.6164 | 8.7032e-06 | 232.6872 | 0 | 226.68 | 0.0018719 | 232.6872 | 0 | 337.3132 | 0.00027444 | 232.6872 | 0 | 226.68 | -0.00042241 | 232.6872 | 6.4466e-06 | 226.68 | -0.0021998 | 232.6872 | 0 | 337.6164 | 1.0797e-05 | 232.6872 | 0 | 337.6164 | 6.9509e-06 | 232.6872 | 0.0003377 | 232.445 | 0 | 523.2384 | 0.00339 | 232.445 | 0 | 521.9331 | 0 | 523.2384 | 0.00395 | 232.445 | 0 | 232.6872 | 1.3974e-05
| 337.427 | 0 | 232.8926 | -0.00031643 | 232.6494 | -0.00044525 | 337.427 | 0.00055488 | 232.8926 | -0.00039797 | 232.6494 | 0 | 232.6494 | 0 | 337.726 | 8.3896e-06 | 232.8926 | 0 | 226.88 | -0.00042159 | 232.8926 | 0 | 337.427 | 0.00087516 | 232.8926 | 0 | 226.88 | -0.0017461 | 232.8926 | 0 | 226.88 | -0.00099695 | 232.8926 | 0 | 337.726 | 1.0633e-05 | 232.8926 | 0 | 337.726 | 1.1222e-05 | 232.8926 | 0 | 232.6494 | 0 | 523.3934 | 0.00213 | 232.6494 | 0 | 522.0892 | 3.0002e-05 | 523.3934 | 0.0042 | 232.6494 | 0 | 232.8926 | 3.2356e-06
| 337.5408 | 0.00028795 | 233.0981 | 0.0015359 | 232.8538 | 0.0007078 | 337.5408 | 0 | 233.0981 | 0.0002363 | 232.8538 | 0 | 232.8538 | 0 | 337.8357 | 8.8376e-06 | 233.0981 | 0 | 227.09 | -0.00075887 | 233.0981 | 0 | 337.5408 | 0.00072869 | 233.0981 | 0 | 227.09 | 0.00093361 | 233.0981 | 1.546e-05 | 227.09 | -0.0016472 | 233.0981 | 0 | 337.8357 | 1.102e-05 | 233.0981 | 0 | 337.8357 | 1.0267e-05 | 233.0981 | 0.00023447 | 232.8538 | 0 | 523.5483 | 0.00211 | 232.8538 | 0 | 522.2453 | 0 | 523.5483 | 0.004 | 232.8538 | 0 | 233.0981 | 1.221e-05
| 337.6546 | 0 | 233.3035 | 6.2224e-05 | 233.0583 | -0.0006666 | 337.6546 | 0 | 233.3035 | -0.00080641 | 233.0583 | 0 | 233.0583 | 0 | 337.9454 | 9.8569e-06 | 233.3035 | 0 | 227.29 | -0.0023104 | 233.3035 | 0 | 337.6546 | 0.00073324 | 233.3035 | 0 | 227.29 | -0.001165 | 233.3035 | 0 | 227.29 | -0.00063934 | 233.3035 | 0 | 337.9454 | 1.0095e-05 | 233.3035 | 0 | 337.9454 | 9.9487e-06 | 233.3035 | 0 | 233.0583 | 0 | 523.7033 | 0.00311 | 233.0583 | 0 | 522.4014 | 1.0001e-05 | 523.7033 | 0.00423 | 233.0583 | 0 | 233.3035 | 1.3109e-06
| 337.7684 | 0 | 233.509 | 0.00059138 | 233.2627 | 4.13e-05 | 337.7684 | 0.00066046 | 233.509 | 0.00031633 | 233.2627 | 0 | 233.2627 | 0 | 338.0551 | 1.0999e-05 | 233.509 | 0 | 227.5 | -0.0019393 | 233.509 | 0 | 337.7684 | 0.00064351 | 233.509 | 0 | 227.5 | 0.0010628 | 233.509 | 5.5298e-06 | 227.5 | -0.0016472 | 233.509 | 0 | 338.0551 | 9.8136e-06 | 233.509 | 0 | 338.0551 | 7.3791e-06 | 233.509 | 0.00011522 | 233.2627 | 0 | 523.8583 | 0.0033 | 233.2627 | 0 | 522.5576 | 0 | 523.8583 | 0.00391 | 233.2627 | 0 | 233.509 | 1.254e-05
| 337.8822 | 0 | 233.7144 | -0.00013003 | 233.4672 | -0.00033734 | 337.8822 | 3.4683e-05 | 233.7144 | -0.00021722 | 233.4672 | 0 | 233.4672 | 0 | 338.1648 | 9.7785e-06 | 233.7144 | 0 | 227.7 | 8.4319e-05 | 233.7144 | 0 | 337.8822 | 0.00056294 | 233.7144 | 0 | 227.7 | 0.00090132 | 233.7144 | 0 | 227.7 | -0.00067186 | 233.7144 | 0 | 338.1648 | 9.029e-06 | 233.7144 | 0 | 338.1648 | 7.0607e-06 | 233.7144 | 0 | 233.4672 | 0 | 524.0133 | 0.00215 | 233.4672 | 0 | 522.7137 | 0 | 524.0133 | 0.00418 | 233.4672 | 0 | 233.7144 | 2.0844e-06
| 337.996 | 0.00019796 | 233.9199 | 0.0008093 | 233.6717 | 0.00037786 | 337.996 | 0 | 233.9199 | 0.00028983 | 233.6717 | 0 | 233.6717 | 0 | 338.2745 | 7.9527e-06 | 233.9199 | 0 | 227.91 | 0.0020742 | 233.9199 | 0 | 337.996 | 0.00306 | 233.9199 | 0 | 227.91 | 0.00028789 | 233.9199 | 1.4339e-05 | 227.91 | 0.00033593 | 233.9199 | 0 | 338.2745 | 9.7317e-06 | 233.9199 | 0 | 338.2745 | 6.2042e-06 | 233.9199 | 0.00022795 | 233.6717 | 0 | 524.1684 | 0.00243 | 233.6717 | 0 | 522.8698 | 6.6672e-06 | 524.1684 | 0.00392 | 233.6717 | 0 | 233.9199 | 1.4773e-05
| 338.1098 | 0 | 234.1255 | 0.00031928 | 233.8763 | -0.00044634 | 338.1098 | 0.00067626 | 234.1255 | -0.00062472 | 233.8763 | 0 | 233.8763 | 0 | 338.3841 | 8.86e-06 | 234.1255 | 0 | 228.11 | -0.0015346 | 234.1255 | 0 | 338.1098 | 0.00133 | 234.1255 | 0 | 228.11 | -0.0009067 | 234.1255 | 0 | 228.11 | -0.00021673 | 234.1255 | 0 | 338.3841 | 9.6848e-06 | 234.1255 | 0 | 338.3841 | 6.6324e-06 | 234.1255 | 0 | 233.8762 | 0 | 524.3234 | 0.00167 | 233.8763 | 0 | 523.026 | 1.0001e-05 | 524.3234 | 0.00422 | 233.8762 | 0 | 234.1255 | 2.5865e-06
| 338.2236 | 0 | 234.331 | 0.0012913 | 234.0808 | 8.8593e-05 | 338.2236 | 0.00081688 | 234.331 | 0.00016497 | 234.0808 | 0 | 234.0808 | 0 | 338.4939 | 9.0953e-06 | 234.331 | 0 | 228.32 | -0.0025127 | 234.331 | 0 | 338.2236 | 0.00024605 | 234.331 | 0 | 228.32 | 0.0002556 | 234.331 | 1.1292e-05 | 228.32 | -0.00073687 | 234.331 | 0 | 338.4939 | 8.9705e-06 | 234.331 | 0 | 338.4939 | 6.0944e-06 | 234.331 | 0.0003041 | 234.0808 | 0 | 524.4784 | 0.00315 | 234.0808 | 0 | 523.1821 | 6.6672e-06 | 524.4784 | 0.00388 | 234.0808 | 0 | 234.331 | 1.4533e-05
| 338.3374 | 0 | 234.5365 | -0.00010611 | 234.2854 | -0.00034532 | 338.3374 | 0.00029479 | 234.5365 | -0.00031096 | 234.2854 | 0 | 234.2854 | 0 | 338.6036 | 9.5209e-06 | 234.5365 | 0 | 228.52 | -0.0025801 | 234.5365 | 0 | 338.3374 | 0.00098869 | 234.5365 | 0 | 228.52 | -0.00061613 | 234.5365 | 0 | 228.52 | -0.00034676 | 234.5365 | 0 | 338.6036 | 9.1812e-06 | 234.5365 | 0 | 338.6036 | 6.4128e-06 | 234.5365 | 0 | 234.2853 | 0 | 524.6335 | 0.00164 | 234.2854 | 0 | 523.3383 | 3.0002e-05 | 524.6335 | 0.00414 | 234.2853 | 0 | 234.5365 | 1.6403e-06
| 338.4511 | 0.00010798 | 234.7421 | 0.00090235 | 234.4899 | 1.5253e-05 | 338.4511 | 0 | 234.7421 | 0.00077699 | 234.4899 | 0 | 234.4899 | 0 | 338.7133 | 7.2807e-06 | 234.7421 | 0 | 228.73 | 0.00045532 | 234.7421 | 0 | 338.4511 | 0.00351 | 234.7421 | 0 | 228.73 | -0.0014878 | 234.7421 | 6.1103e-06 | 228.73 | 0.00075855 | 234.7421 | 0 | 338.7133 | 9.2398e-06 | 234.7421 | 0 | 338.7133 | 7.6976e-06 | 234.7421 | 0.00028586 | 234.4899 | 0 | 524.7885 | 0.0032 | 234.4899 | 0 | 523.4944 | 6.6672e-06 | 524.7885 | 0.00391 | 234.4899 | 0 | 234.7421 | 1.4332e-05
| 338.5649 | 0.00076961 | 234.9477 | -0.00054887 | 234.6945 | -0.0005629 | 338.5649 | 0.00097105 | 234.9477 | -1.2691e-05 | 234.6945 | 0 | 234.6945 | 0 | 338.823 | 8.5464e-06 | 234.9477 | 0 | 228.93 | -0.0025801 | 234.9477 | 0 | 338.5649 | 0.00113 | 234.9477 | 0 | 228.93 | -0.0023273 | 234.9477 | 0 | 228.93 | -0.0030451 | 234.9477 | 0 | 338.823 | 9.919e-06 | 234.9477 | 0 | 338.823 | 7.0607e-06 | 234.9477 | 0 | 234.6945 | 0 | 524.9436 | 0.00156 | 234.6945 | 0 | 523.6506 | 3.0002e-05 | 524.9436 | 0.00414 | 234.6945 | 0 | 234.9477 | 4.1444e-06
| 338.6787 | 0.00019796 | 235.1533 | -0.00015155 | 234.8991 | -0.00078689 | 338.6787 | 0 | 235.1533 | -0.00018552 | 234.8991 | 0 | 234.8991 | 0 | 338.9327 | 8.6248e-06 | 235.1533 | 0 | 229.14 | 0.001737 | 235.1533 | 0 | 338.6787 | 0.00078546 | 235.1533 | 0 | 229.14 | -0.0034573 | 235.1533 | 9.3594e-06 | 229.14 | -0.00060684 | 235.1533 | 0 | 338.9327 | 9.8136e-06 | 235.1533 | 0 | 338.9327 | 8.5541e-06 | 235.1533 | 0.00027965 | 234.8991 | 0 | 525.0986 | 0.00278 | 234.8991 | 0 | 523.8068 | 6.6672e-06 | 525.0986 | 0.00386 | 234.8991 | 0 | 235.1533 | 1.4462e-05
| 338.7925 | 0 | 235.3589 | -0.00040222 | 235.1038 | -0.00063074 | 338.7925 | 0.00041617 | 235.3589 | -0.00011317 | 235.1038 | 0 | 235.1038 | 0 | 339.0425 | 9.9129e-06 | 235.3589 | 0 | 229.34 | -0.00025296 | 235.3589 | 0 | 338.7925 | 0.00022234 | 235.3589 | 0 | 229.34 | -0.0011004 | 235.3589 | 0 | 229.34 | 0.0012462 | 235.3589 | 0 | 339.0425 | 9.8956e-06 | 235.3589 | 0 | 339.0425 | 6.2042e-06 | 235.3589 | 0 | 235.1038 | 0 | 525.2537 | 0.0003341 | 235.1038 | 0 | 523.9629 | 1.0001e-05 | 525.2537 | 0.00405 | 235.1038 | 0 | 235.3589 | 2.5504e-06
| 338.9062 | 0 | 235.5645 | 0.00048008 | 235.3084 | 0.0016362 | 338.9062 | 0 | 235.5645 | 8.2568e-05 | 235.3084 | 0 | 235.3084 | 0 | 339.1522 | 8.6584e-06 | 235.5645 | 0 | 229.55 | 0.00082632 | 235.5645 | 0 | 338.9062 | 0.00033123 | 235.5645 | 0 | 229.55 | -0.00055155 | 235.5645 | 2.1558e-05 | 229.55 | 0.00066102 | 235.5645 | 0 | 339.1522 | 9.3569e-06 | 235.5645 | 0 | 339.1522 | 6.8411e-06 | 235.5645 | 0.00028837 | 235.3084 | 0 | 525.4088 | 0.00322 | 235.3084 | 0 | 524.1191 | 0 | 525.4088 | 0.00384 | 235.3084 | 0 | 235.5645 | 1.4793e-05
| 339.02 | 0 | 235.7701 | -0.00027867 | 235.5131 | -1.5416e-05 | 339.02 | 0.00012138 | 235.7701 | -0.0001235 | 235.5131 | 0 | 235.5131 | 0 | 339.262 | 8.86e-06 | 235.7701 | 0 | 229.75 | -0.0023104 | 235.7701 | 0 | 339.02 | 0.00030748 | 235.7701 | 0 | 229.75 | -0.00084214 | 235.7701 | 0 | 229.75 | -5.4182e-05 | 235.7701 | 0 | 339.262 | 1.0165e-05 | 235.7701 | 0 | 339.262 | 4.8096e-06 | 235.7701 | 0 | 235.5131 | 0 | 525.5639 | 0.00278 | 235.5131 | 0 | 524.2753 | 1.0001e-05 | 525.5639 | 0.00403 | 235.5131 | 0 | 235.7701 | 5.3854e-06
| 339.1338 | 0.00041391 | 235.9758 | 0.00065507 | 235.7178 | 0.00025816 | 339.1338 | 0 | 235.9758 | -1.4869e-05 | 235.7178 | 0 | 235.7178 | 0 | 339.3717 | 8.9384e-06 | 235.9758 | 0 | 229.96 | -8.4319e-05 | 235.9758 | 0 | 339.1338 | 0.00016089 | 235.9758 | 0 | 229.96 | -0.002069 | 235.9758 | 8.9899e-06 | 229.96 | 0.00010836 | 235.9758 | 0 | 339.3717 | 9.0173e-06 | 235.9758 | 0 | 339.3717 | 8.016e-06 | 235.9758 | 0.00037396 | 235.7178 | 0 | 525.719 | 0.00262 | 235.7178 | 0 | 524.4315 | 2.6669e-05 | 525.719 | 0.00381 | 235.7178 | 0 | 235.9758 | 1.4469e-05
| 339.2475 | 0.00042823 | 236.1815 | 1.4763e-06 | 235.9225 | 0.00045559 | 339.2475 | 0.00055488 | 236.1815 | -0.00049663 | 235.9225 | 0 | 235.9225 | 0 | 339.4815 | 9.5433e-06 | 236.1815 | 0 | 230.16 | -0.0022766 | 236.1815 | 0 | 339.2475 | 0.00227 | 236.1815 | 0 | 230.16 | 0.0019022 | 236.1815 | 0 | 230.16 | -0.001322 | 236.1815 | 0 | 339.4815 | 9.4623e-06 | 236.1815 | 0 | 339.4815 | 8.8725e-06 | 236.1815 | 0 | 235.9225 | 0 | 525.8741 | 0.0026 | 235.9225 | 0 | 524.5877 | 1.0001e-05 | 525.8741 | 0.00406 | 235.9225 | 0 | 236.1815 | 1.2491e-06
| 339.3613 | 0.00084583 | 236.3872 | 0.0012479 | 236.1272 | -0.00013091 | 339.3613 | 0 | 236.3872 | 5.3809e-05 | 236.1272 | 0 | 236.1272 | 0 | 339.5913 | 8.4232e-06 | 236.3872 | 0 | 230.37 | -0.00021923 | 236.3872 | 0 | 339.3613 | 0.00192 | 236.3872 | 0 | 230.37 | -0.00071299 | 236.3872 | 4.8441e-06 | 230.37 | -0.00037928 | 236.3872 | 0 | 339.5913 | 9.0173e-06 | 236.3872 | 0 | 339.5913 | 8.7627e-06 | 236.3872 | 0.00024677 | 236.1272 | 0 | 526.0292 | 0.00292 | 236.1272 | 0 | 524.744 | 6.6672e-06 | 526.0292 | 0.00394 | 236.1272 | 0 | 236.3872 | 1.5064e-05
| 339.4751 | 0 | 236.5929 | -0.00023994 | 236.3319 | 7.0042e-05 | 339.4751 | 0.00128 | 236.5929 | -0.00047724 | 236.3319 | 0 | 236.3319 | 0 | 339.701 | 8.6808e-06 | 236.5929 | 0 | 230.57 | -0.0010624 | 236.5929 | 0 | 339.4751 | 0.00113 | 236.5929 | 0 | 230.57 | -0.0026179 | 236.5929 | 0 | 230.57 | -0.00021673 | 236.5929 | 0 | 339.701 | 1.0657e-05 | 236.5929 | 0 | 339.701 | 7.2693e-06 | 236.5929 | 0 | 236.3319 | 0 | 526.1843 | 0.00334 | 236.3319 | 0 | 524.9002 | 3.0002e-05 | 526.1843 | 0.00422 | 236.3319 | 0 | 236.5929 | 2.5102e-06
| 339.5888 | 0.00025195 | 236.7986 | 0.00029639 | 236.5367 | 0.00035628 | 339.5888 | 0 | 236.7986 | 0.00059535 | 236.5367 | 0 | 236.5367 | 0 | 339.8108 | 8.7928e-06 | 236.7986 | 0 | 230.78 | 0.0011299 | 236.7986 | 0 | 339.5888 | 0.00061512 | 236.7986 | 0 | 230.78 | 0.0011596 | 236.7986 | 5.7873e-06 | 230.78 | 0.0011162 | 236.7986 | 0 | 339.8108 | 1.0657e-05 | 236.7986 | 0 | 339.8108 | 8.4443e-06 | 236.7986 | 0.00023959 | 236.5367 | 0 | 526.3395 | 0.00202 | 236.5367 | 0 | 525.0564 | 0 | 526.3395 | 0.00399 | 236.5367 | 0 | 236.7986 | 1.4927e-05
| 339.7026 | 0 | 237.0044 | -0.00059365 | 236.7415 | -0.00093836 | 339.7026 | 0 | 237.0044 | -0.00024168 | 236.7415 | 0 | 236.7415 | 0 | 339.9206 | 1.0092e-05 | 237.0044 | 0 | 230.98 | -0.0024789 | 237.0044 | 0 | 339.7026 | 0.00207 | 237.0044 | 0 | 230.98 | 0.0014502 | 237.0044 | 0 | 230.98 | 0.0017988 | 237.0044 | 0 | 339.9206 | 1.0926e-05 | 237.0044 | 0 | 339.9206 | 8.4443e-06 | 237.0044 | 0 | 236.7415 | 0 | 526.4946 | 0.00139 | 236.7415 | 0 | 525.2127 | 3.0002e-05 | 526.4946 | 0.00415 | 236.7415 | 0 | 237.0044 | 2.9452e-06
| 339.8163 | 0 | 237.2101 | 0.00068885 | 236.9463 | 0.00076282 | 339.8163 | 0 | 237.2101 | 0.00062907 | 236.9463 | 0 | 236.9463 | 0 | 340.0304 | 8.8936e-06 | 237.2101 | 0 | 231.19 | 0.0001855 | 237.2101 | 0 | 339.8163 | 0 | 237.2101 | 0 | 231.19 | -0.00022869 | 237.2101 | 9.0276e-06 | 231.19 | 0.00069354 | 237.2101 | 0 | 340.0304 | 9.3452e-06 | 237.2101 | 0 | 340.0304 | 8.2356e-06 | 237.2101 | 0.00024539 | 236.9463 | 0 | 526.6498 | 0.00269 | 236.9463 | 0 | 525.3689 | 6.6672e-06 | 526.6498 | 0.00392 | 236.9463 | 0 | 237.2101 | 1.4672e-05
| 339.9301 | 0 | 237.4159 | -0.00053897 | 237.1511 | -0.00065665 | 339.9301 | 0.00091902 | 237.4159 | 4.4083e-05 | 237.1511 | 0 | 237.1511 | 0 | 340.1402 | 9.3081e-06 | 237.4159 | 0 | 231.39 | 0.00062396 | 237.4159 | 0 | 339.9301 | 0.00070485 | 237.4159 | 0 | 231.39 | -0.001165 | 237.4159 | 0 | 231.39 | -0.00086692 | 237.4159 | 0 | 340.1402 | 9.4389e-06 | 237.4159 | 0 | 340.1402 | 7.4889e-06 | 237.4159 | 0 | 237.1511 | 0 | 526.8049 | 0.00024618 | 237.1511 | 0 | 525.5252 | 0 | 526.8049 | 0.00408 | 237.1511 | 0 | 237.4159 | 4.5815e-06
| 340.0438 | 0.00039592 | 237.6217 | 0.0010356 | 237.3559 | 9.254e-05 | 340.0438 | 3.4765e-05 | 237.6217 | -0.00032919 | 237.3559 | 0 | 237.3559 | 0 | 340.25 | 8.3448e-06 | 237.6217 | 0 | 231.6 | -0.00079259 | 237.6217 | 0 | 340.0438 | 0.00013249 | 237.6217 | 0 | 231.6 | 9.4169e-05 | 237.6217 | 6.9936e-06 | 231.6 | 0.00059601 | 237.6217 | 0 | 340.25 | 8.0922e-06 | 237.6217 | 0 | 340.25 | 9.4106e-06 | 237.6217 | 0.0002042 | 237.3559 | 0 | 526.9601 | 0.00304 | 237.3559 | 0 | 525.6814 | 6.6672e-06 | 526.9601 | 0.0039 | 237.3559 | 0 | 237.6217 | 1.5804e-05
| 340.1576 | 0.00046416 | 237.8275 | 0.00034857 | 237.5608 | -0.00016765 | 340.1576 | 0.00084967 | 237.8275 | -0.00032483 | 237.5608 | 0 | 237.5608 | 0 | 340.3598 | 8.8712e-06 | 237.8275 | 0 | 231.81 | -0.0010624 | 237.8275 | 0 | 340.1576 | 0.00042102 | 237.8275 | 0 | 231.81 | -0.0012296 | 237.8275 | 0 | 231.81 | -0.0008344 | 237.8275 | 0 | 340.3598 | 8.4552e-06 | 237.8275 | 0 | 340.3598 | 9.729e-06 | 237.8275 | 0 | 237.5608 | 0 | 527.1153 | 0.00234 | 237.5608 | 0 | 525.8377 | 0 | 527.1153 | 0.00408 | 237.5608 | 0 | 237.8275 | 2.3338e-06
| 340.2713 | 1.7997e-05 | 238.0333 | 0.0015789 | 237.7656 | 6.7901e-05 | 340.2713 | 0 | 238.0333 | 0.0006663 | 237.7656 | 0 | 237.7656 | 0 | 340.4696 | 7.9079e-06 | 238.0333 | 0 | 232.01 | -0.00082632 | 238.0333 | 0 | 340.2713 | 0.00181 | 238.0333 | 0 | 232.01 | -0.00058385 | 238.0333 | 1.3226e-05 | 232.01 | -0.0008344 | 238.0333 | 0 | 340.4696 | 7.7174e-06 | 238.0333 | 0 | 340.4696 | 9.191e-06 | 238.0333 | 0.00025836 | 237.7656 | 0 | 527.2705 | 0.00253 | 237.7656 | 0 | 525.994 | 6.6672e-06 | 527.2705 | 0.00393 | 237.7656 | 0 | 238.0333 | 1.4259e-05
| 340.385 | 0.00108 | 238.2392 | -6.0149e-05 | 237.9705 | 0.00021981 | 340.385 | 0 | 238.2392 | 4.8556e-05 | 237.9705 | 0 | 237.9705 | 0 | 340.5794 | 7.5943e-06 | 238.2392 | 0 | 232.22 | 0.00089378 | 238.2392 | 0 | 340.385 | 0.00173 | 238.2392 | 0 | 232.22 | 2.9596e-05 | 238.2392 | 0 | 232.22 | -0.0017771 | 238.2392 | 0 | 340.5794 | 9.2164e-06 | 238.2392 | 0 | 340.5794 | 7.3791e-06 | 238.2392 | 0 | 237.9705 | 0 | 527.4257 | 0.00186 | 237.9705 | 0 | 526.1503 | 3.0002e-05 | 527.4257 | 0.00401 | 237.9705 | 0 | 238.2392 | 4.8094e-06
| 340.4987 | 0.00016197 | 238.445 | 0.0016063 | 238.1754 | 0.00018241 | 340.4987 | 0 | 238.445 | 0.00084757 | 238.1754 | 0 | 238.1754 | 0 | 340.6893 | 7.4375e-06 | 238.445 | 0 | 232.42 | -0.00021923 | 238.445 | 0 | 340.4987 | 0.00283 | 238.445 | 0 | 232.42 | 0.00032017 | 238.445 | 8.3487e-06 | 232.42 | -0.0011595 | 238.445 | 0 | 340.6893 | 1.02e-05 | 238.445 | 0 | 340.6893 | 5.2379e-06 | 238.445 | 0.0001581 | 238.1754 | 0 | 527.5809 | 0.00248 | 238.1754 | 0 | 526.3065 | 6.6672e-06 | 527.5809 | 0.00379 | 238.1754 | 0 | 238.445 | 1.3636e-05
| 340.6125 | 0.00030245 | 238.6509 | -0.00014267 | 238.3803 | -0.00046998 | 340.6125 | 0.00146 | 238.6509 | -0.00096032 | 238.3803 | 0 | 238.3803 | 0 | 340.7991 | 8.5016e-06 | 238.6509 | 0 | 232.63 | 0.00045532 | 238.6509 | 0 | 340.6125 | 0.00079001 | 238.6509 | 0 | 232.63 | 0.00028789 | 238.6509 | 0 | 232.63 | -0.0038253 | 238.6509 | 0 | 340.7991 | 1.102e-05 | 238.6509 | 0 | 340.7991 | 5.4575e-06 | 238.6509 | 0 | 238.3803 | 0 | 527.7361 | 0.00096712 | 238.3803 | 0 | 526.4628 | 1.0001e-05 | 527.7361 | 0.00393 | 238.3803 | 0 | 238.6509 | 3.8568e-06
| 340.7262 | 0 | 238.8568 | 0.0011503 | 238.5853 | 8.9063e-05 | 340.7262 | 0 | 238.8568 | 0.00073181 | 238.5853 | 0 | 238.5853 | 0 | 340.9089 | 8.8936e-06 | 238.8568 | 0 | 232.83 | 0.0021416 | 238.8568 | 0 | 340.7262 | 0.00118 | 238.8568 | 0 | 232.83 | -0.00032556 | 238.8568 | 7.5626e-06 | 232.83 | -0.00037928 | 238.8568 | 0 | 340.9089 | 9.5443e-06 | 238.8568 | 0 | 340.9089 | 8.016e-06 | 238.8568 | 0.00035033 | 238.5853 | 0 | 527.8913 | 0.00171 | 238.5853 | 0 | 526.6191 | 0 | 527.8913 | 0.00379 | 238.5853 | 0 | 238.8568 | 1.5702e-05
| 340.8399 | 0 | 239.0627 | 0.00095183 | 238.7902 | 0.0010433 | 340.8399 | 0.00091902 | 239.0627 | -0.00018558 | 238.7902 | 0 | 238.7902 | 0 | 341.0188 | 9.0281e-06 | 239.0627 | 0 | 233.04 | 0.00015177 | 239.0627 | 0 | 340.8399 | 0.00124 | 239.0627 | 0 | 233.04 | -0.004329 | 239.0627 | 4.7713e-06 | 233.04 | -0.0021023 | 239.0627 | 0 | 341.0188 | 1.0985e-05 | 239.0627 | 0 | 341.0188 | 8.8725e-06 | 239.0627 | 0 | 238.7902 | 0 | 528.0466 | 0.00132 | 238.7902 | 0 | 526.7755 | 0 | 528.0466 | 0.00404 | 238.7902 | 0 | 239.0627 | 5.2822e-06
| 340.9536 | 0.00055789 | 239.2686 | 0.0013038 | 238.9952 | 0.00042255 | 340.9536 | 0 | 239.2686 | -0.00031606 | 238.9952 | 0 | 238.9952 | 0 | 341.1286 | 8.2664e-06 | 239.2686 | 0 | 233.24 | 0.00015177 | 239.2686 | 0 | 340.9536 | 0.00030283 | 239.2686 | 0 | 233.24 | -0.0009067 | 239.2686 | 1.093e-05 | 233.24 | 0.0030016 | 239.2686 | 0 | 341.1286 | 1.0247e-05 | 239.2686 | 0 | 341.1286 | 1.0377e-05 | 239.2686 | 0.0003101 | 238.9952 | 0 | 528.2018 | 0.00318 | 238.9952 | 0 | 526.9318 | 6.6672e-06 | 528.2018 | 0.00385 | 238.9952 | 0 | 239.2686 | 1.4939e-05
| 341.0674 | 0 | 239.4746 | -0.00031867 | 239.2002 | -0.00062079 | 341.0674 | 0.00024276 | 239.4746 | -0.00042749 | 239.2002 | 0 | 239.2002 | 0 | 341.2385 | 8.9944e-06 | 239.4746 | 0 | 233.45 | 0.00038786 | 239.4746 | 0 | 341.0674 | 0.00167 | 239.4746 | 0 | 233.45 | 0.00012645 | 239.4746 | 0 | 233.45 | 0.00030341 | 239.4746 | 0 | 341.2385 | 1.0469e-05 | 239.4746 | 0 | 341.2385 | 6.9509e-06 | 239.4746 | 0 | 239.2002 | 0 | 528.3571 | 0.00178 | 239.2002 | 0 | 527.0881 | 5.0004e-05 | 528.3571 | 0.00403 | 239.2002 | 0 | 239.4746 | 6.1044e-06
| 341.1811 | 0.0004859 | 239.6805 | 0.00042553 | 239.4052 | 0.00028272 | 341.1811 | 0 | 239.6805 | 0.00081414 | 239.4052 | 0 | 239.4052 | 0 | 341.3483 | 8.5576e-06 | 239.6805 | 0 | 233.65 | -0.00042159 | 239.6805 | 0 | 341.1811 | 0.00172 | 239.6805 | 0 | 233.65 | -0.0019721 | 239.6805 | 1.1818e-05 | 233.65 | 0.0015712 | 239.6805 | 0 | 341.3483 | 8.2912e-06 | 239.6805 | 0 | 341.3483 | 9.5204e-06 | 239.6805 | 0.00038376 | 239.4052 | 0 | 528.5123 | 0.00376 | 239.4052 | 0 | 527.2445 | 0 | 528.5123 | 0.00377 | 239.4052 | 0 | 239.6805 | 1.4957e-05
| 341.2948 | 0 | 239.8865 | 0.00051155 | 239.6102 | -0.00023947 | 341.2948 | 0.00065893 | 239.8865 | -0.00023412 | 239.6102 | 0 | 239.6102 | 0 | 341.4582 | 9.1513e-06 | 239.8865 | 0 | 233.86 | -0.00285 | 239.8865 | 0 | 341.2948 | 0.00227 | 239.8865 | 0 | 233.86 | -0.0011327 | 239.8865 | 0 | 233.86 | -0.0027199 | 239.8865 | 0 | 341.4582 | 9.1578e-06 | 239.8865 | 0 | 341.4582 | 9.191e-06 | 239.8865 | 0 | 239.6102 | 0 | 528.6676 | 0.00215 | 239.6102 | 0 | 527.4008 | 1.0001e-05 | 528.6676 | 0.00395 | 239.6102 | 0 | 239.8865 | 3.8991e-06
| 341.4085 | 0 | 240.0925 | 0.0013603 | 239.8153 | 0.00042646 | 341.4085 | 0.00027809 | 240.0925 | -0.00020771 | 239.8153 | 0 | 239.8153 | 0 | 341.5681 | 8.6248e-06 | 240.0925 | 0 | 234.07 | -0.00089378 | 240.0925 | 0 | 341.4085 | 0 | 240.0925 | 0 | 234.07 | -0.002747 | 240.0925 | 9.6198e-06 | 234.07 | 0.00036844 | 240.0925 | 0 | 341.5681 | 1.0223e-05 | 240.0925 | 0 | 341.5681 | 9.6192e-06 | 240.0925 | 0.00015234 | 239.8153 | 0 | 528.8229 | 0.00272 | 239.8153 | 0 | 527.5571 | 6.6672e-06 | 528.8229 | 0.00378 | 239.8153 | 0 | 240.0925 | 1.5447e-05
| 341.5222 | 0.0005001 | 240.2985 | 0.00039936 | 240.0204 | -0.00094213 | 341.5222 | 0 | 240.2985 | -0.00019431 | 240.0204 | 0 | 240.0204 | 0 | 341.678 | 8.7368e-06 | 240.2985 | 0 | 234.27 | -0.00089378 | 240.2985 | 0 | 341.5222 | 0.00292 | 240.2985 | 0 | 234.27 | -0.0022305 | 240.2985 | 0 | 234.27 | 0.00020589 | 240.2985 | 0 | 341.678 | 1.1617e-05 | 240.2985 | 0 | 341.678 | 1.0267e-05 | 240.2985 | 0 | 240.0204 | 0 | 528.9782 | 0.00038685 | 240.0204 | 0 | 527.7135 | 0 | 528.9782 | 0.00395 | 240.0204 | 0 | 240.2985 | 3.3283e-06
| 341.6359 | 0 | 240.5045 | 0.0001808 | 240.2254 | 0.00038421 | 341.6359 | 0 | 240.5045 | 0.00030524 | 240.2254 | 0 | 240.2254 | 0 | 341.7878 | 8.5016e-06 | 240.5045 | 0 | 234.48 | -0.00028669 | 240.5045 | 0 | 341.6359 | 0.00050157 | 240.5045 | 0 | 234.48 | 0.0027094 | 240.5045 | 7.7611e-06 | 234.48 | 0.0009536 | 240.5045 | 0 | 341.7878 | 1.1231e-05 | 240.5045 | 0 | 341.7878 | 9.3008e-06 | 240.5045 | 0.00028058 | 240.2254 | 0 | 529.1335 | 0.0032 | 240.2254 | 0 | 527.8699 | 6.6672e-06 | 529.1335 | 0.00375 | 240.2254 | 0 | 240.5045 | 1.554e-05
| 341.7496 | 0 | 240.7106 | 0.00022486 | 240.4305 | -1.2345e-05 | 341.7496 | 0.00052021 | 240.7106 | 0.00023186 | 240.4305 | 0 | 240.4305 | 0 | 341.8977 | 8.972e-06 | 240.7106 | 0 | 234.68 | 0.00011805 | 240.7106 | 0 | 341.7496 | 0.0011 | 240.7106 | 0 | 234.68 | -3.4977e-05 | 240.7106 | 0 | 234.68 | 1.0836e-05 | 240.7106 | 0 | 341.8977 | 1.0528e-05 | 240.7106 | 0 | 341.8977 | 1.3045e-05 | 240.7106 | 0 | 240.4305 | 0 | 529.2888 | 0.00183 | 240.4305 | 0 | 528.0262 | 3.0002e-05 | 529.2888 | 0.00391 | 240.4305 | 0 | 240.7106 | 4.8232e-06
| 341.8633 | 0 | 240.9166 | 0.0011445 | 240.6357 | 0.00036618 | 341.8633 | 0 | 240.9166 | 7.4421e-06 | 240.6357 | 0 | 240.6357 | 0 | 342.0076 | 9.0505e-06 | 240.9166 | 0 | 234.89 | 0.0015684 | 240.9166 | 0 | 341.8633 | 0.00113 | 240.9166 | 0 | 234.89 | -0.00061613 | 240.9166 | 1.0966e-05 | 234.89 | -0.00015171 | 240.9166 | 0 | 342.0076 | 9.5092e-06 | 240.9166 | 0 | 342.0076 | 9.4106e-06 | 240.9166 | 0.00024733 | 240.6356 | 0 | 529.4441 | 0.00214 | 240.6357 | 0 | 528.1826 | 0 | 529.4441 | 0.00375 | 240.6356 | 0 | 240.9166 | 1.2893e-05
| 341.977 | 0 | 241.1227 | -6.9545e-06 | 240.8408 | -0.0010604 | 341.977 | 0 | 241.1227 | -0.00026861 | 240.8408 | 0 | 240.8408 | 0 | 342.1175 | 8.2888e-06 | 241.1227 | 0 | 235.09 | 0.00089378 | 241.1227 | 0 | 341.977 | 0.00113 | 241.1227 | 0 | 235.09 | 0.00019102 | 241.1227 | 0 | 235.09 | -0.00034676 | 241.1227 | 0 | 342.1175 | 9.6848e-06 | 241.1227 | 0 | 342.1175 | 8.5541e-06 | 241.1227 | 0 | 240.8408 | 0 | 529.5994 | 0.00287 | 240.8408 | 0 | 528.339 | 0 | 529.5994 | 0.00396 | 240.8408 | 0 | 241.1227 | -1.8932e-06
| 342.0907 | 0.00012598 | 241.3288 | 0.00093283 | 241.0459 | 0.00054714 | 342.0907 | 0 | 241.3288 | 0.00031541 | 241.0459 | 0 | 241.0459 | 0 | 342.2274 | 7.9079e-06 | 241.3288 | 0 | 235.3 | 0.0010287 | 241.3288 | 0 | 342.0907 | 0.00186 | 241.3288 | 0 | 235.3 | -0.0011973 | 241.3288 | 1.0372e-05 | 235.3 | 0.00066102 | 241.3288 | 0 | 342.2274 | 8.7831e-06 | 241.3288 | 0 | 342.2274 | 4.6998e-06 | 241.3288 | 0.00027965 | 241.046 | 0 | 529.7547 | 0.00288 | 241.0459 | 0 | 528.4954 | 0 | 529.7547 | 0.00383 | 241.046 | 0 | 241.3288 | 1.6302e-05
| 342.2044 | 0 | 241.5349 | -5.3719e-05 | 241.2511 | -0.00075933 | 342.2044 | 0.00019074 | 241.5349 | -0.00058229 | 241.2511 | 0 | 241.2511 | 0 | 342.3374 | 7.9079e-06 | 241.5349 | 0 | 235.51 | -0.0019393 | 241.5349 | 0 | 342.2044 | 0.00161 | 241.5349 | 0 | 235.51 | 0.001095 | 241.5349 | 0 | 235.51 | -0.00080189 | 241.5349 | 0 | 342.3374 | 8.2561e-06 | 241.5349 | 0 | 342.3374 | 6.0944e-06 | 241.5349 | 0 | 241.2511 | 0 | 529.9101 | 0.00111 | 241.2511 | 0 | 528.6518 | 1.0001e-05 | 529.9101 | 0.00403 | 241.2511 | 0 | 241.5349 | 3.5244e-06
| 342.318 | 0 | 241.741 | 0.0011632 | 241.4563 | 0.00076906 | 342.318 | 0.00022595 | 241.741 | 0.00036468 | 241.4563 | 0 | 241.4563 | 0 | 342.4473 | 8.3784e-06 | 241.741 | 0 | 235.71 | -0.0011973 | 241.741 | 0 | 342.318 | 0.00064351 | 241.741 | 0 | 235.71 | -0.00058385 | 241.741 | 1.1532e-05 | 235.71 | 0.002189 | 241.741 | 0 | 342.4473 | 7.694e-06 | 241.741 | 0 | 342.4473 | 8.5541e-06 | 241.741 | 0.00020344 | 241.4563 | 0 | 530.0654 | 0.00367 | 241.4563 | 0 | 528.8082 | 6.6672e-06 | 530.0654 | 0.00385 | 241.4563 | 0 | 241.741 | 1.3954e-05
| 342.4317 | 0 | 241.9472 | 7.7656e-05 | 241.6615 | -0.00067944 | 342.4317 | 0.00012138 | 241.9472 | -0.00016879 | 241.6615 | 0 | 241.6615 | 0 | 342.5572 | 7.8519e-06 | 241.9472 | 0 | 235.92 | -0.00011805 | 241.9472 | 0 | 342.4317 | 0 | 241.9472 | 0 | 235.92 | 6.1882e-05 | 241.9472 | 0 | 235.92 | -0.0028175 | 241.9472 | 0 | 342.5572 | 9.1344e-06 | 241.9472 | 0 | 342.5572 | 8.2356e-06 | 241.9472 | 0 | 241.6615 | 0 | 530.2208 | 0.00114 | 241.6615 | 0 | 528.9646 | 0 | 530.2208 | 0.00401 | 241.6615 | 0 | 241.9472 | 3.6176e-06
| 342.5454 | 0 | 242.1533 | 0.0005314 | 241.8667 | 0.00077345 | 342.5454 | 0 | 242.1533 | 0.00047828 | 241.8667 | 0 | 241.8667 | 0 | 342.6671 | 7.7735e-06 | 242.1533 | 0 | 236.12 | -0.00021923 | 242.1533 | 0 | 342.5454 | 0.00167 | 242.1533 | 0 | 236.12 | -0.00039012 | 242.1533 | 1.3548e-05 | 236.12 | -0.00073687 | 242.1533 | 0 | 342.6671 | 1.068e-05 | 242.1533 | 0 | 342.6671 | 8.8725e-06 | 242.1533 | 0.00035813 | 241.8667 | 0 | 530.3761 | 0.00343 | 241.8667 | 0 | 529.121 | 0 | 530.3761 | 0.00382 | 241.8667 | 0 | 242.1533 | 1.9062e-05
| 342.6591 | 0 | 242.3595 | -0.00020845 | 242.072 | -0.00061462 | 342.6591 | 0.00046818 | 242.3595 | -0.00051322 | 242.072 | 0 | 242.072 | 0 | 342.7771 | 7.7511e-06 | 242.3595 | 0 | 236.33 | -0.0010624 | 242.3595 | 0 | 342.6591 | 0.00181 | 242.3595 | 0 | 236.33 | -0.0021982 | 242.3595 | 0 | 236.33 | -0.00018422 | 242.3595 | 0 | 342.7771 | 1.0879e-05 | 242.3595 | 0 | 342.7771 | 7.3791e-06 | 242.3595 | 0 | 242.072 | 0 | 530.5315 | 0.00111 | 242.072 | 0 | 529.2775 | 1.0001e-05 | 530.5315 | 0.00402 | 242.072 | 0 | 242.3595 | 4.1722e-06
| 342.7727 | 0 | 242.5657 | 0.0014812 | 242.2773 | 0.000795 | 342.7727 | 0 | 242.5657 | 0.00020145 | 242.2773 | 0 | 242.2773 | 0 | 342.887 | 9.2297e-06 | 242.5657 | 0 | 236.53 | -0.0020068 | 242.5657 | 0 | 342.7727 | 0.0011 | 242.5657 | 0 | 236.53 | -0.0004547 | 242.5657 | 8.9212e-06 | 236.53 | 0.00046596 | 242.5657 | 0 | 342.887 | 9.5911e-06 | 242.5657 | 0 | 342.887 | 8.016e-06 | 242.5657 | 0.00026967 | 242.2773 | 0 | 530.6869 | 0.00186 | 242.2773 | 0 | 529.4339 | 6.6672e-06 | 530.6869 | 0.00379 | 242.2773 | 0 | 242.5657 | 1.6912e-05
| 342.8864 | 0 | 242.7719 | 0.0011031 | 242.4825 | -0.00043282 | 342.8864 | 0.00013872 | 242.7719 | -0.00053501 | 242.4825 | 0 | 242.4825 | 0 | 342.997 | 9.4985e-06 | 242.7719 | 0 | 236.74 | -0.0011973 | 242.7719 | 0 | 342.8864 | 2.3658e-05 | 242.7719 | 0 | 236.74 | -0.00064841 | 242.7719 | 0 | 236.74 | -0.00024923 | 242.7719 | 0 | 342.997 | 8.7479e-06 | 242.7719 | 0 | 342.997 | 5.5563e-06 | 242.7719 | 0 | 242.4825 | 0 | 530.8423 | 0.0008792 | 242.4825 | 0 | 529.5903 | 3.0002e-05 | 530.8423 | 0.00391 | 242.4825 | 0 | 242.7719 | 5.5299e-06
| 343.0001 | 0 | 242.9781 | 0.00085743 | 242.6878 | 0.0009527 | 343.0001 | 0 | 242.9781 | -0.00018487 | 242.6878 | 0 | 242.6878 | 0 | 343.1069 | 9.3081e-06 | 242.9781 | 0 | 236.95 | 0.00062396 | 242.9781 | 0 | 343.0001 | 0.00047317 | 242.9781 | 0 | 236.95 | -0.0014878 | 242.9781 | 1.7785e-05 | 236.95 | -0.00073687 | 242.9781 | 0 | 343.1069 | 8.5957e-06 | 242.9781 | 0 | 343.1069 | 4.3814e-06 | 242.9781 | 0.00044583 | 242.6878 | 0 | 530.9977 | 0.00301 | 242.6878 | 0 | 529.7468 | 6.6672e-06 | 530.9977 | 0.00373 | 242.6878 | 0 | 242.9781 | 1.5669e-05
| 343.1138 | 8.684e-05 | 243.1844 | -0.00017285 | 242.8932 | -0.00031269 | 343.1138 | 0.00108 | 243.1844 | -0.00064163 | 242.8932 | 0 | 242.8932 | 0 | 343.2169 | 8.2216e-06 | 243.1844 | 0 | 237.15 | 0.00048905 | 243.1844 | 0 | 343.1138 | 0.00116 | 243.1844 | 0 | 237.15 | -0.0016493 | 243.1844 | 0 | 237.15 | -0.0016797 | 243.1844 | 0 | 343.2169 | 9.0173e-06 | 243.1844 | 0 | 343.2169 | 5.5563e-06 | 243.1844 | 0 | 242.8931 | 0 | 531.1531 | 0.00091437 | 242.8932 | 0 | 529.9032 | 1.0001e-05 | 531.1531 | 0.00395 | 242.8931 | 0 | 243.1844 | 4.6203e-06
| 343.2274 | 0.00023396 | 243.3906 | 0.0005872 | 243.0985 | 0.00020242 | 343.2274 | 0 | 243.3906 | 0.00066641 | 243.0985 | 0 | 243.0985 | 0 | 343.3269 | 8.4456e-06 | 243.3906 | 0 | 237.36 | -0.00062396 | 243.3906 | 0 | 343.2274 | 0.00152 | 243.3906 | 0 | 237.36 | -0.002973 | 243.3906 | 1.0316e-05 | 237.36 | -0.0013871 | 243.3906 | 0 | 343.3269 | 9.7668e-06 | 243.3906 | 0 | 343.3269 | 9.5204e-06 | 243.3906 | 0.00028018 | 243.0985 | 0 | 531.3085 | 0.00295 | 243.0985 | 0 | 530.0597 | 0 | 531.3085 | 0.0038 | 243.0985 | 0 | 243.3906 | 1.5446e-05
| 343.3411 | 0.001 | 243.5969 | 0.00016643 | 243.3038 | -0.00083674 | 343.3411 | 0.00027745 | 243.5969 | -0.00069801 | 243.3038 | 0 | 243.3038 | 0 | 343.4368 | 8.6248e-06 | 243.5969 | 0 | 237.56 | 0.0005565 | 243.5969 | 0 | 343.3411 | 0.00073324 | 243.5969 | 0 | 237.56 | -0.00074527 | 243.5969 | 0 | 237.56 | -0.00021673 | 243.5969 | 0 | 343.4368 | 1.0598e-05 | 243.5969 | 0 | 343.4368 | 1.0695e-05 | 243.5969 | 0 | 243.3038 | 0 | 531.4639 | 0.00267 | 243.3038 | 0 | 530.2162 | 3.0002e-05 | 531.4639 | 0.00401 | 243.3038 | 0 | 243.5969 | 3.8395e-06
| 343.4547 | 0 | 243.8032 | 0.00070539 | 243.5092 | -0.00047771 | 343.4547 | 8.6901e-05 | 243.8032 | 0.00041704 | 243.5092 | 0 | 243.5092 | 0 | 343.5468 | 8.2664e-06 | 243.8032 | 0 | 237.77 | -0.00072515 | 243.8032 | 0 | 343.4547 | 0.00038799 | 243.8032 | 0 | 237.77 | -0.0011973 | 243.8032 | 3.9116e-06 | 237.77 | -0.00093193 | 243.8032 | 0 | 343.5468 | 1.0001e-05 | 243.8032 | 0 | 343.5468 | 9.8388e-06 | 243.8032 | 0.00020262 | 243.5092 | 0 | 531.6194 | 0.00297 | 243.5092 | 0 | 530.3727 | 0 | 531.6194 | 0.00381 | 243.5092 | 0 | 243.8032 | 1.413e-05
| 343.5684 | 0 | 244.0095 | 3.3333e-05 | 243.7146 | -0.0002978 | 343.5684 | 0.0006936 | 244.0095 | -0.00092904 | 243.7146 | 0 | 243.7146 | 0 | 343.6568 | 8.6024e-06 | 244.0095 | 0 | 237.98 | -0.00052277 | 244.0095 | 0 | 343.5684 | 0 | 244.0095 | 0 | 237.98 | -0.002521 | 244.0095 | 0 | 237.98 | -0.0024923 | 244.0095 | 0 | 343.6568 | 8.666e-06 | 244.0095 | 0 | 343.6568 | 9.3008e-06 | 244.0095 | 0 | 243.7146 | 0 | 531.7748 | 0.00176 | 243.7146 | 0 | 530.5292 | 3.0002e-05 | 531.7748 | 0.00398 | 243.7146 | 0 | 244.0095 | 2.2874e-06
| 343.682 | 0 | 244.2158 | 0.00051421 | 243.92 | 0.0004101 | 343.682 | 0 | 244.2158 | 0.00038351 | 243.92 | 0 | 243.92 | 0 | 343.7668 | 8.2888e-06 | 244.2158 | 0 | 238.18 | -0.00025296 | 244.2158 | 0 | 343.682 | 0.0006719 | 244.2158 | 0 | 238.18 | -0.00048698 | 244.2158 | 5.0589e-06 | 238.18 | -0.001062 | 244.2158 | 0 | 343.7668 | 7.5183e-06 | 244.2158 | 0 | 343.7668 | 7.3791e-06 | 244.2158 | 0.00018186 | 243.92 | 0 | 531.9303 | 0.00329 | 243.92 | 0 | 530.6857 | 6.6672e-06 | 531.9303 | 0.00377 | 243.92 | 0 | 244.2158 | 1.3989e-05
| 343.7957 | 0 | 244.4221 | 0.00011664 | 244.1254 | -0.00058077 | 343.7957 | 0.00027745 | 244.4221 | 0.00032304 | 244.1254 | 0 | 244.1254 | 0 | 343.8768 | 8.8712e-06 | 244.4221 | 0 | 238.39 | -0.0005565 | 244.4221 | 0 | 343.7957 | 0.00184 | 244.4221 | 0 | 238.39 | -0.0034897 | 244.4221 | 0 | 238.39 | -0.00060684 | 244.4221 | 0 | 343.8768 | 9.029e-06 | 244.4221 | 0 | 343.8768 | 7.2693e-06 | 244.4221 | 0 | 244.1254 | 0 | 532.0857 | 0.00158 | 244.1254 | 0 | 530.8421 | 1.0001e-05 | 532.0857 | 0.00396 | 244.1254 | 0 | 244.4221 | 5.62e-06
| 343.9093 | 0 | 244.6285 | 0.0015582 | 244.3309 | -0.00042603 | 343.9093 | 0.00015642 | 244.6285 | 0.00037569 | 244.3309 | 0 | 244.3309 | 0 | 343.9868 | 8.1656e-06 | 244.6285 | 0 | 238.59 | -0.00045532 | 244.6285 | 0 | 343.9093 | 0.00101 | 244.6285 | 0 | 238.59 | 0.00093361 | 244.6285 | 4.8708e-06 | 238.59 | 0.0014088 | 244.6285 | 0 | 343.9868 | 9.8371e-06 | 244.6285 | 0 | 343.9868 | 5.1281e-06 | 244.6285 | 0.00029719 | 244.3309 | 0 | 532.2412 | 0.00244 | 244.3309 | 0 | 530.9987 | 0 | 532.2412 | 0.00378 | 244.3309 | 0 | 244.6285 | 1.2615e-05
| 344.023 | 0 | 244.8349 | -2.878e-05 | 244.5363 | 0.0005651 | 344.023 | 0.0003468 | 244.8349 | 0.00020944 | 244.5363 | 0 | 244.5363 | 0 | 344.0968 | 9.0168e-06 | 244.8349 | 0 | 238.8 | -0.0013322 | 244.8349 | 0 | 344.023 | 0.00272 | 244.8349 | 0 | 238.8 | -0.0030698 | 244.8349 | 0 | 238.8 | 0.0017988 | 244.8349 | 0 | 344.0968 | 1.0821e-05 | 244.8349 | 0 | 344.0968 | 8.2356e-06 | 244.8349 | 0 | 244.5363 | 0 | 532.3967 | 0.00244 | 244.5363 | 0 | 531.1552 | 3.0002e-05 | 532.3967 | 0.00392 | 244.5363 | 0 | 244.8349 | 4.3986e-06
| 344.1366 | 0.00035993 | 245.0413 | 0.001297 | 244.7418 | -0.00012309 | 344.1366 | 0 | 245.0413 | 0.0010553 | 244.7418 | 0 | 244.7418 | 0 | 344.2068 | 9.5209e-06 | 245.0413 | 0 | 239.01 | 0.0020742 | 245.0413 | 0 | 344.1366 | 0.00158 | 245.0413 | 0 | 239.01 | -0.00080984 | 245.0413 | 6.8246e-06 | 239.01 | 0.00088859 | 245.0413 | 0 | 344.2068 | 1.0844e-05 | 245.0413 | 0 | 344.2068 | 8.4443e-06 | 245.0413 | 0.00022033 | 244.7418 | 0 | 532.5522 | 0.00309 | 244.7418 | 0 | 531.3117 | 0 | 532.5522 | 0.00368 | 244.7418 | 0 | 245.0413 | 1.5996e-05
| 344.2502 | 0 | 245.2477 | -0.00018972 | 244.9473 | 0.00023311 | 344.2502 | 0.00065893 | 245.2477 | -0.0010739 | 244.9473 | 0 | 244.9473 | 0 | 344.3169 | 9.0281e-06 | 245.2477 | 0 | 239.21 | -8.4319e-05 | 245.2477 | 0 | 344.2502 | 0.00107 | 245.2477 | 0 | 239.21 | 0.00064304 | 245.2477 | 0 | 239.21 | 0.00062851 | 245.2477 | 0 | 344.3169 | 1.1184e-05 | 245.2477 | 0 | 344.3169 | 8.5541e-06 | 245.2477 | 0 | 244.9473 | 0 | 532.7077 | 0.00206 | 244.9473 | 0 | 531.4682 | 1.0001e-05 | 532.7077 | 0.00392 | 244.9473 | 0 | 245.2477 | 1.7639e-06
| 344.3639 | 0.00023396 | 245.4541 | 0.00082411 | 245.1528 | 0.0010904 | 344.3639 | 0 | 245.4541 | 0.00030339 | 245.1528 | 0 | 245.1528 | 0 | 344.4269 | 8.2104e-06 | 245.4541 | 0 | 239.42 | 0.00042159 | 245.4541 | 0 | 344.3639 | 0 | 245.4541 | 0 | 239.42 | -0.001843 | 245.4541 | 1.6499e-05 | 239.42 | -0.0015171 | 245.4541 | 0 | 344.4269 | 1.0961e-05 | 245.4541 | 0 | 344.4269 | 8.1258e-06 | 245.4541 | 0.00037126 | 245.1528 | 0 | 532.8632 | 0.00294 | 245.1528 | 0 | 531.6248 | 0 | 532.8632 | 0.00373 | 245.1528 | 0 | 245.4541 | 1.4579e-05
| 344.4775 | 0 | 245.6605 | -0.00074129 | 245.3584 | -0.0015052 | 344.4775 | 0.0012 | 245.6605 | -0.00040477 | 245.3584 | 0 | 245.3584 | 0 | 344.5369 | 8.7816e-06 | 245.6605 | 0 | 239.62 | -8.4319e-05 | 245.6605 | 0 | 344.4775 | 0.00136 | 245.6605 | 0 | 239.62 | -0.00077756 | 245.6605 | 0 | 239.62 | -0.00089942 | 245.6605 | 0 | 344.5369 | 9.7082e-06 | 245.6605 | 0 | 344.5369 | 8.6639e-06 | 245.6605 | 0 | 245.3584 | 0 | 533.0187 | 0.00144 | 245.3584 | 0 | 531.7813 | 1.0001e-05 | 533.0187 | 0.00398 | 245.3584 | 0 | 245.6605 | 4.0332e-06
| 344.5911 | 0 | 245.867 | 0.0014398 | 245.5639 | -0.00014594 | 344.5911 | 0.00053879 | 245.867 | 0.00035472 | 245.5639 | 0 | 245.5639 | 0 | 344.647 | 8.8152e-06 | 245.867 | 0 | 239.83 | 0.00059023 | 245.867 | 0 | 344.5911 | 0.0011 | 245.867 | 0 | 239.83 | -0.0010358 | 245.867 | 1.0359e-05 | 239.83 | 0.00062851 | 245.867 | 0 | 344.647 | 8.9705e-06 | 245.867 | 0 | 344.647 | 8.7737e-06 | 245.867 | 0.00027486 | 245.5639 | 0 | 533.1742 | 0.00353 | 245.5639 | 0 | 531.9379 | 0 | 533.1742 | 0.00375 | 245.5639 | 0 | 245.867 | 1.5115e-05
| 344.7048 | 0.00014075 | 246.0734 | 0.00024264 | 245.7695 | -9.9351e-05 | 344.7048 | 0.00076297 | 246.0734 | -0.00043775 | 245.7695 | 0 | 245.7695 | 0 | 344.757 | 9.7225e-06 | 246.0734 | 0 | 240.04 | 0.00089378 | 246.0734 | 0 | 344.7048 | 0.0013 | 246.0734 | 0 | 240.04 | -0.0021013 | 246.0734 | 0 | 240.04 | -0.0020047 | 246.0734 | 0 | 344.757 | 9.6497e-06 | 246.0734 | 0 | 344.757 | 8.016e-06 | 246.0734 | 0 | 245.7695 | 0 | 533.3297 | 0.00146 | 245.7695 | 0 | 532.0944 | 0 | 533.3297 | 0.00397 | 245.7695 | 0 | 246.0734 | 4.5558e-06
| 344.8184 | 0 | 246.2799 | 0.0013622 | 245.9751 | 7.3794e-05 | 344.8184 | 0 | 246.2799 | 0.001272 | 245.9751 | 0 | 245.9751 | 0 | 344.8671 | 8.972e-06 | 246.2799 | 0 | 240.24 | 0.0025465 | 246.2799 | 0 | 344.8184 | 0.00084224 | 246.2799 | 0 | 240.24 | -0.0023273 | 246.2799 | 1.1207e-05 | 240.24 | -0.0014196 | 246.2799 | 0 | 344.8671 | 1.0797e-05 | 246.2799 | 0 | 344.8671 | 5.9846e-06 | 246.2799 | 0.00022272 | 245.9751 | 0 | 533.4853 | 0.00383 | 245.9751 | 0 | 532.251 | 0 | 533.4853 | 0.00376 | 245.9751 | 0 | 246.2799 | 1.6528e-05
| 344.932 | 0.0005001 | 246.4864 | -0.00020614 | 246.1807 | -0.00013211 | 344.932 | 0.00065893 | 246.4864 | -0.0006903 | 246.1807 | 0 | 246.1807 | 0 | 344.9771 | 9.0729e-06 | 246.4864 | 0 | 240.45 | 0.00086005 | 246.4864 | 0 | 344.932 | 0.00093192 | 246.4864 | 0 | 240.45 | -0.00016412 | 246.4864 | 0 | 240.45 | -0.0017121 | 246.4864 | 0 | 344.9771 | 1.0575e-05 | 246.4864 | 0 | 344.9771 | 7.5878e-06 | 246.4864 | 0 | 246.1807 | 0 | 533.6408 | 0.00181 | 246.1807 | 0 | 532.4076 | 1.0001e-05 | 533.6408 | 0.00398 | 246.1807 | 0 | 246.4864 | 3.4019e-06
| 345.0456 | 7.1987e-05 | 246.6929 | 0.00038957 | 246.3863 | -0.00015569 | 345.0456 | 0 | 246.6929 | 0.00026097 | 246.3863 | 0 | 246.3863 | 0 | 345.0872 | 8.132e-06 | 246.693 | 0 | 240.65 | 5.0592e-05 | 246.693 | 0 | 345.0456 | 0.00147 | 246.693 | 0 | 240.65 | -0.0011004 | 246.6929 | 1.4094e-05 | 240.65 | -0.0010945 | 246.693 | 0 | 345.0872 | 1.0469e-05 | 246.693 | 0 | 345.0872 | 8.8725e-06 | 246.6929 | 0.00027011 | 246.3863 | 0 | 533.7964 | 0.0029 | 246.3863 | 0 | 532.5642 | 0 | 533.7964 | 0.00377 | 246.3863 | 0 | 246.6929 | 1.4766e-05
| 345.1592 | 0 | 246.8995 | -0.00011254 | 246.5919 | -0.00049722 | 345.1592 | 0.00022542 | 246.8995 | -6.8619e-05 | 246.5919 | 0 | 246.5919 | 0 | 345.1972 | 7.3815e-06 | 246.8995 | 0 | 240.86 | -0.00015177 | 246.8995 | 0 | 345.1592 | 0.0009603 | 246.8995 | 0 | 240.86 | -0.0014878 | 246.8995 | 0 | 240.86 | -0.00067186 | 246.8995 | 0 | 345.1972 | 1.0551e-05 | 246.8995 | 0 | 345.1972 | 1.1552e-05 | 246.8995 | 0 | 246.5919 | 0 | 533.9519 | 0.00273 | 246.5919 | 0 | 532.7207 | 1.0001e-05 | 533.9519 | 0.00389 | 246.5919 | 0 | 246.8995 | 4.0959e-06
| 345.2729 | 0 | 247.106 | 0.0012145 | 246.7976 | 0.00039187 | 345.2729 | 0 | 247.106 | -0.00013953 | 246.7976 | 0 | 246.7976 | 0 | 345.3073 | 6.855e-06 | 247.106 | 0 | 241.07 | 0.0012648 | 247.106 | 0 | 345.2729 | 0 | 247.106 | 0 | 241.07 | -0.0017784 | 247.106 | 1.3503e-05 | 241.07 | -0.00073687 | 247.106 | 0 | 345.3073 | 1.0516e-05 | 247.106 | 0 | 345.3073 | 1.0267e-05 | 247.106 | 0.00021816 | 246.7976 | 0 | 534.1075 | 0.00292 | 246.7976 | 0 | 532.8773 | 2.6669e-05 | 534.1075 | 0.00369 | 246.7976 | 0 | 247.106 | 1.8739e-05
| 345.3865 | 0 | 247.3126 | -0.00029969 | 247.0033 | -0.00052326 | 345.3865 | 5.2025e-05 | 247.3126 | -0.00074215 | 247.0033 | 0 | 247.0033 | 0 | 345.4174 | 6.8102e-06 | 247.3126 | 0 | 241.27 | -0.0015008 | 247.3126 | 0 | 345.3865 | 0.00193 | 247.3126 | 0 | 241.27 | 0.0010305 | 247.3126 | 0 | 241.27 | -0.0008344 | 247.3126 | 0 | 345.4174 | 1.0657e-05 | 247.3126 | 0 | 345.4174 | 9.6192e-06 | 247.3126 | 0 | 247.0033 | 0 | 534.2631 | 0.00368 | 247.0033 | 0 | 533.0339 | 1.0001e-05 | 534.2631 | 0.00387 | 247.0033 | 0 | 247.3126 | 2.675e-06
| 345.5001 | 0 | 247.5192 | 0.0012965 | 247.209 | 0.0002995 | 345.5001 | 0.00060832 | 247.5192 | 0.0010832 | 247.209 | 0 | 247.209 | 0 | 345.5275 | 7.4039e-06 | 247.5192 | 0 | 241.48 | -0.00025296 | 247.5192 | 0 | 345.5001 | 0.00164 | 247.5192 | 0 | 241.48 | -0.0012619 | 247.5192 | 1.6448e-05 | 241.48 | 0.00020589 | 247.5192 | 0 | 345.5275 | 9.111e-06 | 247.5192 | 0 | 345.5275 | 8.4443e-06 | 247.5192 | 0.00026818 | 247.2089 | 0 | 534.4187 | 0.00185 | 247.209 | 0 | 533.1906 | 0 | 534.4187 | 0.00374 | 247.2089 | 0 | 247.5192 | 1.6845e-05
| 345.6137 | 0 | 247.7258 | -0.00038723 | 247.4147 | 8.5496e-05 | 345.6137 | 0.00039883 | 247.7258 | -0.00051415 | 247.4147 | 0 | 247.4147 | 0 | 345.6376 | 8.86e-06 | 247.7258 | 0 | 241.69 | -0.0012985 | 247.7258 | 0 | 345.6137 | 0.00050617 | 247.7258 | 0 | 241.69 | -0.0022305 | 247.7258 | 0 | 241.69 | -0.00093193 | 247.7258 | 0 | 345.6376 | 9.8956e-06 | 247.7258 | 0 | 345.6376 | 8.016e-06 | 247.7258 | 0 | 247.4147 | 0 | 534.5743 | 0.00257 | 247.4147 | 0 | 533.3472 | 3.0002e-05 | 534.5743 | 0.00389 | 247.4147 | 0 | 247.7258 | 8.8664e-06
| 345.7273 | 8.9983e-05 | 247.9324 | 0.0011532 | 247.6204 | 0.00074213 | 345.7273 | 0 | 247.9324 | 0.00059283 | 247.6204 | 0 | 247.6204 | 0 | 345.7477 | 9.1849e-06 | 247.9324 | 0 | 241.89 | 0.0001855 | 247.9324 | 0 | 345.7273 | 0.00021766 | 247.9324 | 0 | 241.89 | 0.0016439 | 247.9324 | 1.6248e-05 | 241.89 | -0.0012895 | 247.9324 | 0 | 345.7477 | 1.0388e-05 | 247.9324 | 0 | 345.7477 | 7.8074e-06 | 247.9324 | 0.00029391 | 247.6204 | 0 | 534.7299 | 0.00049221 | 247.6204 | 0 | 533.5038 | 2.6669e-05 | 534.7299 | 0.00372 | 247.6204 | 0 | 247.9324 | 1.6207e-05
| 345.8409 | 5.091e-05 | 248.139 | 0.00024178 | 247.8261 | -0.00051748 | 345.8409 | 0.0006936 | 248.139 | 0.00047025 | 247.8261 | 0 | 247.8261 | 0 | 345.8578 | 9.2297e-06 | 248.139 | 0 | 242.1 | -0.0012648 | 248.139 | 0 | 345.8409 | 0.00102 | 248.139 | 0 | 242.1 | -0.0023273 | 248.139 | 0 | 242.1 | -0.00067186 | 248.139 | 0 | 345.8578 | 1.1617e-05 | 248.139 | 0 | 345.8578 | 7.8074e-06 | 248.139 | 0 | 247.8261 | 0 | 534.8855 | 0.00179 | 247.8261 | 0 | 533.6604 | 3.0002e-05 | 534.8855 | 0.00398 | 247.8261 | 0 | 248.139 | 7.0377e-06
| 345.9545 | 0.00023396 | 248.3457 | 0.001534 | 248.0319 | -0.00012075 | 345.9545 | 0 | 248.3457 | 0.00012022 | 248.0319 | 0 | 248.0319 | 0 | 345.9679 | 7.9079e-06 | 248.3457 | 0 | 242.3 | -0.00035414 | 248.3457 | 0 | 345.9545 | 0.00184 | 248.3457 | 0 | 242.3 | -0.00022869 | 248.3457 | 1.6967e-06 | 242.3 | 0.0012462 | 248.3457 | 0 | 345.9679 | 1.1781e-05 | 248.3457 | 0 | 345.9679 | 7.3791e-06 | 248.3457 | 0.00028337 | 248.0319 | 0 | 535.0411 | 0.00229 | 248.0319 | 0 | 533.8171 | 6.6672e-06 | 535.0411 | 0.00379 | 248.0319 | 0 | 248.3457 | 1.6368e-05
| 346.0681 | 0.00024855 | 248.5524 | -4.0745e-05 | 248.2377 | -0.00055478 | 346.0681 | 0.0006936 | 248.5524 | 0.00025674 | 248.2377 | 0 | 248.2377 | 0 | 346.078 | 7.3031e-06 | 248.5524 | 0 | 242.51 | 0.0012648 | 248.5524 | 0 | 346.0681 | 0.00098869 | 248.5524 | 0 | 242.51 | -0.00013183 | 248.5524 | 0 | 242.51 | -0.0018422 | 248.5524 | 0 | 346.078 | 1.0821e-05 | 248.5524 | 0 | 346.078 | 9.191e-06 | 248.5523 | 0 | 248.2377 | 0 | 535.1967 | 0.00080887 | 248.2377 | 0 | 533.9737 | 3.0002e-05 | 535.1967 | 0.00398 | 248.2377 | 0 | 248.5524 | 6.6288e-06
| 346.1816 | 0 | 248.759 | 0.0013706 | 248.4435 | -0.00017846 | 346.1816 | 0.00029547 | 248.759 | 0.00039027 | 248.4435 | 0 | 248.4435 | 0 | 346.1881 | 6.6198e-06 | 248.759 | 0 | 242.72 | -1.6864e-05 | 248.759 | 0 | 346.1816 | 0.00058673 | 248.759 | 0 | 242.72 | -0.00016412 | 248.759 | 1.2082e-05 | 242.72 | -0.001257 | 248.759 | 0 | 346.1881 | 1.0141e-05 | 248.759 | 0 | 346.1881 | 8.5541e-06 | 248.7591 | 0.00025879 | 248.4435 | 0 | 535.3524 | 0.00216 | 248.4435 | 0 | 534.1304 | 6.6672e-06 | 535.3524 | 0.00374 | 248.4435 | 0 | 248.759 | 1.5579e-05
| 346.2952 | 0 | 248.9657 | -0.00044032 | 248.6493 | -0.00028239 | 346.2952 | 6.9356e-05 | 248.9657 | -0.00021426 | 248.6493 | 0 | 248.6493 | 0 | 346.2983 | 8.244e-06 | 248.9657 | 0 | 242.92 | -0.0020742 | 248.9657 | 0 | 346.2952 | 0.00366 | 248.9657 | 0 | 242.92 | -0.00097128 | 248.9657 | 0 | 242.92 | -0.0021673 | 248.9657 | 0 | 346.2983 | 9.6263e-06 | 248.9657 | 0 | 346.2983 | 9.6192e-06 | 248.9657 | 0 | 248.6493 | 0 | 535.508 | 0.00215 | 248.6493 | 0 | 534.287 | 0 | 535.508 | 0.00395 | 248.6493 | 0 | 248.9657 | 6.4895e-06
| 346.4088 | 0 | 249.1725 | 0.00066979 | 248.8551 | 0.00026732 | 346.4088 | 0 | 249.1725 | 0.00011272 | 248.8551 | 0 | 248.8551 | 0 | 346.4084 | 8.4232e-06 | 249.1725 | 0 | 243.13 | 0.0009275 | 249.1725 | 0 | 346.4088 | 0.00147 | 249.1725 | 0 | 243.13 | 0.0004816 | 249.1725 | 1.2633e-05 | 243.13 | 0.00062851 | 249.1725 | 0 | 346.4084 | 9.111e-06 | 249.1725 | 0 | 346.4084 | 7.2693e-06 | 249.1724 | 0.0003988 | 248.8551 | 0 | 535.6637 | 0.0032 | 248.8551 | 0 | 534.4437 | 6.6672e-06 | 535.6637 | 0.00376 | 248.8551 | 0 | 249.1725 | 1.7325e-05
| 346.5224 | 0 | 249.3792 | -0.0005638 | 249.061 | -0.00022586 | 346.5224 | 0.0003468 | 249.3792 | -0.00055854 | 249.061 | 0 | 249.061 | 0 | 346.5185 | 9.5769e-06 | 249.3792 | 0 | 243.34 | -0.0017032 | 249.3792 | 0 | 346.5224 | 0.00207 | 249.3792 | 0 | 243.34 | -0.0040062 | 249.3792 | 0 | 243.34 | -0.001322 | 249.3792 | 0 | 346.5185 | 8.666e-06 | 249.3792 | 0 | 346.5185 | 8.4443e-06 | 249.3792 | 0 | 249.061 | 0 | 535.8194 | 0.00215 | 249.061 | 0 | 534.6004 | 1.0001e-05 | 535.8194 | 0.00397 | 249.061 | 0 | 249.3792 | 6.4381e-06
| 346.636 | 1.7997e-05 | 249.5859 | 0.00096001 | 249.2669 | -7.6511e-05 | 346.636 | 0 | 249.5859 | 0.00068014 | 249.2669 | 0 | 249.2669 | 0 | 346.6287 | 8.468e-06 | 249.5859 | 0 | 243.54 | 0.00028669 | 249.5859 | 0 | 346.636 | 0.00041639 | 249.5859 | 0 | 243.54 | -0.001165 | 249.5859 | 1.0059e-05 | 243.54 | 0.0012137 | 249.5859 | 0 | 346.6287 | 8.1039e-06 | 249.5859 | 0 | 346.6287 | 7.8074e-06 | 249.5859 | 0.00010898 | 249.2669 | 0 | 535.9751 | 0.00248 | 249.2669 | 0 | 534.7571 | 6.6672e-06 | 535.9751 | 0.00379 | 249.2669 | 0 | 249.5859 | 1.6865e-05
| 346.7496 | 0 | 249.7927 | 0.00027297 | 249.4728 | -0.001371 | 346.7496 | 0 | 249.7927 | 0.00026947 | 249.4728 | 0 | 249.4728 | 0 | 346.7388 | 8.9384e-06 | 249.7927 | 0 | 243.75 | 0.00045532 | 249.7927 | 0 | 346.7496 | 0.0021 | 249.7927 | 0 | 243.75 | -0.0018752 | 249.7927 | 0 | 243.75 | 0.00066102 | 249.7927 | 0 | 346.7388 | 8.3498e-06 | 249.7927 | 0 | 346.7388 | 7.3791e-06 | 249.7927 | 0 | 249.4728 | 0 | 536.1307 | 0.00223 | 249.4728 | 0 | 534.9137 | 1.0001e-05 | 536.1307 | 0.00395 | 249.4728 | 0 | 249.7927 | 4.6733e-06
| 346.8631 | 0.00062987 | 249.9995 | -6.0949e-06 | 249.6787 | -0.00037885 | 346.8631 | 0 | 249.9995 | 0.00032406 | 249.6787 | 0 | 249.6787 | 0 | 346.849 | 7.9527e-06 | 249.9995 | 0 | 243.96 | -0.0009275 | 249.9995 | 0 | 346.8631 | 0.00027444 | 249.9995 | 0 | 243.96 | 0.00041703 | 249.9995 | 8.5671e-06 | 243.96 | -0.0012245 | 249.9995 | 0 | 346.849 | 9.2164e-06 | 249.9995 | 0 | 346.849 | 7.0607e-06 | 249.9995 | 0.00015925 | 249.6787 | 0 | 536.2864 | 0.00207 | 249.6787 | 0 | 535.0704 | 6.6672e-06 | 536.2864 | 0.0037 | 249.6787 | 0 | 249.9995 | 1.6028e-05
| 346.9767 | 0 | 250.2063 | 0.00023554 | 249.8846 | -0.0003203 | 346.9767 | 0.0013 | 250.2063 | -0.00082894 | 249.8846 | 0 | 249.8846 | 0 | 346.9592 | 8.2104e-06 | 250.2063 | 0 | 244.16 | -0.0021416 | 250.2063 | 0 | 346.9767 | 0 | 250.2063 | 0 | 244.16 | -0.0013909 | 250.2063 | 0 | 244.16 | -0.0024923 | 250.2063 | 0 | 346.9592 | 9.4857e-06 | 250.2063 | 0 | 346.9592 | 4.9194e-06 | 250.2063 | 0 | 249.8846 | 0 | 536.4421 | 0.00193 | 249.8846 | 0 | 535.2271 | 1.0001e-05 | 536.4421 | 0.00385 | 249.8846 | 0 | 250.2063 | 6.3277e-06
| 347.0903 | 0 | 250.4131 | 0.0013269 | 250.0905 | 7.8454e-05 | 347.0903 | 0 | 250.4131 | -0.000265 | 250.0905 | 0 | 250.0905 | 0 | 347.0693 | 7.6391e-06 | 250.4131 | 0 | 244.37 | 0.00042159 | 250.4131 | 0 | 347.0903 | 0.00238 | 250.4131 | 0 | 244.37 | 0.0007076 | 250.4131 | 9.5327e-06 | 244.37 | -0.0016147 | 250.4131 | 0 | 347.0693 | 9.9542e-06 | 250.4131 | 0 | 347.0693 | 6.2042e-06 | 250.4131 | 0.00042285 | 250.0905 | 0 | 536.5978 | 0.00353 | 250.0905 | 0 | 535.3839 | 0 | 536.5978 | 0.0036 | 250.0905 | 0 | 250.4131 | 1.7098e-05
| 347.2038 | 8.684e-05 | 250.6199 | -0.00028633 | 250.2965 | -8.6455e-05 | 347.2038 | 0.00017341 | 250.6199 | -0.00062631 | 250.2965 | 0 | 250.2965 | 0 | 347.1795 | 7.9751e-06 | 250.6199 | 0 | 244.58 | 0.0019731 | 250.6199 | 0 | 347.2038 | 0.00156 | 250.6199 | 0 | 244.58 | -0.0021013 | 250.6199 | 0 | 244.58 | -0.00037928 | 250.6199 | 0 | 347.1795 | 1.061e-05 | 250.6199 | 0 | 347.1795 | 5.3477e-06 | 250.6199 | 0 | 250.2965 | 0 | 536.7536 | 0.00309 | 250.2965 | 0 | 535.5406 | 0 | 536.7536 | 0.00383 | 250.2965 | 0 | 250.6199 | 3.9409e-06
| 347.3174 | 0 | 250.8268 | 0.0010488 | 250.5025 | -6.1843e-05 | 347.3174 | 0 | 250.8268 | 0.00037066 | 250.5025 | 0 | 250.5025 | 0 | 347.2897 | 7.7399e-06 | 250.8268 | 0 | 244.78 | 0.0029174 | 250.8268 | 0 | 347.3174 | 0.00061512 | 250.8268 | 0 | 244.78 | -0.001165 | 250.8268 | 8.2582e-06 | 244.78 | 0.00053099 | 250.8268 | 0 | 347.2897 | 1.0762e-05 | 250.8268 | 0 | 347.2897 | 7.0607e-06 | 250.8268 | 0.00031987 | 250.5025 | 0 | 536.9093 | 0.00281 | 250.5025 | 0 | 535.6973 | 6.6672e-06 | 536.9093 | 0.00367 | 250.5025 | 0 | 250.8268 | 1.66e-05
| 347.431 | 0.00087741 | 251.0336 | 0.00067301 | 250.7085 | -0.00064788 | 347.431 | 0.00015606 | 251.0336 | 1.2998e-05 | 250.7085 | 0 | 250.7085 | 0 | 347.3999 | 8.7816e-06 | 251.0336 | 0 | 244.99 | -0.0010624 | 251.0336 | 0 | 347.431 | 0.00107 | 251.0336 | 0 | 244.99 | -0.0031345 | 251.0336 | 0 | 244.99 | -0.00050931 | 251.0336 | 0 | 347.3999 | 1.0469e-05 | 251.0336 | 0 | 347.3999 | 6.2042e-06 | 251.0336 | 0 | 250.7085 | 0 | 537.065 | 0.00232 | 250.7085 | 0 | 535.854 | 1.0001e-05 | 537.065 | 0.00392 | 250.7085 | 0 | 251.0336 | 5.5462e-06
| 347.5445 | 0 | 251.2405 | 0.0010061 | 250.9145 | 0.00017157 | 347.5445 | 0 | 251.2405 | 4.8858e-05 | 250.9145 | 0 | 250.9145 | 0 | 347.5101 | 8.7032e-06 | 251.2405 | 0 | 245.19 | 0.0011636 | 251.2405 | 0 | 347.5445 | 0 | 251.2405 | 0 | 245.19 | -0.00058385 | 251.2405 | 6.064e-06 | 245.19 | 0.00066102 | 251.2405 | 0 | 347.5101 | 8.9353e-06 | 251.2405 | 0 | 347.5101 | 7.0607e-06 | 251.2405 | 0.0001469 | 250.9145 | 0 | 537.2208 | 0.00302 | 250.9145 | 0 | 536.0108 | 6.6672e-06 | 537.2208 | 0.0037 | 250.9145 | 0 | 251.2405 | 1.3306e-05
| 347.6581 | 0 | 251.4474 | -0.00036655 | 251.1205 | 0.0004095 | 347.6581 | 8.6698e-05 | 251.4474 | -0.00032529 | 251.1205 | 0 | 251.1205 | 0 | 347.6203 | 9.5769e-06 | 251.4474 | 0 | 245.4 | 0.00065769 | 251.4474 | 0 | 347.6581 | 0.00127 | 251.4474 | 0 | 245.4 | -0.0006807 | 251.4474 | 0 | 245.4 | -0.0024598 | 251.4474 | 0 | 347.6203 | 9.4389e-06 | 251.4474 | 0 | 347.6203 | 8.4443e-06 | 251.4474 | 0 | 251.1205 | 0 | 537.3765 | 0.0019 | 251.1205 | 0 | 536.1675 | 3.0002e-05 | 537.3765 | 0.00382 | 251.1205 | 0 | 251.4474 | 5.2051e-06
| 347.7716 | 0 | 251.6543 | 0.00087616 | 251.3266 | -0.00064786 | 347.7716 | 0.00019118 | 251.6543 | 0.00072179 | 251.3266 | 0 | 251.3266 | 0 | 347.7305 | 8.8712e-06 | 251.6543 | 0 | 245.61 | -0.0010624 | 251.6543 | 0 | 347.7716 | 0.0009558 | 251.6543 | 0 | 245.61 | -0.0015847 | 251.6543 | 1.9326e-06 | 245.61 | -0.0029475 | 251.6543 | 0 | 347.7305 | 9.5911e-06 | 251.6543 | 0 | 347.7305 | 7.9172e-06 | 251.6543 | 0.00032018 | 251.3266 | 0 | 537.5323 | 0.00285 | 251.3266 | 0 | 536.3243 | 6.6672e-06 | 537.5323 | 0.00359 | 251.3266 | 0 | 251.6543 | 1.5984e-05
| 347.8852 | 0 | 251.8613 | -0.00066254 | 251.5326 | -0.00013885 | 347.8852 | 6.9356e-05 | 251.8613 | 0.00015357 | 251.5326 | 0 | 251.5326 | 0 | 347.8407 | 8.7144e-06 | 251.8613 | 0 | 245.81 | -0.001602 | 251.8613 | 0 | 347.8852 | 0.00081839 | 251.8613 | 0 | 245.81 | -0.0013909 | 251.8613 | 0 | 245.81 | -0.0031751 | 251.8613 | 0 | 347.8407 | 1.1231e-05 | 251.8613 | 0 | 347.8407 | 6.6324e-06 | 251.8613 | 0 | 251.5326 | 0 | 537.688 | 0.00207 | 251.5326 | 0 | 536.481 | 1.0001e-05 | 537.688 | 0.00374 | 251.5326 | 0 | 251.8613 | 6.1752e-06
| 347.9987 | 0.00080984 | 252.0682 | 0.00030233 | 251.7387 | 0.00081549 | 347.9987 | 0.00029547 | 252.0682 | -0.00027292 | 251.7387 | 0 | 251.7387 | 0 | 347.9509 | 8.3e-06 | 252.0682 | 0 | 246.02 | -0.00048905 | 252.0682 | 0 | 347.9987 | 0.00118 | 252.0682 | 0 | 246.02 | -0.001617 | 252.0682 | 1.6027e-05 | 246.02 | -0.00054182 | 252.0682 | 0 | 347.9509 | 1.1008e-05 | 252.0682 | 0 | 347.9509 | 8.1258e-06 | 252.0682 | 0.00033072 | 251.7387 | 0 | 537.8438 | 0.00403 | 251.7387 | 0 | 536.6378 | 0 | 537.8438 | 0.00358 | 251.7387 | 0 | 252.0682 | 1.6675e-05
| 348.1123 | 0.00037433 | 252.2752 | 5.5933e-05 | 251.9448 | -0.00057157 | 348.1123 | 0.00091902 | 252.2752 | 0.00025672 | 251.9448 | 0 | 251.9448 | 0 | 348.0611 | 1.0148e-05 | 252.2752 | 0 | 246.23 | 0.00069142 | 252.2752 | 0 | 348.1123 | 0.0019 | 252.2752 | 0 | 246.23 | 0.00077218 | 252.2752 | 0 | 246.23 | 7.5855e-05 | 252.2752 | 0 | 348.0611 | 1.0411e-05 | 252.2752 | 0 | 348.0611 | 1.0047e-05 | 252.2752 | 0 | 251.9448 | 0 | 537.9996 | 0.00174 | 251.9448 | 0 | 536.7946 | 3.0002e-05 | 537.9996 | 0.00373 | 251.9448 | 0 | 252.2752 | 6.805e-06
| 348.2258 | 0 | 252.4821 | 0.00099039 | 252.1509 | 0.00074057 | 348.2258 | 0.00059094 | 252.4821 | -0.00047385 | 252.1509 | 0 | 252.1509 | 0 | 348.1713 | 1.0563e-05 | 252.4821 | 0 | 246.43 | 0.00042159 | 252.4821 | 0 | 348.2258 | 0.00115 | 252.4821 | 0 | 246.43 | -0.00039012 | 252.4821 | 1.3826e-05 | 246.43 | -0.00060684 | 252.4821 | 0 | 348.1713 | 9.2632e-06 | 252.4821 | 0 | 348.1713 | 1.0805e-05 | 252.4821 | 0.00037691 | 252.1509 | 0 | 538.1554 | 0.00339 | 252.1509 | 0 | 536.9514 | 0 | 538.1554 | 0.00356 | 252.1509 | 0 | 252.4821 | 1.7547e-05
| 348.3394 | 0 | 252.6891 | -0.00063872 | 252.3571 | 0.00018856 | 348.3394 | 0 | 252.6891 | 0.00030954 | 252.3571 | 0 | 252.3571 | 0 | 348.2816 | 1.0585e-05 | 252.6891 | 0 | 246.64 | -0.00045532 | 252.6891 | 0 | 348.3394 | 0.00056294 | 252.6891 | 0 | 246.64 | -0.0030698 | 252.6891 | 0 | 246.64 | -0.0014521 | 252.6891 | 0 | 348.2816 | 8.9939e-06 | 252.6891 | 0 | 348.2816 | 8.4443e-06 | 252.6891 | 0 | 252.3571 | 0 | 538.3112 | 0.00063303 | 252.3571 | 0 | 537.1081 | 3.0002e-05 | 538.3112 | 0.0038 | 252.3571 | 0 | 252.6891 | 5.1163e-06
| 348.4529 | 0 | 252.8961 | 0.0011114 | 252.5632 | 0.00055767 | 348.4529 | 0.00033023 | 252.8961 | -0.00022773 | 252.5632 | 0 | 252.5632 | 0 | 348.3918 | 8.8936e-06 | 252.8961 | 0 | 246.85 | -0.001366 | 252.8961 | 0 | 348.4529 | 0 | 252.8961 | 0 | 246.85 | -9.9549e-05 | 252.8961 | 9.2514e-06 | 246.85 | 0.0010186 | 252.8961 | 0 | 348.3918 | 9.111e-06 | 252.8961 | 0 | 348.3918 | 7.0607e-06 | 252.8961 | 0.00023126 | 252.5633 | 0 | 538.467 | 0.00339 | 252.5632 | 0 | 537.2649 | 6.6672e-06 | 538.467 | 0.00362 | 252.5633 | 0 | 252.8961 | 1.6431e-05
| 348.5664 | 0 | 253.1032 | 0.00058748 | 252.7694 | -0.00014498 | 348.5664 | 6.9356e-05 | 253.1032 | -0.00054356 | 252.7694 | 0 | 252.7694 | 0 | 348.502 | 8.5576e-06 | 253.1032 | 0 | 247.05 | -0.0029174 | 253.1032 | 0 | 348.5664 | 0.00079001 | 253.1032 | 0 | 247.05 | -0.0036833 | 253.1032 | 0 | 247.05 | -0.0040204 | 253.1032 | 0 | 348.502 | 9.4038e-06 | 253.1032 | 0 | 348.502 | 6.314e-06 | 253.1032 | 0 | 252.7694 | 0 | 538.6228 | 0.00123 | 252.7694 | 0 | 537.4217 | 3.0002e-05 | 538.6228 | 0.00375 | 252.7694 | 0 | 253.1032 | 3.0833e-06
| 348.68 | 0 | 253.3102 | 0.0010388 | 252.9756 | 0.00061825 | 348.68 | 0 | 253.3102 | 0.00058826 | 252.9756 | 0 | 252.9756 | 0 | 348.6123 | 8.188e-06 | 253.3102 | 0 | 247.26 | 0.0005565 | 253.3102 | 0 | 348.68 | 0 | 253.3102 | 0 | 247.26 | -0.0025533 | 253.3102 | 1.3252e-05 | 247.26 | 0.0013112 | 253.3102 | 0 | 348.6123 | 8.8885e-06 | 253.3102 | 0 | 348.6123 | 5.7759e-06 | 253.3102 | 0.00043703 | 252.9756 | 0 | 538.7787 | 0.00422 | 252.9756 | 0 | 537.5785 | 2.6669e-05 | 538.7787 | 0.00351 | 252.9756 | 0 | 253.3102 | 1.6738e-05
| 348.7935 | 0.00057197 | 253.5173 | -0.00047852 | 253.1818 | 0.0001705 | 348.7935 | 0 | 253.5173 | -0.00037434 | 253.1818 | 0 | 253.1818 | 0 | 348.7226 | 8.58e-06 | 253.5173 | 0 | 247.47 | -0.0010287 | 253.5173 | 0 | 348.7935 | 0.00181 | 253.5173 | 0 | 247.47 | -0.0016493 | 253.5173 | 0 | 247.47 | -0.00018422 | 253.5173 | 0 | 348.7226 | 8.666e-06 | 253.5173 | 0 | 348.7226 | 5.2379e-06 | 253.5173 | 0 | 253.1818 | 0 | 538.9345 | 0.00167 | 253.1818 | 0 | 537.7354 | 1.0001e-05 | 538.9345 | 0.00371 | 253.1818 | 0 | 253.5173 | 5.3735e-06
| 348.907 | 0 | 253.7243 | 0.00087691 | 253.3881 | -0.00027724 | 348.907 | 0.00027809 | 253.7243 | 0.00055003 | 253.3881 | 0 | 253.3881 | 0 | 348.8328 | 9.0953e-06 | 253.7243 | 0 | 247.67 | -0.00052277 | 253.7243 | 0 | 348.907 | 0.00121 | 253.7243 | 0 | 247.67 | -0.00026098 | 253.7243 | 4.824e-06 | 247.67 | -0.00070437 | 253.7243 | 0 | 348.8328 | 8.9705e-06 | 253.7243 | 0 | 348.8328 | 8.016e-06 | 253.7243 | 0.00019346 | 253.388 | 0 | 539.0904 | 0.00346 | 253.3881 | 0 | 537.8922 | 2.6669e-05 | 539.0904 | 0.00362 | 253.388 | 0 | 253.7243 | 1.5541e-05
| 349.0205 | 0 | 253.9314 | -0.00040769 | 253.5943 | -0.00055132 | 349.0205 | 0.00057222 | 253.9314 | -7.0707e-05 | 253.5943 | 0 | 253.5943 | 0 | 348.9431 | 8.2888e-06 | 253.9314 | 0 | 247.88 | -0.00048905 | 253.9314 | 0 | 349.0205 | 0 | 253.9314 | 0 | 247.88 | -0.00035784 | 253.9314 | 0 | 247.88 | 1.0836e-05 | 253.9314 | 0 | 348.9431 | 9.7317e-06 | 253.9314 | 0 | 348.9431 | 6.0944e-06 | 253.9314 | 0 | 253.5943 | 0 | 539.2462 | 0.00248 | 253.5943 | 0 | 538.049 | 3.0002e-05 | 539.2462 | 0.00374 | 253.5943 | 0 | 253.9314 | 4.1559e-06
| 349.1341 | 0.00030594 | 254.1385 | 0.0014849 | 253.8006 | 0.0006893 | 349.1341 | 0.00045189 | 254.1385 | 0.00040509 | 253.8006 | 0 | 253.8006 | 0 | 349.0534 | 7.3815e-06 | 254.1385 | 0 | 248.09 | 0.00069142 | 254.1385 | 0 | 349.1341 | 0.00101 | 254.1385 | 0 | 248.09 | -2.6905e-06 | 254.1385 | 1.2421e-05 | 248.09 | 0.00059601 | 254.1385 | 0 | 349.0534 | 9.4272e-06 | 254.1385 | 0 | 349.0534 | 6.9509e-06 | 254.1385 | 0.00043223 | 253.8006 | 0 | 539.4021 | 0.00404 | 253.8006 | 0 | 538.2059 | 0 | 539.4021 | 0.00359 | 253.8006 | 0 | 254.1385 | 1.7534e-05
| 349.2476 | 0 | 254.3457 | 0.0005244 | 254.0068 | -0.00041051 | 349.2476 | 0.00041617 | 254.3457 | -0.00038441 | 254.0068 | 0 | 254.0068 | 0 | 349.1637 | 6.9558e-06 | 254.3457 | 0 | 248.3 | 0.00042159 | 254.3457 | 0 | 349.2476 | 0.00033588 | 254.3457 | 0 | 248.3 | -3.4977e-05 | 254.3457 | 0 | 248.3 | -0.0017446 | 254.3457 | 0 | 349.1637 | 9.6497e-06 | 254.3457 | 0 | 349.1637 | 7.5878e-06 | 254.3457 | 0 | 254.0068 | 0 | 539.558 | 0.00218 | 254.0068 | 0 | 538.3627 | 1.0001e-05 | 539.558 | 0.00376 | 254.0068 | 0 | 254.3457 | 2.6537e-06
| 349.3611 | 0.00014397 | 254.5528 | 0.00099766 | 254.2131 | 0.00075891 | 349.3611 | 0 | 254.5528 | 0.00017504 | 254.2131 | 0 | 254.2131 | 0 | 349.2739 | 7.6727e-06 | 254.5528 | 0 | 248.5 | 0.00045532 | 254.5528 | 0 | 349.3611 | 0 | 254.5528 | 0 | 248.5 | -0.00061613 | 254.5528 | 1.1029e-05 | 248.5 | 0.0019939 | 254.5528 | 0 | 349.2739 | 9.5443e-06 | 254.5528 | 0 | 349.2739 | 9.729e-06 | 254.5528 | 0.00034647 | 254.2131 | 0 | 539.7138 | 0.0026 | 254.2131 | 0 | 538.5196 | 6.6672e-06 | 539.7138 | 0.00362 | 254.2131 | 0 | 254.5528 | 1.4978e-05
| 349.4746 | 0.00106 | 254.76 | 0.0002869 | 254.4195 | -7.2625e-05 | 349.4746 | 0.00064159 | 254.76 | -0.00013595 | 254.4195 | 0 | 254.4195 | 0 | 349.3842 | 8.1432e-06 | 254.76 | 0 | 248.71 | -0.0012648 | 254.76 | 0 | 349.4746 | 0.00098869 | 254.76 | 0 | 248.71 | -0.00058385 | 254.76 | 0 | 248.71 | -0.0019397 | 254.76 | 0 | 349.3842 | 1.0282e-05 | 254.76 | 0 | 349.3842 | 1.0377e-05 | 254.76 | 0 | 254.4195 | 0 | 539.8697 | 0.00144 | 254.4195 | 0 | 538.6764 | 1.0001e-05 | 539.8697 | 0.0038 | 254.4195 | 0 | 254.76 | 2.1054e-06
| 349.5881 | 0 | 254.9671 | 0.0007582 | 254.6258 | -0.0010676 | 349.5881 | 0 | 254.9671 | 1.3272e-05 | 254.6258 | 0 | 254.6258 | 0 | 349.4945 | 8.188e-06 | 254.9671 | 0 | 248.92 | 0.0028838 | 254.9671 | 0 | 349.5881 | 0 | 254.9671 | 0 | 248.92 | 0.00054618 | 254.9671 | 1.2393e-05 | 248.92 | 0.00043346 | 254.9671 | 0 | 349.4945 | 9.6497e-06 | 254.9671 | 0 | 349.4945 | 6.0944e-06 | 254.9671 | 0.00012565 | 254.6258 | 0 | 540.0256 | 0.00276 | 254.6258 | 0 | 538.8333 | 6.6672e-06 | 540.0256 | 0.00359 | 254.6258 | 0 | 254.9671 | 1.6686e-05
| 349.7016 | 0.00024855 | 255.1743 | -0.00035822 | 254.8321 | -0.00058551 | 349.7016 | 0 | 255.1743 | -9.0553e-05 | 254.8321 | 0 | 254.8321 | 0 | 349.6048 | 8.7032e-06 | 255.1743 | 0 | 249.12 | -0.0015346 | 255.1743 | 0 | 349.7016 | 0.00050617 | 255.1743 | 0 | 249.12 | -0.00048698 | 255.1743 | 0 | 249.12 | -5.4182e-05 | 255.1743 | 0 | 349.6048 | 9.9307e-06 | 255.1743 | 0 | 349.6048 | 5.2379e-06 | 255.1743 | 0 | 254.8321 | 0 | 540.1815 | 0.00049235 | 254.8321 | 0 | 538.9902 | 1.0001e-05 | 540.1815 | 0.00379 | 254.8321 | 0 | 255.1743 | 5.1461e-06
| 349.8151 | 0.00017997 | 255.3815 | 0.00094326 | 255.0385 | 0.00031878 | 349.8151 | 0 | 255.3815 | 0.00035317 | 255.0385 | 0 | 255.0385 | 0 | 349.7151 | 8.3224e-06 | 255.3815 | 0 | 249.33 | -0.001231 | 255.3815 | 0 | 349.8151 | 0.00272 | 255.3815 | 0 | 249.33 | 9.4169e-05 | 255.3815 | 6.1985e-06 | 249.33 | 0.00036844 | 255.3815 | 0 | 349.7151 | 9.4038e-06 | 255.3815 | 0 | 349.7151 | 4.2825e-06 | 255.3815 | 0.0003024 | 255.0385 | 0 | 540.3374 | 0.00406 | 255.0385 | 0 | 539.1471 | 6.6672e-06 | 540.3374 | 0.00356 | 255.0385 | 0 | 255.3815 | 1.4744e-05
| 349.9286 | 0 | 255.5888 | -2.8604e-06 | 255.2449 | -0.000224 | 349.9286 | 0 | 255.5888 | -0.0014485 | 255.2449 | 0 | 255.2449 | 0 | 349.8254 | 8.4456e-06 | 255.5888 | 0 | 249.54 | -0.0010961 | 255.5888 | 0 | 349.9286 | 0.00067647 | 255.5888 | 0 | 249.54 | -0.00074527 | 255.5888 | 0 | 249.54 | -0.0010945 | 255.5888 | 0 | 349.8254 | 1.0083e-05 | 255.5888 | 0 | 349.8254 | 7.6976e-06 | 255.5888 | 0 | 255.2449 | 0 | 540.4934 | 0.00236 | 255.2449 | 0 | 539.3039 | 1.0001e-05 | 540.4934 | 0.00373 | 255.2449 | 0 | 255.5888 | 5.5354e-06
| 350.0421 | 0 | 255.796 | 0.00095144 | 255.4513 | 0.00012875 | 350.0421 | 0 | 255.796 | 0.00060578 | 255.4513 | 0 | 255.4513 | 0 | 349.9358 | 7.8295e-06 | 255.796 | 0 | 249.74 | 0.00079259 | 255.796 | 0 | 350.0421 | 0.00027444 | 255.796 | 0 | 249.74 | 0.00028789 | 255.796 | 7.3106e-06 | 249.74 | 0.00062851 | 255.796 | 0 | 349.9358 | 9.9307e-06 | 255.796 | 0 | 349.9358 | 8.016e-06 | 255.796 | 0.00028707 | 255.4513 | 0 | 540.6493 | 0.00206 | 255.4513 | 0 | 539.4608 | 0 | 540.6493 | 0.0035 | 255.4513 | 0 | 255.796 | 1.6113e-05
| 350.1556 | 0.00062587 | 256.0032 | 0.00039053 | 255.6577 | 0.00011164 | 350.1556 | 0.00019074 | 256.0032 | -0.00046194 | 255.6577 | 0 | 255.6577 | 0 | 350.0461 | 8.8936e-06 | 256.0032 | 0 | 249.95 | 0.0005565 | 256.0032 | 0 | 350.1556 | 0.00027911 | 256.0032 | 0 | 249.95 | -0.0006807 | 256.0032 | 0 | 249.95 | -0.0019397 | 256.0032 | 0 | 350.0461 | 1.0657e-05 | 256.0032 | 0 | 350.0461 | 8.8725e-06 | 256.0032 | 0 | 255.6577 | 0 | 540.8053 | 0.00178 | 255.6577 | 0 | 539.6178 | 3.0002e-05 | 540.8053 | 0.00373 | 255.6577 | 0 | 256.0032 | 3.9297e-06
| 350.2691 | 0 | 256.2105 | 0.00035893 | 255.8642 | 0.0013578 | 350.2691 | 0 | 256.2105 | 0.00068292 | 255.8642 | 0 | 255.8642 | 0 | 350.1564 | 8.7032e-06 | 256.2105 | 0 | 250.16 | 0.0016358 | 256.2105 | 0 | 350.2691 | 0.00255 | 256.2105 | 0 | 250.16 | -0.0021013 | 256.2105 | 1.9997e-05 | 250.16 | -0.0001192 | 256.2105 | 0 | 350.1564 | 9.6263e-06 | 256.2105 | 0 | 350.1564 | 8.9823e-06 | 256.2105 | 0.00028534 | 255.8642 | 0 | 540.9612 | 0.00232 | 255.8642 | 0 | 539.7747 | 0 | 540.9612 | 0.0036 | 255.8642 | 0 | 256.2105 | 1.3982e-05
| 350.3826 | 0.00030245 | 256.4178 | 0.00014607 | 256.0706 | -0.00066236 | 350.3826 | 0.00104 | 256.4178 | 1.6188e-05 | 256.0706 | 0 | 256.0706 | 0 | 350.2668 | 9.2073e-06 | 256.4178 | 0 | 250.36 | -0.0015684 | 256.4178 | 0 | 350.3826 | 0.00059133 | 256.4178 | 0 | 250.36 | -0.0031345 | 256.4178 | 0 | 250.36 | -0.0022973 | 256.4178 | 0 | 350.2668 | 9.4857e-06 | 256.4178 | 0 | 350.2668 | 7.9172e-06 | 256.4178 | 0 | 256.0706 | 0 | 541.1172 | 0.00271 | 256.0706 | 0 | 539.9316 | 3.0002e-05 | 541.1172 | 0.00379 | 256.0706 | 0 | 256.4178 | 4.0255e-06
| 350.4961 | 0.00093582 | 256.6251 | 0.00072722 | 256.2771 | -0.00023275 | 350.4961 | 0 | 256.6251 | 0.00056991 | 256.2771 | 0 | 256.2771 | 0 | 350.3771 | 8.636e-06 | 256.6251 | 0 | 250.57 | 0.00082632 | 256.6251 | 0 | 350.4961 | 0.00113 | 256.6251 | 0 | 250.57 | -0.00064841 | 256.6251 | 6.3435e-06 | 250.57 | 0.00088859 | 256.6251 | 0 | 350.3771 | 8.5606e-06 | 256.6251 | 0 | 350.3771 | 6.6324e-06 | 256.6251 | 0.00026669 | 256.2771 | 0 | 541.2731 | 0.00383 | 256.2771 | 0 | 540.0885 | 0 | 541.2731 | 0.00357 | 256.2771 | 0 | 256.6251 | 1.6141e-05
| 350.6096 | 0.00042823 | 256.8324 | -0.00047792 | 256.4836 | -6.0596e-05 | 350.6096 | 0 | 256.8324 | -9.1797e-06 | 256.4836 | 0 | 256.4836 | 0 | 350.4875 | 8.7032e-06 | 256.8324 | 0 | 250.78 | -0.0012648 | 256.8324 | 0 | 350.6096 | 0.00158 | 256.8324 | 0 | 250.78 | -0.0028439 | 256.8324 | 0 | 250.78 | -0.0016797 | 256.8324 | 0 | 350.4875 | 9.5911e-06 | 256.8324 | 0 | 350.4875 | 4.4912e-06 | 256.8324 | 0 | 256.4836 | 0 | 541.4291 | 0.00262 | 256.4836 | 0 | 540.2454 | 3.0002e-05 | 541.4291 | 0.00374 | 256.4836 | 0 | 256.8324 | 5.7662e-06
| 350.7231 | 0.00066587 | 257.0398 | 0.0010056 | 256.6901 | 0.00066246 | 350.7231 | 0 | 257.0398 | 0.00041251 | 256.6901 | 0 | 256.6901 | 0 | 350.5978 | 7.9303e-06 | 257.0398 | 0 | 250.99 | 0.0029849 | 257.0398 | 0 | 350.7231 | 0.00058673 | 257.0398 | 0 | 250.99 | -0.0016815 | 257.0398 | 9.9941e-06 | 250.99 | -0.0013871 | 257.0398 | 0 | 350.5978 | 1.0388e-05 | 257.0398 | 0 | 350.5978 | 5.8857e-06 | 257.0398 | 0.0001989 | 256.6901 | 0 | 541.5851 | 0.00329 | 256.6901 | 0 | 540.4024 | 2.6669e-05 | 541.5851 | 0.00356 | 256.6901 | 0 | 257.0398 | 1.743e-05
| 350.8366 | 0.00108 | 257.2471 | 0.00070612 | 256.8966 | -0.00043767 | 350.8366 | 0.00057222 | 257.2471 | -1.3694e-05 | 256.8966 | 0 | 256.8966 | 0 | 350.7082 | 8.3e-06 | 257.2471 | 0 | 251.19 | -0.0011636 | 257.2471 | 0 | 350.8366 | 0 | 257.2471 | 0 | 251.19 | -0.00032556 | 257.2471 | 0 | 251.19 | -0.0018422 | 257.2471 | 0 | 350.7082 | 1.2296e-05 | 257.2471 | 0 | 350.7082 | 4.8096e-06 | 257.2471 | 0 | 256.8966 | 0 | 541.7411 | 0.00345 | 256.8966 | 0 | 540.5593 | 1.0001e-05 | 541.7411 | 0.00376 | 256.8966 | 0 | 257.2471 | 5.9221e-06
| 350.9501 | 0 | 257.4545 | 0.00091947 | 257.1032 | 2.0965e-05 | 350.9501 | 0 | 257.4545 | 0.00026351 | 257.1032 | 0 | 257.1032 | 0 | 350.8186 | 8.58e-06 | 257.4545 | 0 | 251.4 | -5.0592e-05 | 257.4545 | 0 | 350.9501 | 0.00027444 | 257.4545 | 0 | 251.4 | -6.7263e-05 | 257.4545 | 1.675e-05 | 251.4 | 0.0019614 | 257.4545 | 0 | 350.8186 | 1.1722e-05 | 257.4545 | 0 | 350.8186 | 5.8857e-06 | 257.4545 | 0.00042366 | 257.1032 | 0 | 541.8971 | 0.00262 | 257.1032 | 0 | 540.7163 | 0 | 541.8971 | 0.00356 | 257.1032 | 0 | 257.4545 | 1.6046e-05
| 351.0635 | 0.00033839 | 257.6619 | -8.6919e-05 | 257.3098 | -0.0009633 | 351.0635 | 0.00032946 | 257.6619 | -0.00032635 | 257.3098 | 0 | 257.3098 | 0 | 350.9289 | 8.58e-06 | 257.6619 | 0 | 251.61 | -0.001366 | 257.6619 | 0 | 351.0635 | 0.00164 | 257.6619 | 0 | 251.61 | -0.00048698 | 257.6619 | 0 | 251.61 | -0.00034676 | 257.6619 | 0 | 350.9289 | 1.1371e-05 | 257.6619 | 0 | 350.9289 | 6.4128e-06 | 257.6619 | 0 | 257.3098 | 0 | 542.0531 | 0.00181 | 257.3098 | 0 | 540.8732 | 0 | 542.0531 | 0.00381 | 257.3098 | 0 | 257.6619 | 5.9652e-06
| 351.177 | 0.00070186 | 257.8693 | 0.0013449 | 257.5163 | 3.6071e-05 | 351.177 | 0.00013905 | 257.8693 | 0.00047096 | 257.5163 | 0 | 257.5163 | 0 | 351.0393 | 8.0536e-06 | 257.8693 | 0 | 251.81 | 0.0014334 | 257.8693 | 0 | 351.177 | 0.00047317 | 257.8693 | 0 | 251.81 | 0.0014179 | 257.8693 | 9.0088e-06 | 251.81 | 0.0017988 | 257.8693 | 0 | 351.0393 | 9.4389e-06 | 257.8693 | 0 | 351.0393 | 6.9509e-06 | 257.8693 | 0.00033392 | 257.5163 | 0 | 542.2091 | 0.00411 | 257.5163 | 0 | 541.0302 | 2.6669e-05 | 542.2091 | 0.0036 | 257.5163 | 0 | 257.8693 | 1.7119e-05
| 351.2905 | 0.0004462 | 258.0767 | 0.00015416 | 257.7229 | 0.00010543 | 351.2905 | 0.00086701 | 258.0767 | 2.1756e-06 | 257.7229 | 0 | 257.7229 | 0 | 351.1497 | 7.9864e-06 | 258.0767 | 0 | 252.02 | -0.00086005 | 258.0767 | 0 | 351.2905 | 0.00064808 | 258.0767 | 0 | 252.02 | -0.00016412 | 258.0767 | 0 | 252.02 | -0.0011595 | 258.0767 | 0 | 351.1497 | 1.0083e-05 | 258.0767 | 0 | 351.1497 | 6.4128e-06 | 258.0767 | 0 | 257.7229 | 0 | 542.3651 | 0.00278 | 257.7229 | 0 | 541.1872 | 0 | 542.3651 | 0.00372 | 257.7229 | 0 | 258.0767 | 3.9164e-06
| 351.404 | 0.00098981 | 258.2841 | 0.0013269 | 257.9296 | -0.00074859 | 351.404 | 0.00143 | 258.2841 | -6.3299e-05 | 257.9296 | 0 | 257.9296 | 0 | 351.2601 | 8.524e-06 | 258.2841 | 0 | 252.23 | -0.00069142 | 258.2841 | 0 | 351.404 | 0.00226 | 258.2841 | 0 | 252.23 | 0.0019345 | 258.2841 | 6.7062e-06 | 252.23 | 0.0019939 | 258.2841 | 0 | 351.2601 | 9.7551e-06 | 258.2841 | 0 | 351.2601 | 5.7759e-06 | 258.2841 | 0.00045185 | 257.9296 | 0 | 542.5212 | 0.00216 | 257.9296 | 0 | 541.3442 | 6.6672e-06 | 542.5212 | 0.00344 | 257.9296 | 0 | 258.2841 | 1.6128e-05
| 351.5174 | 0.00089539 | 258.4916 | 0.00019487 | 258.1362 | 0.00045789 | 351.5174 | 0.00041617 | 258.4916 | -1.8626e-05 | 258.1362 | 0 | 258.1362 | 0 | 351.3705 | 9.2297e-06 | 258.4916 | 0 | 252.44 | 0.00021923 | 258.4916 | 0 | 351.5174 | 0.00064808 | 258.4916 | 0 | 252.44 | -0.0013909 | 258.4916 | 0 | 252.44 | 0.0012137 | 258.4916 | 0 | 351.3705 | 1.1125e-05 | 258.4916 | 0 | 351.3705 | 6.4128e-06 | 258.4916 | 0 | 258.1362 | 0 | 542.6772 | 0.0016 | 258.1362 | 0 | 541.5012 | 1.0001e-05 | 542.6772 | 0.00355 | 258.1362 | 0 | 258.4916 | 7.7429e-06
| 351.6309 | 0.00057588 | 258.699 | 0.00069575 | 258.3428 | -0.00032765 | 351.6309 | 0 | 258.699 | 0.0011038 | 258.3428 | 0 | 258.3428 | 0 | 351.4809 | 9.2073e-06 | 258.699 | 0 | 252.64 | 0.0005565 | 258.699 | 0 | 351.6309 | 0.0009558 | 258.699 | 0 | 252.64 | -0.0010358 | 258.699 | 7.634e-06 | 252.64 | 0.00017338 | 258.699 | 0 | 351.4809 | 9.6497e-06 | 258.699 | 0 | 351.4809 | 5.1281e-06 | 258.699 | 0.00029252 | 258.3428 | 0 | 542.8333 | 0.00213 | 258.3428 | 0 | 541.6581 | 4.667e-05 | 542.8333 | 0.00341 | 258.3428 | 0 | 258.699 | 1.4745e-05
| 351.7444 | 0.00084148 | 258.9065 | 0.00058798 | 258.5495 | -2.5482e-05 | 351.7444 | 0 | 258.9065 | -0.00049667 | 258.5495 | 0 | 258.5495 | 0 | 351.5913 | 8.7144e-06 | 258.9065 | 0 | 252.85 | -0.0012648 | 258.9065 | 0 | 351.7444 | 0.00047779 | 258.9065 | 0 | 252.85 | -0.0028439 | 258.9065 | 0 | 252.85 | 0.00027091 | 258.9065 | 0 | 351.5913 | 1.0013e-05 | 258.9065 | 0 | 351.5913 | 5.4575e-06 | 258.9065 | 0 | 258.5495 | 0 | 542.9893 | 0.00164 | 258.5495 | 0 | 541.8152 | 0 | 542.9893 | 0.00365 | 258.5495 | 0 | 258.9065 | 7.2297e-06
| 351.8578 | 0.00055789 | 259.114 | 0.0015003 | 258.7562 | 0.00016484 | 351.8578 | 0.00019118 | 259.114 | 0.00052763 | 258.7562 | 0 | 258.7562 | 0 | 351.7017 | 7.0343e-06 | 259.114 | 0 | 253.06 | 0.00015177 | 259.114 | 0 | 351.8578 | 0.00115 | 259.114 | 0 | 253.06 | -0.00084214 | 259.114 | 7.048e-06 | 253.06 | -0.00018422 | 259.114 | 0 | 351.7017 | 9.9776e-06 | 259.114 | 0 | 351.7017 | 4.9194e-06 | 259.114 | 0.00032739 | 258.7562 | 0 | 543.1454 | 0.00294 | 258.7562 | 0 | 541.9722 | 0 | 543.1454 | 0.00356 | 258.7562 | 0 | 259.114 | 1.6695e-05
| 351.9713 | 0.00062587 | 259.3215 | 0.00059359 | 258.9629 | -0.00041441 | 351.9713 | 0.00038148 | 259.3215 | 4.8212e-05 | 258.9629 | 0 | 258.9629 | 0 | 351.8121 | 6.9334e-06 | 259.3215 | 0 | 253.26 | 0.0026476 | 259.3215 | 0 | 351.9713 | 0.00122 | 259.3215 | 0 | 253.26 | -3.4977e-05 | 259.3215 | 0 | 253.26 | -0.0016147 | 259.3215 | 0 | 351.8121 | 9.919e-06 | 259.3215 | 0 | 351.8121 | 6.4128e-06 | 259.3215 | 0 | 258.9629 | 0 | 543.3015 | 0.00294 | 258.9629 | 0 | 542.1292 | 0 | 543.3015 | 0.00378 | 258.9629 | 0 | 259.3215 | 5.3954e-06
| 352.0847 | 0.00052189 | 259.5291 | 0.00090276 | 259.1696 | 0.00012346 | 352.0847 | 0 | 259.5291 | 0.00017666 | 259.1696 | 0 | 259.1696 | 0 | 351.9225 | 7.5943e-06 | 259.5291 | 0 | 253.47 | 0.00075887 | 259.5291 | 0 | 352.0847 | 0 | 259.5291 | 0 | 253.47 | 0.0014824 | 259.5291 | 1.3005e-05 | 253.47 | 0.00043346 | 259.5291 | 0 | 351.9225 | 9.6848e-06 | 259.5291 | 0 | 351.9225 | 7.8074e-06 | 259.529 | 0.00027518 | 259.1696 | 0 | 543.4575 | 0.00459 | 259.1696 | 0 | 542.2862 | 2.6669e-05 | 543.4575 | 0.00356 | 259.1696 | 0 | 259.5291 | 1.3661e-05
| 352.1982 | 0.00094928 | 259.7366 | 0.00031237 | 259.3764 | 0.00040384 | 352.1982 | 0 | 259.7366 | -0.0009586 | 259.3764 | 0 | 259.3764 | 0 | 352.033 | 8.7368e-06 | 259.7366 | 0 | 253.68 | -0.00038786 | 259.7366 | 0 | 352.1982 | 0.00056294 | 259.7366 | 0 | 253.68 | -0.0016815 | 259.7366 | 0 | 253.68 | -0.0016472 | 259.7366 | 0 | 352.033 | 9.3218e-06 | 259.7366 | 0 | 352.033 | 8.9823e-06 | 259.7366 | 0 | 259.3764 | 0 | 543.6136 | 0.00227 | 259.3764 | 0 | 542.4432 | 1.0001e-05 | 543.6136 | 0.00368 | 259.3764 | 0 | 259.7366 | 6.7224e-06
| 352.3116 | 0.00119 | 259.9442 | 0.00093809 | 259.5831 | 5.3957e-05 | 352.3116 | 0.00036499 | 259.9442 | 0.00011351 | 259.5831 | 0 | 259.5831 | 0 | 352.1434 | 9.7561e-06 | 259.9442 | 0 | 253.89 | 0.0017032 | 259.9442 | 0 | 352.3116 | 0.00016089 | 259.9442 | 0 | 253.89 | 0.0013211 | 259.9442 | 1.275e-05 | 253.89 | -0.00057433 | 259.9442 | 0 | 352.1434 | 1.0177e-05 | 259.9442 | 0 | 352.1434 | 8.2356e-06 | 259.9442 | 0.00037179 | 259.5831 | 0 | 543.7697 | 0.00248 | 259.5831 | 0 | 542.6003 | 0 | 543.7697 | 0.00348 | 259.5831 | 0 | 259.9442 | 1.7123e-05
| 352.4251 | 0.00111 | 260.1518 | -0.00022854 | 259.7899 | -0.00032607 | 352.4251 | 0.00024276 | 260.1518 | -0.00068036 | 259.7899 | 0 | 259.7899 | 0 | 352.2539 | 9.5657e-06 | 260.1517 | 0 | 254.09 | -0.00082632 | 260.1517 | 0 | 352.4251 | 5.2034e-05 | 260.1517 | 0 | 254.09 | -0.0029407 | 260.1518 | 0 | 254.09 | -0.0021348 | 260.1517 | 0 | 352.2539 | 8.9939e-06 | 260.1517 | 0 | 352.2539 | 7.3791e-06 | 260.1518 | 0 | 259.7899 | 0 | 543.9258 | 0.0029 | 259.7899 | 0 | 542.7573 | 1.0001e-05 | 543.9258 | 0.00367 | 259.7899 | 0 | 260.1518 | 5.1896e-06
| 352.5385 | 0.0025 | 260.3593 | 0.0013772 | 259.9967 | -0.00029531 | 352.5385 | 0.00090379 | 260.3593 | 0.00019752 | 259.9967 | 0 | 259.9967 | 0 | 352.3643 | 9.3865e-06 | 260.3593 | 0 | 254.3 | 0.0019057 | 260.3593 | 0 | 352.5385 | 0.00061512 | 260.3593 | 0 | 254.3 | -0.00077756 | 260.3593 | 7.0805e-06 | 254.3 | -0.00060684 | 260.3593 | 0 | 352.3643 | 8.1273e-06 | 260.3593 | 0 | 352.3643 | 8.2356e-06 | 260.3593 | 0.00030406 | 259.9967 | 0 | 544.082 | 0.00278 | 259.9967 | 0 | 542.9144 | 0 | 544.082 | 0.00353 | 259.9967 | 0 | 260.3593 | 1.7642e-05
| 352.652 | 0.00197 | 260.567 | 0.00029514 | 260.2035 | -0.00037873 | 352.652 | 0.00052021 | 260.567 | 6.6143e-06 | 260.2035 | 0 | 260.2035 | 0 | 352.4748 | 9.4873e-06 | 260.567 | 0 | 254.51 | -0.0019393 | 260.567 | 0 | 352.652 | 0.00027911 | 260.567 | 0 | 254.51 | 0.00093361 | 260.567 | 0 | 254.51 | -2.1673e-05 | 260.567 | 0 | 352.4748 | 8.3498e-06 | 260.567 | 0 | 352.4748 | 7.0607e-06 | 260.567 | 0 | 260.2035 | 0 | 544.2381 | 0.00269 | 260.2035 | 0 | 543.0714 | 0 | 544.2381 | 0.00365 | 260.2035 | 0 | 260.567 | 4.8284e-06
| 352.7654 | 0.00203 | 260.7746 | 0.00083154 | 260.4103 | 0.00045481 | 352.7654 | 0 | 260.7746 | 0.00035442 | 260.4103 | 0 | 260.4103 | 0 | 352.5852 | 9.4089e-06 | 260.7746 | 0 | 254.72 | 0.00065769 | 260.7746 | 0 | 352.7654 | 0.00101 | 260.7746 | 0 | 254.72 | 0.0009659 | 260.7746 | 9.5138e-06 | 254.72 | 0.0016688 | 260.7746 | 0 | 352.5852 | 8.7831e-06 | 260.7746 | 0 | 352.5852 | 6.9509e-06 | 260.7746 | 0.00028936 | 260.4103 | 0 | 544.3942 | 0.00431 | 260.4103 | 0 | 543.2285 | 2.6669e-05 | 544.3942 | 0.00347 | 260.4103 | 0 | 260.7746 | 1.7679e-05
| 352.8789 | 0.00314 | 260.9822 | -0.00058492 | 260.6172 | -0.00051918 | 352.8789 | 8.6698e-05 | 260.9822 | -0.00068083 | 260.6172 | 0 | 260.6172 | 0 | 352.6957 | 9.4089e-06 | 260.9822 | 0 | 254.92 | -0.00065769 | 260.9822 | 0 | 352.8789 | 0.00133 | 260.9822 | 0 | 254.92 | -0.0020045 | 260.9822 | 0 | 254.92 | -0.0010295 | 260.9822 | 0 | 352.6957 | 1.0762e-05 | 260.9822 | 0 | 352.6957 | 5.6661e-06 | 260.9822 | 0 | 260.6172 | 0 | 544.5504 | 0.00266 | 260.6172 | 0 | 543.3856 | 1.0001e-05 | 544.5504 | 0.00362 | 260.6172 | 0 | 260.9822 | 3.9275e-06
| 352.9923 | 0.00347 | 261.1899 | 0.00093543 | 260.8241 | 0.0007921 | 352.9923 | 0.00060832 | 261.1899 | 0.00042884 | 260.8241 | 0 | 260.8241 | 0 | 352.8062 | 8.636e-06 | 261.1899 | 0 | 255.13 | -0.00059023 | 261.1899 | 0 | 352.9923 | 0.00030283 | 261.1899 | 0 | 255.13 | -0.00074527 | 261.1899 | 1.2336e-05 | 255.13 | 0.0010186 | 261.1899 | 0 | 352.8062 | 9.5092e-06 | 261.1899 | 0 | 352.8062 | 8.4443e-06 | 261.1899 | 0.00022353 | 260.8241 | 0 | 544.7065 | 0.00311 | 260.8241 | 0 | 543.5427 | 6.6672e-06 | 544.7065 | 0.00349 | 260.8241 | 0 | 261.1899 | 1.5613e-05
| 353.1057 | 0.00379 | 261.3976 | -0.00060389 | 261.0309 | -0.00068594 | 353.1057 | 0.00091902 | 261.3976 | 0.00014872 | 261.0309 | 0 | 261.0309 | 0 | 352.9166 | 8.7592e-06 | 261.3976 | 0 | 255.34 | 0.00059023 | 261.3976 | 0 | 353.1057 | 0.00255 | 261.3976 | 0 | 255.34 | -0.00026098 | 261.3976 | 0 | 255.34 | -0.0017121 | 261.3976 | 0 | 352.9166 | 1.0141e-05 | 261.3976 | 0 | 352.9166 | 1.0805e-05 | 261.3976 | 0 | 261.0309 | 0 | 544.8627 | 0.00299 | 261.0309 | 0 | 543.6997 | 1.0001e-05 | 544.8627 | 0.00366 | 261.0309 | 0 | 261.3976 | 3.6242e-06
| 353.2192 | 0.00423 | 261.6053 | 0.00083082 | 261.2378 | 0.0014219 | 353.2192 | 0 | 261.6053 | 0.00077057 | 261.2378 | 0 | 261.2378 | 0 | 353.0271 | 8.2664e-06 | 261.6053 | 0 | 255.54 | 0.00062396 | 261.6053 | 0 | 353.2192 | 0.00044478 | 261.6053 | 0 | 255.54 | -0.0011973 | 261.6053 | 1.9069e-05 | 255.54 | -0.00063934 | 261.6053 | 0 | 353.0271 | 8.7831e-06 | 261.6053 | 0 | 353.0271 | 9.8388e-06 | 261.6053 | 0.00043169 | 261.2378 | 0 | 545.0189 | 0.00304 | 261.2378 | 0 | 543.8568 | 6.6672e-06 | 545.0189 | 0.00342 | 261.2378 | 0 | 261.6053 | 1.5868e-05
| 353.3326 | 0.00343 | 261.813 | 0.00013031 | 261.4448 | -1.7922e-05 | 353.3326 | 0.00012138 | 261.813 | -0.00022663 | 261.4448 | 0 | 261.4448 | 0 | 353.1376 | 7.8967e-06 | 261.813 | 0 | 255.75 | -0.0017032 | 261.813 | 0 | 353.3326 | 0.00167 | 261.813 | 0 | 255.75 | 0.00083675 | 261.813 | 0 | 255.75 | 0.0018639 | 261.813 | 0 | 353.1376 | 1.0411e-05 | 261.813 | 0 | 353.1376 | 7.9172e-06 | 261.813 | 0 | 261.4448 | 0 | 545.175 | 0.00322 | 261.4448 | 0 | 544.014 | 0 | 545.175 | 0.00362 | 261.4448 | 0 | 261.813 | 4.1117e-06
| 353.446 | 0.00452 | 262.0207 | 0.00060583 | 261.6517 | 0.0001308 | 353.446 | 0 | 262.0207 | 0.00044214 | 261.6517 | 0 | 261.6517 | 0 | 353.2481 | 7.3255e-06 | 262.0207 | 0 | 255.96 | 0.0010961 | 262.0207 | 0 | 353.446 | 0.00115 | 262.0207 | 0 | 255.96 | 0.00015874 | 262.0207 | 1.215e-05 | 255.96 | 0.0002384 | 262.0207 | 0 | 353.2481 | 9.5209e-06 | 262.0207 | 0 | 353.2481 | 7.2693e-06 | 262.0207 | 0.00039939 | 261.6517 | 0 | 545.3312 | 0.00334 | 261.6517 | 0 | 544.1711 | 0 | 545.3312 | 0.00337 | 261.6517 | 0 | 262.0207 | 1.7706e-05
| 353.5594 | 0.00512 | 262.2284 | 0.00022651 | 261.8586 | 0.00037022 | 353.5594 | 0.00057222 | 262.2284 | -0.0004621 | 261.8586 | 0 | 261.8586 | 0 | 353.3586 | 7.2023e-06 | 262.2284 | 0 | 256.17 | 0.00069142 | 262.2284 | 0 | 353.5594 | 0.00116 | 262.2284 | 0 | 256.17 | -0.0016815 | 262.2284 | 0 | 256.17 | -0.00054182 | 262.2284 | 0 | 353.3586 | 1.0341e-05 | 262.2284 | 0 | 353.3586 | 6.8411e-06 | 262.2284 | 0 | 261.8586 | 0 | 545.4874 | 0.00181 | 261.8586 | 0 | 544.3282 | 1.0001e-05 | 545.4874 | 0.00363 | 261.8586 | 0 | 262.2284 | 6.7022e-06
| 353.6729 | 0.0063 | 262.4362 | 0.00062385 | 262.0656 | 0.00050512 | 353.6729 | 0 | 262.4362 | 0.00075828 | 262.0656 | 0 | 262.0656 | 0 | 353.4691 | 8.0312e-06 | 262.4362 | 0 | 256.37 | 0.00065769 | 262.4362 | 0 | 353.6729 | 0.00030283 | 262.4362 | 0 | 256.37 | -0.00042241 | 262.4362 | 7.2949e-06 | 256.37 | 0.0015712 | 262.4362 | 0 | 353.4691 | 9.8136e-06 | 262.4362 | 0 | 353.4691 | 9.9487e-06 | 262.4362 | 0.00032268 | 262.0656 | 0 | 545.6436 | 0.00427 | 262.0656 | 0 | 544.4853 | 0 | 545.6436 | 0.00341 | 262.0656 | 0 | 262.4362 | 1.6145e-05
| 353.7863 | 0.00749 | 262.644 | 0.00027174 | 262.2726 | 2.753e-05 | 353.7863 | 0.00067626 | 262.644 | -1.2942e-05 | 262.2726 | 0 | 262.2726 | 0 | 353.5796 | 9.4985e-06 | 262.644 | 0 | 256.58 | -0.0013322 | 262.644 | 0 | 353.7863 | 0.00081839 | 262.644 | 0 | 256.58 | -0.00055155 | 262.644 | 0 | 256.58 | 1.0836e-05 | 262.644 | 0 | 353.5796 | 1.1067e-05 | 262.644 | 0 | 353.5796 | 1.0047e-05 | 262.644 | 0 | 262.2726 | 0 | 545.7998 | 0.0026 | 262.2726 | 0 | 544.6424 | 1.0001e-05 | 545.7998 | 0.00365 | 262.2726 | 0 | 262.644 | 4.7094e-06
| 353.8997 | 0.00682 | 262.8517 | 0.0012281 | 262.4796 | -0.00015682 | 353.8997 | 0.00033023 | 262.8517 | 0.00061459 | 262.4796 | 0 | 262.4796 | 0 | 353.6901 | 1.0798e-05 | 262.8518 | 0 | 256.79 | -0.00089378 | 262.8518 | 0 | 353.8997 | 0.00238 | 262.8518 | 0 | 256.79 | 0.0002556 | 262.8517 | 6.3017e-06 | 256.79 | 0.0010186 | 262.8518 | 0 | 353.6901 | 1.0903e-05 | 262.8518 | 0 | 353.6901 | 1.0904e-05 | 262.8517 | 0.00033098 | 262.4796 | 0 | 545.9561 | 0.00146 | 262.4796 | 0 | 544.7996 | 6.6672e-06 | 545.9561 | 0.00338 | 262.4796 | 0 | 262.8517 | 1.7316e-05
| 354.0131 | 0.0102 | 263.0596 | 0.0001496 | 262.6866 | -0.00061927 | 354.0131 | 0.00095371 | 263.0596 | -0.00038392 | 262.6866 | 0 | 262.6866 | 0 | 353.8007 | 9.6777e-06 | 263.0596 | 0 | 257 | -0.0013322 | 263.0596 | 0 | 354.0131 | 0.00119 | 263.0596 | 0 | 257 | 0.00035245 | 263.0596 | 0 | 257 | 0.0010186 | 263.0596 | 0 | 353.8007 | 1.0165e-05 | 263.0596 | 0 | 353.8007 | 9.4106e-06 | 263.0596 | 0 | 262.6866 | 0 | 546.1123 | 0.00188 | 262.6866 | 0 | 544.9567 | 0 | 546.1123 | 0.00351 | 262.6866 | 0 | 263.0596 | 4.7959e-06
| 354.1265 | 0.01208 | 263.2674 | 0.00071709 | 262.8937 | 0.00056746 | 354.1265 | 0 | 263.2674 | -0.0002572 | 262.8937 | 0 | 262.8937 | 0 | 353.9112 | 7.8743e-06 | 263.2674 | 0 | 257.2 | -0.0012648 | 263.2674 | 0 | 354.1265 | 0 | 263.2674 | 0 | 257.2 | 0.0010628 | 263.2674 | 9.2103e-06 | 257.2 | 0.0009536 | 263.2674 | 0 | 353.9112 | 9.1344e-06 | 263.2674 | 0 | 353.9112 | 8.7737e-06 | 263.2674 | 0.00036156 | 262.8937 | 0 | 546.2685 | 0.00209 | 262.8937 | 0 | 545.1139 | 6.6672e-06 | 546.2685 | 0.00331 | 262.8937 | 0 | 263.2674 | 1.7524e-05
| 354.2399 | 0.01383 | 263.4752 | 0.00010832 | 263.1007 | 0.00046175 | 354.2399 | 0 | 263.4752 | -0.00025347 | 263.1007 | 0 | 263.1007 | 0 | 354.0217 | 7.2471e-06 | 263.4752 | 0 | 257.41 | -0.00285 | 263.4752 | 0 | 354.2399 | 0 | 263.4752 | 0 | 257.41 | -0.00080984 | 263.4752 | 0 | 257.41 | -0.0012245 | 263.4752 | 0 | 354.0217 | 8.6777e-06 | 263.4752 | 0 | 354.0217 | 7.3791e-06 | 263.4752 | 0 | 263.1007 | 0 | 546.4248 | 0.0025 | 263.1007 | 0 | 545.271 | 3.0002e-05 | 546.4248 | 0.00351 | 263.1007 | 0 | 263.4752 | 6.1199e-06
| 354.3533 | 0.01416 | 263.6831 | 0.00081413 | 263.3078 | 0.00014685 | 354.3533 | 0 | 263.6831 | 0.00068684 | 263.3078 | 0 | 263.3078 | 0 | 354.1323 | 7.8295e-06 | 263.6831 | 0 | 257.62 | -0.0005565 | 263.6831 | 0 | 354.3533 | 0 | 263.6831 | 0 | 257.62 | -0.001165 | 263.6831 | 1.0001e-05 | 257.62 | 0.0013438 | 263.6831 | 0 | 354.1323 | 9.3218e-06 | 263.6831 | 0 | 354.1323 | 5.8857e-06 | 263.6831 | 0.00028282 | 263.3078 | 0 | 546.581 | 0.00318 | 263.3078 | 0 | 545.4282 | 0 | 546.581 | 0.00343 | 263.3078 | 0 | 263.6831 | 1.3402e-05
| 354.4667 | 0.01588 | 263.891 | 0.00033711 | 263.5149 | 1.8055e-05 | 354.4667 | 0.00055488 | 263.891 | -0.00027032 | 263.5149 | 0 | 263.5149 | 0 | 354.2428 | 8.8376e-06 | 263.8909 | 0 | 257.83 | -0.0020068 | 263.8909 | 0 | 354.4667 | 0.00025072 | 263.8909 | 0 | 257.83 | -0.0017461 | 263.891 | 0 | 257.83 | -0.00057433 | 263.8909 | 0 | 354.2428 | 1.0141e-05 | 263.8909 | 0 | 354.2428 | 2.1413e-06 | 263.891 | 0 | 263.5149 | 0 | 546.7373 | 0.00304 | 263.5149 | 0 | 545.5854 | 3.0002e-05 | 546.7373 | 0.00367 | 263.5149 | 0 | 263.891 | 6.0801e-06
| 354.5802 | 0.01845 | 264.0988 | 0.00088 | 263.722 | 0.0015811 | 354.5802 | 5.2137e-05 | 264.0988 | 0.00021162 | 263.722 | 0 | 263.722 | 0 | 354.3534 | 8.3448e-06 | 264.0988 | 0 | 258.04 | -0.0009275 | 264.0988 | 0 | 354.5802 | 0.00052996 | 264.0988 | 0 | 258.04 | -0.0012296 | 264.0988 | 1.4009e-05 | 258.04 | -0.00086692 | 264.0988 | 0 | 354.3534 | 1.0692e-05 | 264.0988 | 0 | 354.3534 | 3.2064e-06 | 264.0989 | 0.00043577 | 263.722 | 0 | 546.8936 | 0.00343 | 263.722 | 0 | 545.7426 | 0 | 546.8936 | 0.00351 | 263.722 | 0 | 264.0988 | 1.6857e-05
| 354.6936 | 0.02362 | 264.3067 | 8.9579e-05 | 263.9291 | 0.00041126 | 354.6936 | 0.00027745 | 264.3067 | 1.2298e-05 | 263.9291 | 0 | 263.9291 | 0 | 354.4639 | 7.4823e-06 | 264.3067 | 0 | 258.24 | -0.0028838 | 264.3067 | 0 | 354.6936 | 0 | 264.3067 | 0 | 258.24 | -0.0022627 | 264.3067 | 0 | 258.24 | 0.00030341 | 264.3067 | 0 | 354.4639 | 1.1289e-05 | 264.3067 | 0 | 354.4639 | 5.1281e-06 | 264.3067 | 0 | 263.9291 | 0 | 547.0498 | 0.00207 | 263.9291 | 0 | 545.8997 | 3.0002e-05 | 547.0498 | 0.00362 | 263.9291 | 0 | 264.3067 | 6.2004e-06
| 354.8069 | 0.02478 | 264.5146 | 0.00050632 | 264.1363 | 0.00094309 | 354.8069 | 0 | 264.5146 | 0.00024483 | 264.1363 | 0 | 264.1363 | 0 | 354.5745 | 7.6391e-06 | 264.5147 | 0 | 258.45 | 0.0018381 | 264.5147 | 0 | 354.8069 | 0.00175 | 264.5147 | 0 | 258.45 | -0.001165 | 264.5146 | 1.5732e-05 | 258.45 | -0.00057433 | 264.5147 | 0 | 354.5745 | 1.006e-05 | 264.5147 | 0 | 354.5745 | 8.1258e-06 | 264.5147 | 0.00035275 | 264.1363 | 0 | 547.2061 | 0.00378 | 264.1363 | 0 | 546.0569 | 4.667e-05 | 547.2061 | 0.00338 | 264.1363 | 0 | 264.5146 | 1.5721e-05
| 354.9203 | 0.03006 | 264.7226 | 0.00035426 | 264.3434 | -0.00066763 | 354.9203 | 0.0004335 | 264.7226 | -0.00044012 | 264.3434 | 0 | 264.3434 | 0 | 354.6851 | 8.3224e-06 | 264.7226 | 0 | 258.66 | -0.0017032 | 264.7226 | 0 | 354.9203 | 0.0017 | 264.7226 | 0 | 258.66 | -0.0014233 | 264.7226 | 0 | 258.66 | 0.00043346 | 264.7226 | 0 | 354.6851 | 1.0633e-05 | 264.7226 | 0 | 354.6851 | 8.4443e-06 | 264.7226 | 0 | 264.3435 | 0 | 547.3624 | 0.0029 | 264.3434 | 0 | 546.2141 | 3.0002e-05 | 547.3624 | 0.00354 | 264.3435 | 0 | 264.7226 | 6.4794e-06
| 355.0337 | 0.03155 | 264.9305 | 0.0010352 | 264.5506 | 0.00058911 | 355.0337 | 0 | 264.9305 | 8.696e-05 | 264.5506 | 0 | 264.5506 | 0 | 354.7956 | 8.8936e-06 | 264.9305 | 0 | 258.87 | -5.0592e-05 | 264.9305 | 0 | 355.0337 | 0.00050157 | 264.9305 | 0 | 258.87 | -0.00080984 | 264.9305 | 1.7725e-05 | 258.87 | 0.0018314 | 264.9305 | 0 | 354.7956 | 9.4038e-06 | 264.9305 | 0 | 354.7956 | 7.0607e-06 | 264.9305 | 0.00034289 | 264.5506 | 0 | 547.5187 | 0.00385 | 264.5506 | 0 | 546.3713 | 0 | 547.5187 | 0.00335 | 264.5506 | 0 | 264.9305 | 1.7463e-05
| 355.1471 | 0.03529 | 265.1385 | 0.00029029 | 264.7578 | -0.0011645 | 355.1471 | 0.00139 | 265.1385 | -0.00068593 | 264.7578 | 0 | 264.7578 | 0 | 354.9062 | 8.4792e-06 | 265.1385 | 0 | 259.07 | -0.00025296 | 265.1385 | 0 | 355.1471 | 0.0015 | 265.1385 | 0 | 259.07 | -0.00064841 | 265.1385 | 0 | 259.07 | -0.00070437 | 265.1385 | 0 | 354.9062 | 1.1102e-05 | 265.1385 | 0 | 354.9062 | 5.2379e-06 | 265.1385 | 0 | 264.7578 | 0 | 547.675 | 0.00327 | 264.7578 | 0 | 546.5286 | 0 | 547.675 | 0.00357 | 264.7578 | 0 | 265.1385 | 5.3745e-06
| 355.2605 | 0.04145 | 265.3465 | 0.00080113 | 264.965 | 0.00024028 | 355.2605 | 0.00010428 | 265.3465 | 0.0012637 | 264.965 | 0 | 264.965 | 0 | 355.0168 | 8.5464e-06 | 265.3465 | 0 | 259.28 | 0.0029174 | 265.3465 | 0 | 355.2605 | 0.00132 | 265.3465 | 0 | 259.28 | -0.00055155 | 265.3465 | 1.003e-05 | 259.28 | -0.0019722 | 265.3465 | 0 | 355.0168 | 9.7551e-06 | 265.3465 | 0 | 355.0168 | 7.5878e-06 | 265.3465 | 8.4238e-05 | 264.9651 | 0 | 547.8314 | 0.0032 | 264.965 | 0 | 546.6858 | 6.6672e-06 | 547.8314 | 0.00334 | 264.9651 | 0 | 265.3465 | 1.4805e-05
| 355.3739 | 0.04323 | 265.5545 | 0.00057701 | 265.1723 | -0.0011915 | 355.3739 | 0.00086701 | 265.5545 | 0.00048243 | 265.1723 | 0 | 265.1723 | 0 | 355.1274 | 8.9496e-06 | 265.5545 | 0 | 259.49 | -0.00065769 | 265.5545 | 0 | 355.3739 | 0 | 265.5545 | 0 | 259.49 | -0.0021982 | 265.5545 | 0 | 259.49 | -0.0020047 | 265.5545 | 0 | 355.1274 | 1.061e-05 | 265.5545 | 0 | 355.1274 | 8.2356e-06 | 265.5545 | 0 | 265.1723 | 0 | 547.9877 | 0.0019 | 265.1723 | 0 | 546.843 | 3.0002e-05 | 547.9877 | 0.00348 | 265.1723 | 0 | 265.5545 | 5.6235e-06
| 355.4873 | 0.04774 | 265.7625 | 0.0012233 | 265.3795 | 0.00034 | 355.4873 | 0.00039975 | 265.7625 | 0.00037483 | 265.3795 | 0 | 265.3795 | 0 | 355.238 | 9.2521e-06 | 265.7625 | 0 | 259.7 | 0.0022428 | 265.7625 | 0 | 355.4873 | 0 | 265.7625 | 0 | 259.7 | -0.00055155 | 265.7625 | 5.3402e-06 | 259.7 | -0.00024923 | 265.7625 | 0 | 355.238 | 9.2164e-06 | 265.7625 | 0 | 355.238 | 8.4443e-06 | 265.7625 | 0.00012738 | 265.3795 | 0 | 548.144 | 0.00283 | 265.3795 | 0 | 547.0003 | 2.6669e-05 | 548.144 | 0.00325 | 265.3795 | 0 | 265.7625 | 1.8905e-05
| 355.6007 | 0.05406 | 265.9706 | 0.00049896 | 265.5868 | -0.00058772 | 355.6007 | 0.00050287 | 265.9706 | -0.00049941 | 265.5868 | 0 | 265.5868 | 0 | 355.3486 | 9.1737e-06 | 265.9705 | 0 | 259.9 | 5.0592e-05 | 265.9705 | 0 | 355.6007 | 0.00119 | 265.9705 | 0 | 259.9 | -0.0022627 | 265.9706 | 0 | 259.9 | -0.00031426 | 265.9705 | 0 | 355.3486 | 9.3452e-06 | 265.9705 | 0 | 355.3486 | 5.9846e-06 | 265.9706 | 0 | 265.5868 | 0 | 548.3004 | 0.00213 | 265.5868 | 0 | 547.1575 | 5.0004e-05 | 548.3004 | 0.00352 | 265.5868 | 0 | 265.9706 | 3.7911e-06
| 355.714 | 0.05824 | 266.1786 | 0.0014607 | 265.7941 | -1.5345e-05 | 355.714 | 0 | 266.1786 | 0.0005193 | 265.7941 | 0 | 265.7941 | 0 | 355.4592 | 8.5464e-06 | 266.1786 | 0 | 260.11 | -0.00072515 | 266.1786 | 0 | 355.714 | 0.00175 | 266.1786 | 0 | 260.11 | -0.0004547 | 266.1786 | 1.4898e-05 | 260.11 | -0.0016472 | 266.1786 | 0 | 355.4592 | 1.0364e-05 | 266.1786 | 0 | 355.4592 | 4.1727e-06 | 266.1786 | 0.00033863 | 265.7941 | 0 | 548.4567 | 0.00406 | 265.7941 | 0 | 547.3147 | 6.6672e-06 | 548.4567 | 0.0034 | 265.7941 | 0 | 266.1786 | 1.6126e-05
| 355.8274 | 0.06164 | 266.3867 | 0.00055224 | 266.0014 | -0.00034456 | 355.8274 | 0.00101 | 266.3867 | 0.00028262 | 266.0014 | 0 | 266.0014 | 0 | 355.5698 | 8.6808e-06 | 266.3867 | 0 | 260.32 | -0.00035414 | 266.3867 | 0 | 355.8274 | 0 | 266.3867 | 0 | 260.32 | -0.00077756 | 266.3867 | 0 | 260.32 | -0.00050931 | 266.3867 | 0 | 355.5698 | 1.102e-05 | 266.3867 | 0 | 355.5698 | 6.6324e-06 | 266.3867 | 0 | 266.0014 | 0 | 548.6131 | 0.00215 | 266.0014 | 0 | 547.472 | 1.0001e-05 | 548.6131 | 0.0036 | 266.0014 | 0 | 266.3867 | 3.6462e-06
| 355.9408 | 0.06646 | 266.5947 | 0.00065659 | 266.2087 | 5.4397e-05 | 355.9408 | 0 | 266.5947 | 0.00058972 | 266.2087 | 0 | 266.2087 | 0 | 355.6805 | 8.244e-06 | 266.5947 | 0 | 260.53 | -1.6864e-05 | 266.5947 | 0 | 355.9408 | 0.00104 | 266.5947 | 0 | 260.53 | -0.00026098 | 266.5947 | 1.0031e-05 | 260.53 | -2.1673e-05 | 266.5947 | 0 | 355.6805 | 1.061e-05 | 266.5947 | 0 | 355.6805 | 7.1595e-06 | 266.5947 | 0.00021401 | 266.2087 | 0 | 548.7694 | 0.002 | 266.2087 | 0 | 547.6293 | 0 | 548.7694 | 0.00342 | 266.2087 | 0 | 266.5947 | 1.7458e-05
| 356.0542 | 0.07235 | 266.8028 | 0.00028966 | 266.4161 | 0.00022497 | 356.0542 | 0.00114 | 266.8028 | -0.00017638 | 266.4161 | 0 | 266.4161 | 0 | 355.7911 | 8.2664e-06 | 266.8028 | 0 | 260.74 | -0.0011973 | 266.8028 | 0 | 356.0542 | 0.00059133 | 266.8028 | 0 | 260.74 | -0.0038125 | 266.8028 | 0 | 260.74 | -0.00080189 | 266.8028 | 0 | 355.7911 | 9.3569e-06 | 266.8028 | 0 | 355.7911 | 7.8074e-06 | 266.8028 | 0 | 266.416 | 0 | 548.9258 | 0.00232 | 266.4161 | 0 | 547.7865 | 3.0002e-05 | 548.9258 | 0.00356 | 266.416 | 0 | 266.8028 | 6.338e-06
| 356.1675 | 0.07517 | 267.011 | 0.00073185 | 266.6234 | 0.00039646 | 356.1675 | 0.00034761 | 267.011 | -1.7317e-05 | 266.6234 | 0 | 266.6234 | 0 | 355.9017 | 8.4008e-06 | 267.0109 | 0 | 260.94 | 0.00072515 | 267.0109 | 0 | 356.1675 | 0.00058673 | 267.0109 | 0 | 260.94 | 6.1882e-05 | 267.011 | 5.6979e-06 | 260.94 | -0.00089942 | 267.0109 | 0 | 355.9017 | 8.9705e-06 | 267.0109 | 0 | 355.9017 | 6.9509e-06 | 267.011 | 0.00031663 | 266.6234 | 0 | 549.0822 | 0.00223 | 266.6234 | 0 | 547.9438 | 6.6672e-06 | 549.0822 | 0.00334 | 266.6234 | 0 | 267.011 | 1.7362e-05
| 356.2809 | 0.08197 | 267.2191 | 0.0002786 | 266.8308 | -0.0010691 | 356.2809 | 0.00081498 | 267.2191 | -0.00059419 | 266.8308 | 0 | 266.8308 | 0 | 356.0124 | 9.5657e-06 | 267.2191 | 0 | 261.15 | -0.0005565 | 267.2191 | 0 | 356.2809 | 0.00116 | 267.2191 | 0 | 261.15 | 0.00041703 | 267.2191 | 0 | 261.15 | -0.0018096 | 267.2191 | 0 | 356.0124 | 8.8651e-06 | 267.2191 | 0 | 356.0124 | 7.8074e-06 | 267.2191 | 0 | 266.8308 | 0 | 549.2386 | 0.0032 | 266.8308 | 0 | 548.1011 | 1.0001e-05 | 549.2386 | 0.00348 | 266.8308 | 0 | 267.2191 | 4.9428e-06
| 356.3943 | 0.08575 | 267.4272 | 0.00077507 | 267.0382 | 1.7845e-05 | 356.3943 | 0 | 267.4272 | -0.00026869 | 267.0382 | 0 | 267.0382 | 0 | 356.123 | 9.7337e-06 | 267.4272 | 0 | 261.36 | 0.0018381 | 267.4272 | 0 | 356.3943 | 0.00141 | 267.4272 | 0 | 261.36 | -0.0022951 | 267.4272 | 5.5534e-06 | 261.36 | 0.00098612 | 267.4272 | 0 | 356.123 | 9.3569e-06 | 267.4272 | 0 | 356.123 | 7.6976e-06 | 267.4272 | 0.00010355 | 267.0382 | 0 | 549.395 | 0.00308 | 267.0382 | 0 | 548.2584 | 0 | 549.395 | 0.0033 | 267.0382 | 0 | 267.4272 | 1.5709e-05
| 356.5076 | 0.09028 | 267.6354 | 0.00032871 | 267.2456 | 0.00011312 | 356.5076 | 0.00065893 | 267.6354 | -0.00085425 | 267.2456 | 0 | 267.2456 | 0 | 356.2336 | 9.8009e-06 | 267.6354 | 0 | 261.57 | -0.003592 | 267.6354 | 0 | 356.5076 | 0.00105 | 267.6354 | 0 | 261.57 | -0.0019721 | 267.6354 | 0 | 261.57 | -0.0019722 | 267.6354 | 0 | 356.2336 | 1.1558e-05 | 267.6354 | 0 | 356.2336 | 8.4443e-06 | 267.6354 | 0 | 267.2456 | 0 | 549.5514 | 0.00359 | 267.2456 | 0 | 548.4157 | 1.0001e-05 | 549.5514 | 0.00351 | 267.2456 | 0 | 267.6354 | 5.6548e-06
| 356.621 | 0.09367 | 267.8436 | 0.0011627 | 267.453 | 0.00048805 | 356.621 | 0.00053879 | 267.8436 | 0.00078456 | 267.453 | 0 | 267.453 | 0 | 356.3443 | 8.7368e-06 | 267.8436 | 0 | 261.78 | 0.00042159 | 267.8436 | 0 | 356.621 | 0 | 267.8436 | 0 | 261.78 | -0.00055155 | 267.8436 | 9.8941e-06 | 261.78 | 0.0002384 | 267.8436 | 0 | 356.3443 | 1.0856e-05 | 267.8436 | 0 | 356.3443 | 8.6639e-06 | 267.8436 | 0.00031106 | 267.453 | 0 | 549.7078 | 0.00364 | 267.453 | 0 | 548.573 | 6.6672e-06 | 549.7078 | 0.00333 | 267.453 | 0 | 267.8436 | 1.8045e-05
| 356.7344 | 0.09855 | 268.0518 | 0.00026307 | 267.6605 | -0.00027224 | 356.7344 | 0.00052021 | 268.0518 | -0.00042189 | 267.6605 | 0 | 267.6605 | 0 | 356.455 | 9.9129e-06 | 268.0518 | 0 | 261.98 | -0.0009275 | 268.0518 | 0 | 356.7344 | 0.0004494 | 268.0518 | 0 | 261.98 | -0.0015524 | 268.0518 | 0 | 261.98 | 0.00069354 | 268.0518 | 0 | 356.455 | 1.061e-05 | 268.0518 | 0 | 356.455 | 1.0377e-05 | 268.0518 | 0 | 267.6605 | 0 | 549.8643 | 0.00266 | 267.6605 | 0 | 548.7303 | 0 | 549.8643 | 0.00354 | 267.6605 | 0 | 268.0518 | 3.6056e-06
| 356.8477 | 0.1078 | 268.2599 | 0.00067026 | 267.8679 | 0.00040665 | 356.8477 | 0 | 268.2599 | 0.00041757 | 267.8679 | 0 | 267.8679 | 0 | 356.5656 | 8.9496e-06 | 268.26 | 0 | 262.19 | 0.0011973 | 268.26 | 0 | 356.8477 | 0.00098419 | 268.26 | 0 | 262.19 | -0.00039012 | 268.2599 | 1.4106e-05 | 262.19 | 0.00010836 | 268.26 | 0 | 356.5656 | 7.9867e-06 | 268.26 | 0 | 356.5656 | 8.3454e-06 | 268.26 | 0.00031711 | 267.8679 | 0 | 550.0207 | 0.00299 | 267.8679 | 0 | 548.8876 | 6.6672e-06 | 550.0207 | 0.00336 | 267.8679 | 0 | 268.2599 | 1.5435e-05
| 356.9611 | 0.10897 | 268.4682 | 6.1751e-05 | 268.0754 | -0.00084739 | 356.9611 | 0.0018 | 268.4682 | -0.00051039 | 268.0754 | 0 | 268.0754 | 0 | 356.6763 | 9.4985e-06 | 268.4682 | 0 | 262.4 | 0.00025296 | 268.4682 | 0 | 356.9611 | 0 | 268.4682 | 0 | 262.4 | -0.00087442 | 268.4682 | 0 | 262.4 | -0.0023624 | 268.4682 | 0 | 356.6763 | 9.4272e-06 | 268.4682 | 0 | 356.6763 | 8.5541e-06 | 268.4682 | 0 | 268.0754 | 0 | 550.1772 | 0.00318 | 268.0754 | 0 | 549.045 | 0 | 550.1772 | 0.00357 | 268.0754 | 0 | 268.4682 | 2.19e-06
| 357.0744 | 0.11696 | 268.6764 | 0.00080537 | 268.2829 | 0.0012882 | 357.0744 | 0 | 268.6764 | 0.00072664 | 268.2829 | 0 | 268.2829 | 0 | 356.787 | 8.3224e-06 | 268.6764 | 0 | 262.61 | 0.0010961 | 268.6764 | 0 | 357.0744 | 0.00189 | 268.6764 | 0 | 262.61 | -0.0018752 | 268.6764 | 1.4188e-05 | 262.61 | -0.00018422 | 268.6764 | 0 | 356.787 | 8.8651e-06 | 268.6764 | 0 | 356.787 | 8.6639e-06 | 268.6764 | 0.00023172 | 268.2829 | 0 | 550.3336 | 0.00325 | 268.2829 | 0 | 549.2023 | 6.6672e-06 | 550.3336 | 0.00334 | 268.2829 | 0 | 268.6764 | 1.6046e-05
| 357.1878 | 0.11919 | 268.8847 | -0.00030481 | 268.4904 | -0.00011687 | 357.1878 | 0 | 268.8847 | 0.00010832 | 268.4904 | 0 | 268.4904 | 0 | 356.8977 | 8.3224e-06 | 268.8847 | 0 | 262.82 | -0.0019731 | 268.8847 | 0 | 357.1878 | 0 | 268.8847 | 0 | 262.82 | -0.0021658 | 268.8847 | 0 | 262.82 | -0.0017771 | 268.8847 | 0 | 356.8977 | 9.5911e-06 | 268.8847 | 0 | 356.8977 | 9.4106e-06 | 268.8847 | 0 | 268.4904 | 0 | 550.4901 | 0.00325 | 268.4904 | 0 | 549.3596 | 3.0002e-05 | 550.4901 | 0.00349 | 268.4904 | 0 | 268.8847 | 5.1695e-06
| 357.3011 | 0.12828 | 269.093 | 0.0015307 | 268.6979 | 0.00048411 | 357.3011 | 0 | 269.093 | -2.7983e-05 | 268.6979 | 0 | 268.6979 | 0 | 357.0084 | 7.6727e-06 | 269.093 | 0 | 263.02 | 0.00035414 | 269.093 | 0 | 357.3011 | 0.00141 | 269.093 | 0 | 263.02 | -0.0019721 | 269.093 | 1.0984e-05 | 263.02 | -0.00041178 | 269.093 | 0 | 357.0084 | 9.5443e-06 | 269.093 | 0 | 357.0084 | 8.016e-06 | 269.093 | 0.00025058 | 268.6979 | 0 | 550.6465 | 0.00413 | 268.6979 | 0 | 549.517 | 0 | 550.6465 | 0.00327 | 268.6979 | 0 | 269.093 | 1.8016e-05
| 357.4145 | 0.13254 | 269.3012 | -0.00077849 | 268.9055 | -0.0007509 | 357.4145 | 0.00095371 | 269.3012 | -9.5372e-05 | 268.9055 | 0 | 268.9055 | 0 | 357.1191 | 8.0312e-06 | 269.3013 | 0 | 263.23 | -0.00062396 | 269.3013 | 0 | 357.4145 | 0.00147 | 269.3013 | 0 | 263.23 | -0.001617 | 269.3012 | 0 | 263.23 | -0.0014521 | 269.3013 | 0 | 357.1191 | 1.0165e-05 | 269.3013 | 0 | 357.1191 | 7.1595e-06 | 269.3012 | 0 | 268.9055 | 0 | 550.803 | 0.00313 | 268.9055 | 0 | 549.6744 | 0 | 550.803 | 0.00346 | 268.9055 | 0 | 269.3012 | 4.9438e-06
| 357.5278 | 0.14205 | 269.5096 | 0.00061842 | 269.113 | 0.00025581 | 357.5278 | 3.4765e-05 | 269.5096 | 0.00085939 | 269.113 | 0 | 269.113 | 0 | 357.2298 | 7.7399e-06 | 269.5096 | 0 | 263.44 | 0.0029849 | 269.5096 | 0 | 357.5278 | 0 | 269.5096 | 0 | 263.44 | 0.0014179 | 269.5096 | 1.1425e-05 | 263.44 | 0.0024815 | 269.5096 | 0 | 357.2298 | 1.1289e-05 | 269.5096 | 0 | 357.2298 | 8.9823e-06 | 269.5095 | 0 | 269.113 | 0 | 550.9595 | 0.00359 | 269.113 | 0 | 549.8317 | 6.6672e-06 | 550.9595 | 0.0033 | 269.113 | 0 | 269.5096 | 1.6453e-05
| 357.6411 | 0.14634 | 269.7179 | 0.00051421 | 269.3206 | -0.00051682 | 357.6411 | 0 | 269.7179 | -0.00021555 | 269.3206 | 0 | 269.3206 | 0 | 357.3405 | 7.9751e-06 | 269.7179 | 0 | 263.65 | -0.0013322 | 269.7179 | 0 | 357.6411 | 0 | 269.7179 | 0 | 263.65 | -0.0021658 | 269.7179 | 0 | 263.65 | -0.00080189 | 269.7179 | 0 | 357.3405 | 1.1828e-05 | 269.7179 | 0 | 357.3405 | 7.9172e-06 | 269.7179 | 0 | 269.3206 | 0 | 551.116 | 0.00193 | 269.3206 | 0 | 549.9891 | 1.0001e-05 | 551.116 | 0.00353 | 269.3206 | 0 | 269.7179 | 6.9868e-06
| 357.7545 | 0.15137 | 269.9262 | 0.00066363 | 269.5282 | 0.0013668 | 357.7545 | 0.00041713 | 269.9262 | 0.00073097 | 269.5282 | 0 | 269.5282 | 0 | 357.4512 | 7.8295e-06 | 269.9262 | 0 | 263.86 | -0.0020068 | 269.9262 | 0 | 357.7545 | 0.00198 | 269.9262 | 0 | 263.86 | -0.00016412 | 269.9262 | 1.7014e-05 | 263.86 | 7.5855e-05 | 269.9262 | 0 | 357.4512 | 1.1722e-05 | 269.9262 | 0 | 357.4512 | 6.0944e-06 | 269.9262 | 0.00047616 | 269.5282 | 0 | 551.2725 | 0.00362 | 269.5282 | 0 | 550.1465 | 6.6672e-06 | 551.2725 | 0.00337 | 269.5282 | 0 | 269.9262 | 1.6979e-05
| 357.8678 | 0.15985 | 270.1346 | -0.00037485 | 269.7359 | -8.933e-05 | 357.8678 | 0.0006936 | 270.1346 | -0.00062435 | 269.7359 | 0 | 269.7359 | 0 | 357.5619 | 8.7928e-06 | 270.1346 | 0 | 264.06 | -0.00086005 | 270.1346 | 0 | 357.8678 | 0 | 270.1346 | 0 | 264.06 | -0.0013587 | 270.1346 | 0 | 264.06 | -5.4182e-05 | 270.1346 | 0 | 357.5619 | 1.1043e-05 | 270.1346 | 0 | 357.5619 | 5.8857e-06 | 270.1346 | 0 | 269.7359 | 0 | 551.429 | 0.00285 | 269.7359 | 0 | 550.3039 | 1.0001e-05 | 551.429 | 0.00358 | 269.7359 | 0 | 270.1346 | 4.0549e-06
| 357.9812 | 0.16801 | 270.3429 | 0.00071523 | 269.9435 | -0.00017591 | 357.9812 | 0 | 270.3429 | 0.00081416 | 269.9435 | 0 | 269.9435 | 0 | 357.6726 | 8.5016e-06 | 270.3429 | 0 | 264.27 | 0.00082632 | 270.3429 | 0 | 357.9812 | 0.0001041 | 270.3429 | 0 | 264.27 | -0.0006807 | 270.3429 | 9.847e-06 | 264.27 | 0.00082357 | 270.3429 | 0 | 357.6726 | 1.0493e-05 | 270.3429 | 0 | 357.6726 | 8.1258e-06 | 270.3429 | 0.00014785 | 269.9435 | 0 | 551.5855 | 0.00355 | 269.9435 | 0 | 550.4612 | 6.6672e-06 | 551.5855 | 0.00336 | 269.9435 | 0 | 270.3429 | 1.808e-05
| 358.0945 | 0.17376 | 270.5513 | 0.00047765 | 270.1511 | -6.6935e-05 | 358.0945 | 0.00036414 | 270.5513 | -0.00015447 | 270.1511 | 0 | 270.1511 | 0 | 357.7833 | 7.3031e-06 | 270.5513 | 0 | 264.48 | 0.00042159 | 270.5513 | 0 | 358.0945 | 0.00187 | 270.5513 | 0 | 264.48 | 0.0011596 | 270.5513 | 0 | 264.48 | -0.00034676 | 270.5513 | 0 | 357.7833 | 1.0223e-05 | 270.5513 | 0 | 357.7833 | 9.5204e-06 | 270.5513 | 0 | 270.1511 | 0 | 551.7421 | 0.00357 | 270.1511 | 0 | 550.6186 | 1.0001e-05 | 551.7421 | 0.00351 | 270.1511 | 0 | 270.5513 | 5.5932e-06
| 358.2078 | 0.18016 | 270.7597 | 0.00080624 | 270.3588 | 0.00099678 | 358.2078 | 0.00067784 | 270.7597 | -0.00047123 | 270.3588 | 0 | 270.3588 | 0 | 357.8941 | 7.3479e-06 | 270.7597 | 0 | 264.69 | 0.0009275 | 270.7597 | 0 | 358.2078 | 0.00198 | 270.7597 | 0 | 264.69 | 0.00080447 | 270.7597 | 8.1107e-06 | 264.69 | -0.00047681 | 270.7597 | 0 | 357.8941 | 9.5092e-06 | 270.7597 | 0 | 357.8941 | 6.314e-06 | 270.7597 | 0.00037346 | 270.3588 | 0 | 551.8986 | 0.00397 | 270.3588 | 0 | 550.7761 | 0 | 551.8986 | 0.00334 | 270.3588 | 0 | 270.7597 | 1.588e-05
| 358.3211 | 0.18729 | 270.9681 | 0.00046848 | 270.5665 | 0.00023838 | 358.3211 | 0.00038148 | 270.9681 | -0.00036652 | 270.5665 | 0 | 270.5665 | 0 | 358.0048 | 7.9864e-06 | 270.9681 | 0 | 264.9 | 5.0592e-05 | 270.9681 | 0 | 358.3211 | 0.0011 | 270.9681 | 0 | 264.9 | -0.0039416 | 270.9681 | 0 | 264.9 | 0.0011162 | 270.9681 | 0 | 358.0048 | 8.8299e-06 | 270.9681 | 0 | 358.0048 | 4.9194e-06 | 270.9681 | 0 | 270.5665 | 0 | 552.0552 | 0.00267 | 270.5665 | 0 | 550.9335 | 0 | 552.0552 | 0.0035 | 270.5665 | 0 | 270.9681 | 5.9673e-06
| 358.4345 | 0.19839 | 271.1766 | 0.00080449 | 270.7742 | 9.9502e-05 | 358.4345 | 0 | 271.1766 | 0.00012643 | 270.7742 | 0 | 270.7742 | 0 | 358.1156 | 8.7816e-06 | 271.1766 | 0 | 265.11 | 0.00038786 | 271.1766 | 0 | 358.4345 | 0 | 271.1766 | 0 | 265.11 | -0.0024242 | 271.1766 | 9.012e-06 | 265.11 | 0.002124 | 271.1766 | 0 | 358.1156 | 9.2632e-06 | 271.1766 | 0 | 358.1156 | 5.4575e-06 | 271.1766 | 0.0004246 | 270.7742 | 0 | 552.2117 | 0.00352 | 270.7742 | 0 | 551.0909 | 0 | 552.2117 | 0.00329 | 270.7742 | 0 | 271.1766 | 1.5737e-05
| 358.5478 | 0.20995 | 271.385 | 0.0004853 | 270.9819 | -0.00080888 | 358.5478 | 0.00064159 | 271.385 | -0.00046058 | 270.9819 | 0 | 270.9819 | 0 | 358.2263 | 7.9864e-06 | 271.385 | 0 | 265.31 | 0.00079259 | 271.385 | 0 | 358.5478 | 0.0019 | 271.385 | 0 | 265.31 | -0.00093899 | 271.385 | 0 | 265.31 | 0.00030341 | 271.385 | 0 | 358.2263 | 1.0493e-05 | 271.385 | 0 | 358.2263 | 8.8725e-06 | 271.385 | 0 | 270.9819 | 0 | 552.3683 | 0.00106 | 270.9819 | 0 | 551.2483 | 1.0001e-05 | 552.3683 | 0.00336 | 270.9819 | 0 | 271.385 | 5.4654e-06
| 358.6611 | 0.21842 | 271.5935 | 0.0013053 | 271.1897 | 0.00022753 | 358.6611 | 0.00029547 | 271.5935 | 0.00040325 | 271.1897 | 0 | 271.1897 | 0 | 358.3371 | 8.0648e-06 | 271.5935 | 0 | 265.52 | -0.00075887 | 271.5935 | 0 | 358.6611 | 0.00013249 | 271.5935 | 0 | 265.52 | -0.00029326 | 271.5935 | 1.0173e-05 | 265.52 | -0.001127 | 271.5935 | 0 | 358.3371 | 1.006e-05 | 271.5935 | 0 | 358.3371 | 9.729e-06 | 271.5935 | 0.00020406 | 271.1897 | 0 | 552.5248 | 0.00244 | 271.1897 | 0 | 551.4057 | 0 | 552.5248 | 0.00315 | 271.1897 | 0 | 271.5935 | 1.4571e-05
| 358.7744 | 0.22411 | 271.802 | 0.00029156 | 271.3974 | -0.00056076 | 358.7744 | 0.00022542 | 271.802 | -0.00039335 | 271.3974 | 0 | 271.3974 | 0 | 358.4479 | 9.3865e-06 | 271.802 | 0 | 265.73 | -0.0023441 | 271.802 | 0 | 358.7744 | 0 | 271.802 | 0 | 265.73 | -0.00061613 | 271.802 | 0 | 265.73 | -0.0015822 | 271.802 | 0 | 358.4479 | 1.0001e-05 | 271.802 | 0 | 358.4479 | 9.0921e-06 | 271.802 | 0 | 271.3974 | 0 | 552.6814 | 0.00297 | 271.3974 | 0 | 551.5632 | 5.0004e-05 | 552.6814 | 0.00338 | 271.3974 | 0 | 271.802 | 7.0056e-06
| 358.8877 | 0.23683 | 272.0105 | 0.00071803 | 271.6052 | 3.3538e-05 | 358.8877 | 0 | 272.0105 | 0.00048657 | 271.6052 | 0 | 271.6052 | 0 | 358.5586 | 1.0719e-05 | 272.0105 | 0 | 265.94 | -0.00035414 | 272.0105 | 0 | 358.8877 | 0.00089903 | 272.0105 | 0 | 265.94 | 0.0018376 | 272.0105 | 1.2717e-05 | 265.94 | 0.00010836 | 272.0105 | 0 | 358.5586 | 8.1741e-06 | 272.0105 | 0 | 358.5586 | 8.1258e-06 | 272.0105 | 0.00034615 | 271.6052 | 0 | 552.838 | 0.00239 | 271.6052 | 0 | 551.7206 | 6.6672e-06 | 552.838 | 0.00323 | 271.6052 | 0 | 272.0105 | 1.6728e-05
| 359.0011 | 0.24685 | 272.219 | -0.00018386 | 271.813 | -0.0013966 | 359.0011 | 0.00113 | 272.219 | 0.00039179 | 271.813 | 0 | 271.813 | 0 | 358.6694 | 1.0193e-05 | 272.219 | 0 | 266.15 | 0.00011805 | 272.219 | 0 | 359.0011 | 0.00119 | 272.219 | 0 | 266.15 | -0.0027792 | 272.219 | 0 | 266.15 | 0.00082357 | 272.219 | 0 | 358.6694 | 8.6777e-06 | 272.219 | 0 | 358.6694 | 1.1332e-05 | 272.219 | 0 | 271.813 | 0 | 552.9946 | 0.00266 | 271.813 | 0 | 551.8781 | 3.0002e-05 | 552.9946 | 0.00346 | 271.813 | 0 | 272.219 | 5.8064e-06
| 359.1144 | 0.25532 | 272.4275 | 0.00029891 | 272.0208 | -0.00022764 | 359.1144 | 0 | 272.4275 | 0.00051308 | 272.0208 | 0 | 272.0208 | 0 | 358.7802 | 9.2857e-06 | 272.4275 | 0 | 266.35 | -0.00086005 | 272.4275 | 0 | 359.1144 | 0.00055835 | 272.4275 | 0 | 266.35 | -0.00055155 | 272.4275 | 5.8448e-06 | 266.35 | 0.00014088 | 272.4275 | 0 | 358.7802 | 8.4786e-06 | 272.4275 | 0 | 358.7802 | 1.198e-05 | 272.4275 | 0.0002283 | 272.0208 | 0 | 553.1512 | 0.00431 | 272.0208 | 0 | 552.0355 | 0 | 553.1512 | 0.00324 | 272.0208 | 0 | 272.4275 | 1.6927e-05
| 359.2277 | 0.27208 | 272.6361 | -4.7667e-06 | 272.2286 | -0.00043782 | 359.2277 | 0.00095371 | 272.6361 | -0.00053835 | 272.2286 | 0 | 272.2286 | 0 | 358.891 | 8.8376e-06 | 272.6361 | 0 | 266.56 | -0.0009275 | 272.6361 | 0 | 359.2277 | 0.00107 | 272.6361 | 0 | 266.56 | -0.0024242 | 272.6361 | 0 | 266.56 | -0.0031426 | 272.6361 | 0 | 358.891 | 9.6848e-06 | 272.6361 | 0 | 358.891 | 1.2079e-05 | 272.6361 | 0 | 272.2286 | 0 | 553.3078 | 0.00466 | 272.2286 | 0 | 552.193 | 0 | 553.3078 | 0.00339 | 272.2286 | 0 | 272.6361 | 3.7028e-06
| 359.341 | 0.28224 | 272.8446 | 0.001165 | 272.4365 | 0.00068001 | 359.341 | 0.0002607 | 272.8446 | 0.00054709 | 272.4365 | 0 | 272.4365 | 0 | 359.0018 | 9.7785e-06 | 272.8446 | 0 | 266.77 | 0.0010961 | 272.8446 | 0 | 359.341 | 0.00167 | 272.8446 | 0 | 266.77 | -0.00051927 | 272.8446 | 8.6869e-06 | 266.77 | -8.6692e-05 | 272.8446 | 0 | 359.0018 | 1.0118e-05 | 272.8446 | 0 | 359.0018 | 8.1258e-06 | 272.8446 | 0.00025711 | 272.4365 | 0 | 553.4644 | 0.00431 | 272.4365 | 0 | 552.3505 | 0 | 553.4644 | 0.00314 | 272.4365 | 0 | 272.8446 | 1.7469e-05
| 359.4543 | 0.29253 | 273.0532 | 7.9e-05 | 272.6443 | -0.00013172 | 359.4543 | 0.00019074 | 273.0532 | 3.8016e-05 | 272.6443 | 0 | 272.6443 | 0 | 359.1126 | 9.2857e-06 | 273.0532 | 0 | 266.98 | -0.0013997 | 273.0532 | 0 | 359.4543 | 0.00346 | 273.0532 | 0 | 266.98 | -0.0012296 | 273.0532 | 0 | 266.98 | 0.00017338 | 273.0532 | 0 | 359.1126 | 1.0118e-05 | 273.0532 | 0 | 359.1126 | 8.4443e-06 | 273.0532 | 0 | 272.6443 | 0 | 553.6211 | 0.00125 | 272.6443 | 0 | 552.508 | 1.0001e-05 | 553.6211 | 0.00338 | 272.6443 | 0 | 273.0532 | 6.5937e-06
| 359.5676 | 0.31002 | 273.2618 | 0.00074636 | 272.8522 | 0.00029904 | 359.5676 | 0.00012167 | 273.2618 | 9.0363e-05 | 272.8522 | 0 | 272.8522 | 0 | 359.2234 | 8.6024e-06 | 273.2618 | 0 | 267.19 | 0.00011805 | 273.2618 | 0 | 359.5676 | 4.7316e-05 | 273.2618 | 0 | 267.19 | 6.1882e-05 | 273.2618 | 1.149e-05 | 267.19 | -0.00015171 | 273.2618 | 0 | 359.2234 | 1.0036e-05 | 273.2618 | 0 | 359.2234 | 5.4575e-06 | 273.2618 | 0.00043074 | 272.8522 | 0 | 553.7777 | 0.00304 | 272.8522 | 0 | 552.6655 | 0 | 553.7777 | 0.00323 | 272.8522 | 0 | 273.2618 | 1.5363e-05
| 359.6809 | 0.32415 | 273.4704 | -0.00056717 | 273.0601 | -0.00090354 | 359.6809 | 0.00095371 | 273.4704 | -0.00010512 | 273.0601 | 0 | 273.0601 | 0 | 359.3342 | 9.0505e-06 | 273.4704 | 0 | 267.4 | -0.0019393 | 273.4704 | 0 | 359.6809 | 0.00252 | 273.4704 | 0 | 267.4 | -0.002521 | 273.4704 | 0 | 267.4 | -0.001257 | 273.4704 | 0 | 359.3342 | 9.9307e-06 | 273.4704 | 0 | 359.3342 | 7.1595e-06 | 273.4704 | 0 | 273.0601 | 0 | 553.9343 | 0.00299 | 273.0601 | 0 | 552.823 | 3.0002e-05 | 553.9343 | 0.00344 | 273.0601 | 0 | 273.4704 | 6.7874e-06
| 359.7942 | 0.33725 | 273.679 | 0.00069582 | 273.268 | 0.00044487 | 359.7942 | 0 | 273.679 | 0.00043646 | 273.268 | 0 | 273.268 | 0 | 359.445 | 9.2297e-06 | 273.679 | 0 | 267.61 | 0.00028669 | 273.679 | 0 | 359.7942 | 0.00024605 | 273.679 | 0 | 267.61 | -0.00055155 | 273.679 | 1.3953e-05 | 267.61 | -0.00024923 | 273.679 | 0 | 359.445 | 9.3803e-06 | 273.679 | 0 | 359.445 | 5.4575e-06 | 273.6791 | 0.00035963 | 273.268 | 0 | 554.091 | 0.00336 | 273.268 | 0 | 552.9805 | 6.6672e-06 | 554.091 | 0.0032 | 273.268 | 0 | 273.679 | 1.6848e-05
| 359.9075 | 0.35171 | 273.8877 | 0.00066815 | 273.476 | 0.00016371 | 359.9075 | 0 | 273.8877 | 0.00013633 | 273.476 | 0 | 273.476 | 0 | 359.5558 | 9.4873e-06 | 273.8877 | 0 | 267.81 | 0.00015177 | 273.8877 | 0 | 359.9075 | 0.00102 | 273.8877 | 0 | 267.81 | -0.0021982 | 273.8877 | 0 | 267.81 | -0.0022973 | 273.8877 | 0 | 359.5558 | 9.9307e-06 | 273.8877 | 0 | 359.5558 | 6.9509e-06 | 273.8877 | 0 | 273.476 | 0 | 554.2477 | 0.0035 | 273.476 | 0 | 553.138 | 1.0001e-05 | 554.2477 | 0.00336 | 273.476 | 0 | 273.8877 | 7.7046e-06
| 360.0208 | 0.36634 | 274.0963 | 0.0017514 | 273.6839 | 0.00094681 | 360.0208 | 0 | 274.0963 | -7.1483e-06 | 273.6839 | 0 | 273.6839 | 0 | 359.6666 | 7.7959e-06 | 274.0963 | 0 | 268.02 | 0.00028669 | 274.0963 | 0 | 360.0208 | 0.00101 | 274.0963 | 0 | 268.02 | 6.1882e-05 | 274.0963 | 1.2993e-05 | 268.02 | -0.0001192 | 274.0963 | 0 | 359.6666 | 1.0013e-05 | 274.0963 | 0 | 359.6666 | 4.9194e-06 | 274.0963 | 0.00020572 | 273.6839 | 0 | 554.4043 | 0.00396 | 273.6839 | 0 | 553.2955 | 0 | 554.4043 | 0.00321 | 273.6839 | 0 | 274.0963 | 1.5535e-05
| 360.1341 | 0.38829 | 274.305 | -0.00060542 | 273.8919 | -0.00076735 | 360.1341 | 0 | 274.305 | -0.00043005 | 273.8919 | 0 | 273.8919 | 0 | 359.7775 | 8.2888e-06 | 274.305 | 0 | 268.23 | -0.0019057 | 274.305 | 0 | 360.1341 | 0.00064808 | 274.305 | 0 | 268.23 | 0.0010628 | 274.305 | 0 | 268.23 | -0.0008344 | 274.305 | 0 | 359.7775 | 1.2085e-05 | 274.305 | 0 | 359.7775 | 6.6324e-06 | 274.305 | 0 | 273.8919 | 0 | 554.561 | 0.00167 | 273.8919 | 0 | 553.453 | 1.0001e-05 | 554.561 | 0.00344 | 273.8919 | 0 | 274.305 | 6.0281e-06
| 360.2474 | 0.40411 | 274.5137 | 0.001721 | 274.0999 | 0.00058039 | 360.2474 | 0 | 274.5137 | 0.00012499 | 274.0999 | 0 | 274.0999 | 0 | 359.8883 | 8.0536e-06 | 274.5137 | 0 | 268.44 | 0.0019731 | 274.5137 | 0 | 360.2474 | 0.00124 | 274.5137 | 0 | 268.44 | 0.00073989 | 274.5137 | 1.0022e-05 | 268.44 | 0.0010511 | 274.5137 | 0 | 359.8883 | 1.1149e-05 | 274.5137 | 0 | 359.8883 | 6.5226e-06 | 274.5137 | 0.00038976 | 274.0999 | 0 | 554.7177 | 0.00258 | 274.0999 | 0 | 553.6105 | 6.6672e-06 | 554.7177 | 0.00325 | 274.0999 | 0 | 274.5137 | 1.8113e-05
| 360.3607 | 0.41589 | 274.7224 | 0.00059747 | 274.3079 | -0.00060657 | 360.3607 | 0.00020808 | 274.7224 | -0.00034884 | 274.3079 | 0 | 274.3079 | 0 | 359.9992 | 8.9384e-06 | 274.7224 | 0 | 268.65 | 0.0009275 | 274.7224 | 0 | 360.3607 | 0.00232 | 274.7224 | 0 | 268.65 | -0.0028439 | 274.7224 | 0 | 268.65 | -0.00089942 | 274.7224 | 0 | 359.9992 | 1.1594e-05 | 274.7224 | 0 | 359.9992 | 6.8411e-06 | 274.7224 | 0 | 274.3079 | 0 | 554.8744 | 0.0035 | 274.3079 | 0 | 553.7681 | 3.0002e-05 | 554.8744 | 0.00336 | 274.3079 | 0 | 274.7224 | 5.6096e-06
| 360.4739 | 0.43758 | 274.9312 | 0.00092263 | 274.5159 | 0.0011044 | 360.4739 | 0.00041713 | 274.9312 | 0.00054116 | 274.5159 | 0 | 274.5159 | 0 | 360.11 | 9.7561e-06 | 274.9311 | 0 | 268.86 | 0.0005565 | 274.9311 | 0 | 360.4739 | 0.00016089 | 274.9311 | 0 | 268.86 | -0.00042241 | 274.9312 | 2.3795e-05 | 268.86 | 0.0017013 | 274.9311 | 0 | 360.11 | 1.0083e-05 | 274.9311 | 0 | 360.11 | 5.8857e-06 | 274.9312 | 0.0004469 | 274.5159 | 0 | 555.0311 | 0.00271 | 274.5159 | 0 | 553.9256 | 0 | 555.0311 | 0.00311 | 274.5159 | 0 | 274.9312 | 1.6168e-05
| 360.5872 | 0.45742 | 275.1399 | 0.0010498 | 274.7239 | -0.00038079 | 360.5872 | 0 | 275.1399 | -0.00047715 | 274.7239 | 0 | 274.7239 | 0 | 360.2209 | 1.1156e-05 | 275.1399 | 0 | 269.06 | -0.00059023 | 275.1399 | 0 | 360.5872 | 0.00070485 | 275.1399 | 0 | 269.06 | -0.0018108 | 275.1399 | 0 | 269.06 | -0.0014196 | 275.1399 | 0 | 360.2209 | 1.0926e-05 | 275.1399 | 0 | 360.2209 | 7.3791e-06 | 275.1399 | 0 | 274.7239 | 0 | 555.1878 | 0.00244 | 274.7239 | 0 | 554.0832 | 1.0001e-05 | 555.1878 | 0.0033 | 274.7239 | 0 | 275.1399 | 6.3347e-06
| 360.7005 | 0.46962 | 275.3486 | 0.0010951 | 274.932 | 0.0004104 | 360.7005 | 0 | 275.3486 | 0.00096007 | 274.932 | 0 | 274.932 | 0 | 360.3317 | 1.1347e-05 | 275.3486 | 0 | 269.27 | -0.0011973 | 275.3486 | 0 | 360.7005 | 0.00127 | 275.3486 | 0 | 269.27 | 0.0029676 | 275.3486 | 1.2403e-05 | 269.27 | 0.0013438 | 275.3486 | 0 | 360.3317 | 1.0036e-05 | 275.3486 | 0 | 360.3317 | 6.6324e-06 | 275.3486 | 0.00035039 | 274.932 | 0 | 555.3445 | 0.00503 | 274.932 | 0 | 554.2407 | 6.6672e-06 | 555.3445 | 0.00316 | 274.932 | 0 | 275.3486 | 1.7968e-05
| 360.8138 | 0.48243 | 275.5574 | -9.0605e-05 | 275.14 | -0.00017622 | 360.8138 | 0 | 275.5574 | -0.00037861 | 275.14 | 0 | 275.14 | 0 | 360.4426 | 1.0137e-05 | 275.5574 | 0 | 269.48 | -0.0030186 | 275.5574 | 0 | 360.8138 | 0.00093192 | 275.5574 | 0 | 269.48 | -0.0023919 | 275.5574 | 0 | 269.48 | -0.0013546 | 275.5574 | 0 | 360.4426 | 1.0411e-05 | 275.5574 | 0 | 360.4426 | 7.5878e-06 | 275.5574 | 0 | 275.14 | 0 | 555.5013 | 0.00281 | 275.14 | 0 | 554.3983 | 1.0001e-05 | 555.5013 | 0.00338 | 275.14 | 0 | 275.5574 | 8.627e-06
| 360.9271 | 0.5005 | 275.7662 | 0.00087096 | 275.3481 | 0.00091154 | 360.9271 | 0 | 275.7662 | 0.0010422 | 275.3481 | 0 | 275.3481 | 0 | 360.5535 | 8.8712e-06 | 275.7662 | 0 | 269.69 | 0.0018719 | 275.7662 | 0 | 360.9271 | 0.00164 | 275.7662 | 0 | 269.69 | 0.00054618 | 275.7662 | 9.795e-06 | 269.69 | 0.00098612 | 275.7662 | 0 | 360.5535 | 9.4272e-06 | 275.7662 | 0 | 360.5535 | 7.5878e-06 | 275.7662 | 0.00015047 | 275.3481 | 0 | 555.658 | 0.00378 | 275.3481 | 0 | 554.5559 | 6.6672e-06 | 555.658 | 0.00315 | 275.3481 | 0 | 275.7662 | 1.715e-05
| 361.0403 | 0.5086 | 275.975 | -0.0001818 | 275.5562 | -0.0016659 | 361.0403 | 5.2025e-05 | 275.975 | -0.0002801 | 275.5562 | 0 | 275.5562 | 0 | 360.6643 | 8.2664e-06 | 275.975 | 0 | 269.9 | -0.00052277 | 275.975 | 0 | 361.0403 | 0.00027911 | 275.975 | 0 | 269.9 | -0.0011327 | 275.975 | 0 | 269.9 | -0.001127 | 275.975 | 0 | 360.6643 | 1.0118e-05 | 275.975 | 0 | 360.6643 | 9.8388e-06 | 275.975 | 0 | 275.5562 | 0 | 555.8147 | 0.00096712 | 275.5562 | 0 | 554.7135 | 3.0002e-05 | 555.8147 | 0.0033 | 275.5562 | 0 | 275.975 | 5.984e-06
| 361.1536 | 0.52112 | 276.1838 | 0.00094342 | 275.7644 | 0.00055005 | 361.1536 | 0 | 276.1838 | 0.00047989 | 275.7644 | 0 | 275.7644 | 0 | 360.7752 | 8.2664e-06 | 276.1838 | 0 | 270.11 | 0.0026139 | 276.1838 | 0 | 361.1536 | 0.00212 | 276.1838 | 0 | 270.11 | -3.4977e-05 | 276.1838 | 1.1115e-05 | 270.11 | -0.0014521 | 276.1838 | 0 | 360.7752 | 1.0036e-05 | 276.1838 | 0 | 360.7752 | 7.9172e-06 | 276.1838 | 0.00030212 | 275.7644 | 0 | 555.9715 | 0.00309 | 275.7644 | 0 | 554.871 | 6.6672e-06 | 555.9715 | 0.00306 | 275.7644 | 0 | 276.1838 | 1.5468e-05
| 361.2669 | 0.54251 | 276.3926 | -0.00070301 | 275.9725 | -0.00058787 | 361.2669 | 0.00053755 | 276.3926 | -0.00012702 | 275.9725 | 0 | 275.9725 | 0 | 360.8861 | 9.1737e-06 | 276.3926 | 0 | 270.32 | -0.0024789 | 276.3926 | 0 | 361.2669 | 0.00073324 | 276.3926 | 0 | 270.32 | -0.00042241 | 276.3926 | 0 | 270.32 | -0.0025575 | 276.3926 | 0 | 360.8861 | 1.1395e-05 | 276.3926 | 0 | 360.8861 | 5.4575e-06 | 276.3926 | 0 | 275.9725 | 0 | 556.1282 | 0.00443 | 275.9725 | 0 | 555.0286 | 0 | 556.1282 | 0.00326 | 275.9725 | 0 | 276.3926 | 4.6267e-06
| 361.3801 | 0.55488 | 276.6015 | 0.00038251 | 276.1807 | 0.00015097 | 361.3801 | 0.00043451 | 276.6015 | 0.00036283 | 276.1807 | 0 | 276.1807 | 0 | 360.997 | 9.0281e-06 | 276.6015 | 0 | 270.52 | 8.4319e-05 | 276.6015 | 0 | 361.3801 | 0.00124 | 276.6015 | 0 | 270.52 | -0.0027792 | 276.6015 | 5.1028e-06 | 270.52 | 0.0013763 | 276.6015 | 0 | 360.997 | 1.1746e-05 | 276.6015 | 0 | 360.997 | 5.8857e-06 | 276.6015 | 0.000363 | 276.1807 | 0 | 556.285 | 0.0041 | 276.1807 | 0 | 555.1862 | 0 | 556.285 | 0.00314 | 276.1807 | 0 | 276.6015 | 1.5809e-05
| 361.4934 | 0.56808 | 276.8104 | 8.3876e-05 | 276.3888 | -0.00037018 | 361.4934 | 0 | 276.8104 | -0.00042302 | 276.3888 | 0 | 276.3888 | 0 | 361.1079 | 9.5433e-06 | 276.8104 | 0 | 270.73 | 0.0010961 | 276.8104 | 0 | 361.4934 | 0.00124 | 276.8104 | 0 | 270.73 | -0.0035541 | 276.8104 | 0 | 270.73 | -0.0013871 | 276.8104 | 0 | 361.1079 | 1.006e-05 | 276.8104 | 0 | 361.1079 | 8.016e-06 | 276.8104 | 0 | 276.3888 | 0 | 556.4418 | 0.00329 | 276.3888 | 0 | 555.3438 | 3.0002e-05 | 556.4418 | 0.00336 | 276.3888 | 0 | 276.8104 | 4.8478e-06
| 361.6067 | 0.58767 | 277.0193 | 0.0011669 | 276.597 | 0.00098636 | 361.6067 | 0 | 277.0193 | 3.3214e-05 | 276.597 | 0 | 276.597 | 0 | 361.2188 | 9.2073e-06 | 277.0192 | 0 | 270.94 | -0.00025296 | 277.0192 | 0 | 361.6067 | 0.00087064 | 277.0192 | 0 | 270.94 | 0.00015874 | 277.0193 | 1.1137e-05 | 270.94 | -0.0012895 | 277.0192 | 0 | 361.2188 | 8.8651e-06 | 277.0192 | 0 | 361.2188 | 1.0586e-05 | 277.0193 | 0.00026063 | 276.597 | 0 | 556.5986 | 0.00267 | 276.597 | 0 | 555.5015 | 6.6672e-06 | 556.5986 | 0.00318 | 276.597 | 0 | 277.0193 | 1.8478e-05
| 361.7199 | 0.60761 | 277.2281 | -0.00045285 | 276.8052 | -0.00053924 | 361.7199 | 0.00090168 | 277.2281 | 0.00033621 | 276.8052 | 0 | 276.8052 | 0 | 361.3297 | 9.4985e-06 | 277.2281 | 0 | 271.15 | 0.0015008 | 277.2281 | 0 | 361.7199 | 0.00033588 | 277.2281 | 0 | 271.15 | -0.00035784 | 277.2281 | 0 | 271.15 | -0.00070437 | 277.2281 | 0 | 361.3297 | 8.3147e-06 | 277.2281 | 0 | 361.3297 | 1.1124e-05 | 277.2282 | 0 | 276.8052 | 0 | 556.7554 | 0.00207 | 276.8052 | 0 | 555.6591 | 3.0002e-05 | 556.7554 | 0.00337 | 276.8052 | 0 | 277.2281 | 5.615e-06
| 361.8332 | 0.62194 | 277.4371 | 0.0011437 | 277.0135 | 0.0008751 | 361.8332 | 0 | 277.4371 | 0.00065016 | 277.0135 | 0 | 277.0135 | 0 | 361.4407 | 9.5209e-06 | 277.4371 | 0 | 271.36 | 0.00015177 | 277.4371 | 0 | 361.8332 | 0 | 277.4371 | 0 | 271.36 | -0.00077756 | 277.4371 | 1.0805e-05 | 271.36 | -0.00060684 | 277.4371 | 0 | 361.4407 | 8.5137e-06 | 277.4371 | 0 | 361.4407 | 1.0904e-05 | 277.4371 | 0.00032101 | 277.0135 | 0 | 556.9122 | 0.00364 | 277.0135 | 0 | 555.8167 | 0 | 556.9122 | 0.00318 | 277.0135 | 0 | 277.4371 | 1.7103e-05
| 361.9465 | 0.63901 | 277.646 | 0.00045968 | 277.2217 | -0.00029863 | 361.9465 | 0 | 277.646 | 0.00048941 | 277.2217 | 0 | 277.2217 | 0 | 361.5516 | 9.4089e-06 | 277.646 | 0 | 271.57 | -0.00015177 | 277.646 | 0 | 361.9465 | 0.00070485 | 277.646 | 0 | 271.57 | -0.0011004 | 277.646 | 0 | 271.57 | 0.00017338 | 277.646 | 0 | 361.5516 | 8.4201e-06 | 277.646 | 0 | 361.5516 | 9.6192e-06 | 277.646 | 0 | 277.2217 | 0 | 557.069 | 0.00178 | 277.2217 | 0 | 555.9743 | 1.0001e-05 | 557.069 | 0.00343 | 277.2217 | 0 | 277.646 | 6.4041e-06
| 362.0597 | 0.65613 | 277.8549 | 0.001389 | 277.43 | 0.0005278 | 362.0597 | 0 | 277.8549 | 0.00036914 | 277.43 | 0 | 277.43 | 0 | 361.6625 | 1.0171e-05 | 277.8549 | 0 | 271.78 | -0.0009275 | 277.8549 | 0 | 362.0597 | 0.00118 | 277.8549 | 0 | 271.78 | 0.00044931 | 277.8549 | 9.8782e-06 | 271.78 | 4.3346e-05 | 277.8549 | 0 | 361.6625 | 9.0524e-06 | 277.8549 | 0 | 361.6625 | 8.8725e-06 | 277.8549 | 0.00033344 | 277.43 | 0 | 557.2258 | 0.00288 | 277.43 | 0 | 556.132 | 6.6672e-06 | 557.2258 | 0.0032 | 277.43 | 0 | 277.8549 | 1.6452e-05
| 362.173 | 0.67064 | 278.0639 | 0.0003672 | 277.6383 | -0.00045814 | 362.173 | 0.00091902 | 278.0639 | -0.00057372 | 277.6383 | 0 | 277.6383 | 0 | 361.7734 | 1.0294e-05 | 278.0639 | 0 | 271.99 | 0.00096123 | 278.0639 | 0 | 362.173 | 5.2034e-05 | 278.0639 | 0 | 271.99 | -0.0006807 | 278.0639 | 0 | 271.99 | 0.00027091 | 278.0639 | 0 | 361.7734 | 1.1722e-05 | 278.0639 | 0 | 361.7734 | 1.0047e-05 | 278.0639 | 0 | 277.6383 | 0 | 557.3826 | 0.00267 | 277.6383 | 0 | 556.2897 | 1.0001e-05 | 557.3826 | 0.00336 | 277.6383 | 0 | 278.0639 | 5.776e-06
| 362.2862 | 0.68759 | 278.2729 | 0.0008207 | 277.8465 | 0.00063735 | 362.2862 | 0 | 278.2729 | -0.00021855 | 277.8465 | 0 | 277.8465 | 0 | 361.8844 | 9.9353e-06 | 278.2729 | 0 | 272.19 | -1.6864e-05 | 278.2729 | 0 | 362.2862 | 0.00044478 | 278.2729 | 0 | 272.19 | 0.0011596 | 278.2729 | 1.1115e-05 | 272.19 | 0.0015062 | 278.2729 | 0 | 361.8844 | 1.1746e-05 | 278.2729 | 0 | 361.8844 | 9.5204e-06 | 278.2729 | 0.00040755 | 277.8465 | 0 | 557.5394 | 0.00468 | 277.8465 | 0 | 556.4473 | 6.6672e-06 | 557.5394 | 0.00311 | 277.8465 | 0 | 278.2729 | 1.6076e-05
| 362.3995 | 0.70488 | 278.4819 | 0.00055411 | 278.0549 | -0.00063533 | 362.3995 | 0.00058956 | 278.4819 | -7.7694e-05 | 278.0549 | 0 | 278.0549 | 0 | 361.9953 | 8.8152e-06 | 278.4819 | 0 | 272.4 | 0.00048905 | 278.4819 | 0 | 362.3995 | 0.00013718 | 278.4819 | 0 | 272.4 | -0.0019076 | 278.4819 | 0 | 272.4 | -0.00089942 | 278.4819 | 0 | 361.9953 | 1.1172e-05 | 278.4819 | 0 | 361.9953 | 9.3008e-06 | 278.4819 | 0 | 278.0549 | 0 | 557.6963 | 0.00215 | 278.0549 | 0 | 556.605 | 0 | 557.6963 | 0.00326 | 278.0549 | 0 | 278.4819 | 5.0316e-06
| 362.5127 | 0.7143 | 278.6909 | 0.00089873 | 278.2632 | 0.00073446 | 362.5127 | 0.00053879 | 278.6909 | 0.00045555 | 278.2632 | 0 | 278.2632 | 0 | 362.1063 | 8.1656e-06 | 278.6909 | 0 | 272.61 | -0.00059023 | 278.6909 | 0 | 362.5127 | 0 | 278.6909 | 0 | 272.61 | 0.0004816 | 278.6909 | 7.2906e-06 | 272.61 | 0.00098612 | 278.6909 | 0 | 362.1063 | 9.3218e-06 | 278.6909 | 0 | 362.1063 | 6.5226e-06 | 278.6909 | 0.00047943 | 278.2632 | 0 | 557.8532 | 0.00339 | 278.2632 | 0 | 556.7626 | 6.6672e-06 | 557.8532 | 0.00309 | 278.2632 | 0 | 278.6909 | 1.6866e-05
| 362.626 | 0.73016 | 278.8999 | 0.00010192 | 278.4715 | -0.00025436 | 362.626 | 0.00036414 | 278.8999 | -0.00044388 | 278.4715 | 0 | 278.4715 | 0 | 362.2172 | 8.636e-06 | 278.8999 | 0 | 272.82 | -0.00059023 | 278.8999 | 0 | 362.626 | 0.00127 | 278.8999 | 0 | 272.82 | -0.0004547 | 278.8999 | 0 | 272.82 | -0.00063934 | 278.8999 | 0 | 362.2172 | 9.4857e-06 | 278.8999 | 0 | 362.2172 | 5.2379e-06 | 278.8999 | 0 | 278.4715 | 0 | 558.01 | 0.00331 | 278.4715 | 0 | 556.9203 | 3.0002e-05 | 558.01 | 0.0032 | 278.4715 | 0 | 278.8999 | 4.7538e-06
| 362.7392 | 0.74136 | 279.1089 | 0.0018063 | 278.6799 | -0.00029368 | 362.7392 | 0.0002607 | 279.1089 | 0.00019376 | 278.6799 | 0 | 278.6799 | 0 | 362.3282 | 8.972e-06 | 279.109 | 0 | 273.03 | 1.6864e-05 | 279.109 | 0 | 362.7392 | 0.0007003 | 279.109 | 0 | 273.03 | -0.0015847 | 279.1089 | 6.1884e-06 | 273.03 | -0.0015822 | 279.109 | 0 | 362.3282 | 9.2984e-06 | 279.109 | 0 | 362.3282 | 7.3791e-06 | 279.1089 | 0.00030604 | 278.6799 | 0 | 558.1669 | 0.00487 | 278.6799 | 0 | 557.078 | 6.6672e-06 | 558.1669 | 0.0031 | 278.6799 | 0 | 279.1089 | 1.7613e-05
| 362.8524 | 0.75954 | 279.318 | 0.00026707 | 278.8883 | -0.0006545 | 362.8524 | 1.7342e-05 | 279.318 | -4.777e-05 | 278.8883 | 0 | 278.8883 | 0 | 362.4392 | 9.5657e-06 | 279.318 | 0 | 273.24 | -8.4319e-05 | 279.318 | 0 | 362.8524 | 0.00141 | 279.318 | 0 | 273.24 | -0.0019721 | 279.318 | 0 | 273.24 | -5.4182e-05 | 279.318 | 0 | 362.4392 | 1.1008e-05 | 279.318 | 0 | 362.4392 | 8.6639e-06 | 279.318 | 0 | 278.8883 | 0 | 558.3238 | 0.00234 | 278.8883 | 0 | 557.2357 | 1.0001e-05 | 558.3238 | 0.00326 | 278.8883 | 0 | 279.318 | 6.2265e-06
| 362.9657 | 0.77127 | 279.5271 | 0.00035424 | 279.0967 | 0.00049596 | 362.9657 | 0.0007126 | 279.5271 | 4.7691e-05 | 279.0967 | 0 | 279.0967 | 0 | 362.5501 | 9.1849e-06 | 279.5271 | 0 | 273.45 | 0.00089378 | 279.5271 | 0 | 362.9657 | 0.0006719 | 279.5271 | 0 | 273.45 | 0.0015793 | 279.5271 | 1.2817e-05 | 273.45 | 0.0010836 | 279.5271 | 0 | 362.5501 | 1.0341e-05 | 279.5271 | 0 | 362.5501 | 1.0586e-05 | 279.5271 | 0.00018484 | 279.0967 | 0 | 558.4806 | 0.00313 | 279.0967 | 0 | 557.3934 | 0 | 558.4806 | 0.00316 | 279.0967 | 0 | 279.5271 | 1.5988e-05
| 363.0789 | 0.78908 | 279.7362 | 2.8798e-05 | 279.3051 | -0.00015376 | 363.0789 | 0.00058956 | 279.7362 | -0.00024096 | 279.3051 | 0 | 279.3051 | 0 | 362.6611 | 9.3081e-06 | 279.7362 | 0 | 273.66 | -0.0017032 | 279.7362 | 0 | 363.0789 | 0.00158 | 279.7362 | 0 | 273.66 | 0.00038475 | 279.7362 | 0 | 273.66 | -0.00018422 | 279.7362 | 0 | 362.6611 | 1.0528e-05 | 279.7362 | 0 | 362.6611 | 7.1595e-06 | 279.7362 | 0 | 279.3051 | 0 | 558.6375 | 0.00236 | 279.3051 | 0 | 557.5511 | 3.0002e-05 | 558.6375 | 0.00324 | 279.3051 | 0 | 279.7362 | 7.0012e-06
| 363.1922 | 0.80784 | 279.9453 | 0.0014003 | 279.5135 | -8.7408e-05 | 363.1922 | 0 | 279.9453 | -0.00012913 | 279.5135 | 0 | 279.5135 | 0 | 362.7721 | 7.7511e-06 | 279.9453 | 0 | 273.87 | -0.00062396 | 279.9453 | 0 | 363.1922 | 0.00098419 | 279.9453 | 0 | 273.87 | -0.0015202 | 279.9453 | 7.4586e-06 | 273.87 | -0.00028175 | 279.9453 | 0 | 362.7721 | 9.0759e-06 | 279.9453 | 0 | 362.7721 | 6.7313e-06 | 279.9453 | 0.00031557 | 279.5135 | 0 | 558.7944 | 0.00327 | 279.5135 | 0 | 557.7088 | 6.6672e-06 | 558.7944 | 0.00309 | 279.5135 | 0 | 279.9453 | 1.6885e-05
| 363.3054 | 0.82214 | 280.1544 | 0.00041099 | 279.722 | -0.00016786 | 363.3054 | 0.00039883 | 280.1544 | -0.00019805 | 279.722 | 0 | 279.722 | 0 | 362.8831 | 7.8183e-06 | 280.1544 | 0 | 274.07 | -0.0015684 | 280.1544 | 0 | 363.3054 | 0.00158 | 280.1544 | 0 | 274.07 | -0.0030376 | 280.1544 | 0 | 274.07 | -0.0018096 | 280.1544 | 0 | 362.8831 | 9.4389e-06 | 280.1544 | 0 | 362.8831 | 7.4889e-06 | 280.1544 | 0 | 279.722 | 0 | 558.9513 | 0.00276 | 279.722 | 0 | 557.8665 | 0 | 558.9513 | 0.00328 | 279.722 | 0 | 280.1544 | 8.4383e-06
| 363.4186 | 0.83847 | 280.3635 | 0.0005924 | 279.9305 | 0.00026732 | 363.4186 | 0.00036499 | 280.3635 | 0.00027756 | 279.9305 | 0 | 279.9305 | 0 | 362.9941 | 7.5943e-06 | 280.3635 | 0 | 274.28 | -0.00065769 | 280.3635 | 0 | 363.4186 | 0.00018926 | 280.3635 | 0 | 274.28 | 0.00028789 | 280.3635 | 1.018e-05 | 274.28 | 0.00059601 | 280.3635 | 0 | 362.9941 | 8.7011e-06 | 280.3635 | 0 | 362.9941 | 6.5226e-06 | 280.3635 | 0.00040465 | 279.9305 | 0 | 559.1082 | 0.00396 | 279.9305 | 0 | 558.0243 | 0 | 559.1082 | 0.00321 | 279.9305 | 0 | 280.3635 | 1.7574e-05
| 363.5319 | 0.85971 | 280.5727 | -7.4145e-05 | 280.1389 | -0.00067881 | 363.5319 | 0.00052021 | 280.5727 | 3.7589e-05 | 280.1389 | 0 | 280.1389 | 0 | 363.1051 | 9.2073e-06 | 280.5727 | 0 | 274.49 | -0.0021416 | 280.5727 | 0 | 363.5319 | 0.00039263 | 280.5727 | 0 | 274.49 | -0.0021982 | 280.5727 | 0 | 274.49 | -0.00070437 | 280.5727 | 0 | 363.1051 | 8.7011e-06 | 280.5727 | 0 | 363.1051 | 6.9509e-06 | 280.5727 | 0 | 280.1389 | 0 | 559.2652 | 0.00368 | 280.1389 | 0 | 558.182 | 3.0002e-05 | 559.2652 | 0.00338 | 280.1389 | 0 | 280.5727 | 3.3778e-06
| 363.6451 | 0.87455 | 280.7819 | 0.0010901 | 280.3474 | 0.00040636 | 363.6451 | 0.00010428 | 280.7819 | -0.0004058 | 280.3474 | 0 | 280.3474 | 0 | 363.2161 | 9.7337e-06 | 280.7819 | 0 | 274.7 | -0.0019057 | 280.7819 | 0 | 363.6451 | 0.00152 | 280.7819 | 0 | 274.7 | 0.00057846 | 280.7819 | 9.8562e-06 | 274.7 | -0.00096444 | 280.7819 | 0 | 363.2161 | 9.3569e-06 | 280.7819 | 0 | 363.2161 | 6.314e-06 | 280.7819 | 7.933e-05 | 280.3474 | 0 | 559.4221 | 0.00468 | 280.3474 | 0 | 558.3397 | 6.6672e-06 | 559.4221 | 0.00316 | 280.3474 | 0 | 280.7819 | 1.7186e-05
| 363.7583 | 0.88519 | 280.9911 | -0.00078755 | 280.556 | -0.0012518 | 363.7583 | 6.9356e-05 | 280.9911 | 0.0001744 | 280.556 | 0 | 280.556 | 0 | 363.3271 | 9.6217e-06 | 280.991 | 0 | 274.91 | -5.0592e-05 | 280.991 | 0 | 363.7583 | 0.00067647 | 280.991 | 0 | 274.91 | -0.0031667 | 280.9911 | 0 | 274.91 | 0.00056349 | 280.991 | 0 | 363.3271 | 9.7082e-06 | 280.991 | 0 | 363.3271 | 7.4889e-06 | 280.9911 | 0 | 280.556 | 0 | 559.579 | 0.00299 | 280.556 | 0 | 558.4975 | 0 | 559.579 | 0.00331 | 280.556 | 0 | 280.9911 | 3.2973e-06
| 363.8715 | 0.90815 | 281.2003 | 0.0013706 | 280.7645 | 0.0007283 | 363.8715 | 0 | 281.2003 | 0.00026557 | 280.7645 | 0 | 280.7645 | 0 | 363.4381 | 9.3081e-06 | 281.2002 | 0 | 275.12 | -0.00052277 | 281.2002 | 0 | 363.8715 | 0.0007003 | 281.2002 | 0 | 275.12 | -0.0019076 | 281.2003 | 1.2491e-05 | 275.12 | -0.001192 | 281.2002 | 0 | 363.4381 | 9.1812e-06 | 281.2002 | 0 | 363.4381 | 7.6976e-06 | 281.2003 | 0.00030992 | 280.7645 | 0 | 559.736 | 0.00299 | 280.7645 | 0 | 558.6552 | 0 | 559.736 | 0.00306 | 280.7645 | 0 | 281.2003 | 1.8926e-05
| 363.9848 | 0.92055 | 281.4095 | 0.00018132 | 280.9731 | 5.4566e-05 | 363.9848 | 0 | 281.4095 | -0.0011201 | 280.9731 | 0 | 280.9731 | 0 | 363.5492 | 8.8712e-06 | 281.4095 | 0 | 275.33 | -0.0019057 | 281.4095 | 0 | 363.9848 | 0.00076162 | 281.4095 | 0 | 275.33 | -0.002069 | 281.4095 | 0 | 275.33 | -0.0023624 | 281.4095 | 0 | 363.5492 | 9.4623e-06 | 281.4095 | 0 | 363.5492 | 7.8074e-06 | 281.4094 | 0 | 280.9731 | 0 | 559.893 | 0.0029 | 280.9731 | 0 | 558.813 | 1.0001e-05 | 559.893 | 0.00323 | 280.9731 | 0 | 281.4095 | 4.603e-06
| 364.098 | 0.93133 | 281.6187 | 0.001285 | 281.1816 | 0.00062492 | 364.098 | 0 | 281.6187 | 3.0694e-05 | 281.1816 | 0 | 281.1816 | 0 | 363.6602 | 8.0088e-06 | 281.6187 | 0 | 275.54 | 0.0011636 | 281.6187 | 0 | 364.098 | 0.00050157 | 281.6187 | 0 | 275.54 | -0.0019076 | 281.6187 | 8.1564e-06 | 275.54 | 0.0002384 | 281.6187 | 0 | 363.6602 | 8.9353e-06 | 281.6187 | 0 | 363.6602 | 9.6192e-06 | 281.6187 | 0.00029355 | 281.1816 | 0 | 560.0499 | 0.00415 | 281.1816 | 0 | 558.9707 | 0 | 560.0499 | 0.00301 | 281.1816 | 0 | 281.6187 | 1.937e-05
| 364.2112 | 0.94594 | 281.8279 | 0.00017895 | 281.3902 | 0.00031726 | 364.2112 | 0.00019074 | 281.8279 | -0.00040286 | 281.3902 | 0 | 281.3902 | 0 | 363.7712 | 7.2023e-06 | 281.8279 | 0 | 275.75 | -0.001602 | 281.8279 | 0 | 364.2112 | 0.00141 | 281.8279 | 0 | 275.75 | -0.0019721 | 281.8279 | 0 | 275.75 | -0.0023299 | 281.8279 | 0 | 363.7712 | 1.0001e-05 | 281.8279 | 0 | 363.7712 | 8.4443e-06 | 281.8279 | 0 | 281.3902 | 0 | 560.2069 | 0.00125 | 281.3902 | 0 | 559.1285 | 0 | 560.2069 | 0.00329 | 281.3902 | 0 | 281.8279 | 6.0932e-06
| 364.3244 | 0.96164 | 282.0372 | 0.00067254 | 281.5988 | 0.00064207 | 364.3244 | 0 | 282.0372 | 0.00052562 | 281.5988 | 0 | 281.5988 | 0 | 363.8823 | 7.7175e-06 | 282.0372 | 0 | 275.96 | -0.0013997 | 282.0372 | 0 | 364.3244 | 0.00209 | 282.0372 | 0 | 275.96 | 0.0016761 | 282.0372 | 1.1439e-05 | 275.96 | -0.00080189 | 282.0372 | 0 | 363.8823 | 7.8579e-06 | 282.0372 | 0 | 363.8823 | 7.3791e-06 | 282.0372 | 0.00021607 | 281.5988 | 0 | 560.3639 | 0.00348 | 281.5988 | 0 | 559.2863 | 6.6672e-06 | 560.3639 | 0.00311 | 281.5988 | 0 | 282.0372 | 1.3719e-05
| 364.4376 | 0.97177 | 282.2465 | -0.00024302 | 281.8075 | 0.00015257 | 364.4376 | 0.0002601 | 282.2465 | -0.00079156 | 281.8075 | 0 | 281.8075 | 0 | 363.9933 | 9.2633e-06 | 282.2465 | 0 | 276.17 | -0.0018044 | 282.2465 | 0 | 364.4376 | 0.00016557 | 282.2465 | 0 | 276.17 | -0.0013264 | 282.2465 | 1.5151e-06 | 276.17 | -0.0014846 | 282.2465 | 0 | 363.9933 | 9.3569e-06 | 282.2465 | 0 | 363.9933 | 5.3477e-06 | 282.2465 | 0 | 281.8075 | 0 | 560.5209 | 0.00125 | 281.8075 | 0 | 559.4441 | 3.0002e-05 | 560.5209 | 0.00334 | 281.8075 | 0 | 282.2465 | 5.8558e-06
| 364.5508 | 0.98194 | 282.4558 | 5.564e-05 | 282.0161 | 0.00054939 | 364.5508 | 0.00060832 | 282.4558 | 0.00093582 | 282.0161 | 0 | 282.0161 | 0 | 364.1044 | 9.2633e-06 | 282.4558 | 0 | 276.37 | 0.00011805 | 282.4558 | 0 | 364.5508 | 0 | 282.4558 | 0 | 276.37 | -0.0006807 | 282.4558 | 8.012e-06 | 276.37 | -0.00024923 | 282.4558 | 0 | 364.1044 | 8.2912e-06 | 282.4558 | 0 | 364.1044 | 8.7737e-06 | 282.4558 | 0.0001825 | 282.0161 | 0 | 560.6779 | 0.00281 | 282.0161 | 0 | 559.6019 | 6.6672e-06 | 560.6779 | 0.00308 | 282.0161 | 0 | 282.4558 | 1.6097e-05
| 364.664 | 0.98949 | 282.6651 | 0.00029458 | 282.2247 | -0.0013525 | 364.664 | 0.00058956 | 282.6651 | -0.00032679 | 282.2247 | 0 | 282.2247 | 0 | 364.2154 | 8.4456e-06 | 282.6651 | 0 | 276.58 | -0.0018719 | 282.6651 | 0 | 364.664 | 0.0013 | 282.6651 | 0 | 276.58 | -0.00022869 | 282.6651 | 0 | 276.58 | -0.0010945 | 282.6651 | 0 | 364.2154 | 1.02e-05 | 282.6651 | 0 | 364.2154 | 8.2356e-06 | 282.6651 | 0 | 282.2247 | 0 | 560.8349 | 0.00248 | 282.2247 | 0 | 559.7597 | 3.0002e-05 | 560.8349 | 0.00327 | 282.2247 | 0 | 282.6651 | 3.7745e-06
| 364.7772 | 0.99281 | 282.8744 | 0.00034936 | 282.4334 | 3.3305e-05 | 364.7772 | 0 | 282.8744 | 0.00027534 | 282.4334 | 0 | 282.4334 | 0 | 364.3265 | 7.5159e-06 | 282.8744 | 0 | 276.79 | 0.0009275 | 282.8744 | 0 | 364.7772 | 0.00158 | 282.8744 | 0 | 276.79 | -0.0010036 | 282.8744 | 7.734e-06 | 276.79 | -0.00099695 | 282.8744 | 0 | 364.3265 | 9.4272e-06 | 282.8744 | 0 | 364.3265 | 8.016e-06 | 282.8744 | 0.0002693 | 282.4334 | 0 | 560.9919 | 0.00429 | 282.4334 | 0 | 559.9175 | 6.6672e-06 | 560.9919 | 0.00305 | 282.4334 | 0 | 282.8744 | 1.4282e-05
| 364.8904 | 1 | 283.0838 | 5.3806e-05 | 282.6421 | -0.00093477 | 364.8904 | 0.00139 | 283.0838 | -6.438e-05 | 282.6421 | 0 | 282.6421 | 0 | 364.4376 | 8.2888e-06 | 283.0838 | 0 | 277 | -0.0018044 | 283.0838 | 0 | 364.8904 | 0.00204 | 283.0838 | 0 | 277 | -3.4977e-05 | 283.0838 | 0 | 277 | -0.0010295 | 283.0838 | 0 | 364.4376 | 1.1289e-05 | 283.0838 | 0 | 364.4376 | 4.3814e-06 | 283.0838 | 0 | 282.6421 | 0 | 561.1489 | 0.0026 | 282.6421 | 0 | 560.0753 | 5.0004e-05 | 561.1489 | 0.00322 | 282.6421 | 0 | 283.0838 | 5.1707e-06
| 365.0036 | 0.99779 | 283.2931 | 0.001026 | 282.8508 | 0.00091467 | 365.0036 | 0.00038237 | 283.2931 | 0.00024632 | 282.8508 | 0 | 282.8508 | 0 | 364.5487 | 8.6584e-06 | 283.2931 | 0 | 277.21 | 0.001231 | 283.2931 | 0 | 365.0036 | 4.7316e-05 | 283.2931 | 0 | 277.21 | 0.002677 | 283.2931 | 1.5033e-05 | 277.21 | -0.0016797 | 283.2931 | 0 | 364.5487 | 1.1231e-05 | 283.2931 | 0 | 364.5487 | 4.9194e-06 | 283.2931 | 0.00023193 | 282.8508 | 0 | 561.3059 | 0.00338 | 282.8508 | 0 | 560.2331 | 0 | 561.3059 | 0.00304 | 282.8508 | 0 | 283.2931 | 1.6904e-05
| 365.1168 | 0.99357 | 283.5025 | 0.00038146 | 283.0596 | -0.00022285 | 365.1168 | 0.00045084 | 283.5025 | -0.00018224 | 283.0596 | 0 | 283.0596 | 0 | 364.6597 | 8.524e-06 | 283.5025 | 0 | 277.42 | -0.0022428 | 283.5025 | 0 | 365.1168 | 0.00076162 | 283.5025 | 0 | 277.42 | 0.00054618 | 283.5025 | 0 | 277.42 | -0.0018422 | 283.5025 | 0 | 364.6597 | 1.1371e-05 | 283.5025 | 0 | 364.6597 | 5.4575e-06 | 283.5025 | 0 | 283.0596 | 0 | 561.463 | 0.0032 | 283.0596 | 0 | 560.391 | 1.0001e-05 | 561.463 | 0.00322 | 283.0596 | 0 | 283.5025 | 6.008e-06
| 365.2301 | 0.9936 | 283.7119 | 0.0012022 | 283.2683 | 0.0010598 | 365.2301 | 0 | 283.7119 | 0.00054401 | 283.2683 | 0 | 283.2683 | 0 | 364.7708 | 7.9303e-06 | 283.7119 | 0 | 277.63 | 0.00015177 | 283.7119 | 0 | 365.2301 | 0.00044478 | 283.7119 | 0 | 277.63 | 0.00077218 | 283.7119 | 1.2592e-05 | 277.63 | 0.00072604 | 283.7119 | 0 | 364.7708 | 1.068e-05 | 283.7119 | 0 | 364.7708 | 6.2042e-06 | 283.7119 | 0.00027649 | 283.2683 | 0 | 561.62 | 0.00309 | 283.2683 | 0 | 560.5488 | 0 | 561.62 | 0.00309 | 283.2683 | 0 | 283.7119 | 1.5975e-05
| 365.3433 | 0.99718 | 283.9213 | 0.00015591 | 283.4771 | -0.00049566 | 365.3433 | 0.00151 | 283.9213 | -0.00019385 | 283.4771 | 0 | 283.4771 | 0 | 364.8819 | 8.2104e-06 | 283.9213 | 0 | 277.84 | -0.001366 | 283.9213 | 0 | 365.3433 | 0.00278 | 283.9213 | 0 | 277.84 | -0.00026098 | 283.9213 | 0 | 277.84 | 0.0016038 | 283.9213 | 0 | 364.8819 | 9.9307e-06 | 283.9213 | 0 | 364.8819 | 6.6324e-06 | 283.9213 | 0 | 283.4771 | 0 | 561.7771 | 0.00292 | 283.4771 | 0 | 560.7066 | 3.0002e-05 | 561.7771 | 0.00324 | 283.4771 | 0 | 283.9213 | 7.6773e-06
| 365.4564 | 0.98194 | 284.1307 | 0.0010151 | 283.6858 | 0.0011117 | 365.4564 | 0 | 284.1307 | 0.00054909 | 283.6858 | 0 | 283.6858 | 0 | 364.993 | 7.5607e-06 | 284.1307 | 0 | 278.05 | 0.0011973 | 284.1307 | 0 | 365.4564 | 0.00147 | 284.1307 | 0 | 278.05 | -0.0011973 | 284.1307 | 1.6362e-05 | 278.05 | 0.00053099 | 284.1307 | 0 | 364.993 | 9.8722e-06 | 284.1307 | 0 | 364.993 | 8.4443e-06 | 284.1307 | 0.0002951 | 283.6858 | 0 | 561.9341 | 0.00443 | 283.6858 | 0 | 560.8645 | 0 | 561.9341 | 0.00303 | 283.6858 | 0 | 284.1307 | 1.8104e-05
| 365.5696 | 0.97172 | 284.3402 | -0.00023437 | 283.8946 | -0.00012167 | 365.5696 | 0.00027745 | 284.3402 | -0.00077959 | 283.8946 | 0 | 283.8946 | 0 | 365.1041 | 7.0679e-06 | 284.3402 | 0 | 278.26 | 0.00052277 | 284.3402 | 0 | 365.5696 | 0.00127 | 284.3402 | 0 | 278.26 | 0.0004816 | 284.3402 | 0 | 278.26 | 4.3346e-05 | 284.3402 | 0 | 365.1041 | 9.5677e-06 | 284.3402 | 0 | 365.1041 | 9.5204e-06 | 284.3402 | 0 | 283.8946 | 0 | 562.0912 | 0.00165 | 283.8946 | 0 | 561.0223 | 3.0002e-05 | 562.0912 | 0.00312 | 283.8946 | 0 | 284.3402 | 5.777e-06
| 365.6828 | 0.96495 | 284.5496 | 0.0016509 | 284.1034 | -5.6808e-06 | 365.6828 | 0.00041713 | 284.5496 | 0.00028861 | 284.1034 | 0 | 284.1034 | 0 | 365.2152 | 6.3622e-06 | 284.5496 | 0 | 278.47 | 0.00082632 | 284.5496 | 0 | 365.6828 | 0.00055835 | 284.5496 | 0 | 278.47 | -0.0015524 | 284.5496 | 8.1572e-06 | 278.47 | 0.00049847 | 284.5496 | 0 | 365.2152 | 9.4389e-06 | 284.5496 | 0 | 365.2152 | 9.729e-06 | 284.5496 | 0.00039384 | 284.1035 | 0 | 562.2483 | 0.00424 | 284.1034 | 0 | 561.1802 | 2.6669e-05 | 562.2483 | 0.00298 | 284.1035 | 0 | 284.5496 | 1.5852e-05
| 365.796 | 0.95215 | 284.7591 | 8.2286e-05 | 284.3123 | -0.00049004 | 365.796 | 0.00052021 | 284.7591 | -0.00082253 | 284.3123 | 0 | 284.3123 | 0 | 365.3263 | 8.2664e-06 | 284.7591 | 0 | 278.68 | -1.6864e-05 | 284.7591 | 0 | 365.796 | 0.00027911 | 284.7591 | 0 | 278.68 | -0.00042241 | 284.7591 | 0 | 278.68 | 0.00098612 | 284.7591 | 0 | 365.3263 | 9.3803e-06 | 284.7591 | 0 | 365.3263 | 7.8074e-06 | 284.7591 | 0 | 284.3123 | 0 | 562.4054 | 0.00262 | 284.3123 | 0 | 561.3381 | 0 | 562.4054 | 0.00313 | 284.3123 | 0 | 284.7591 | 7.5781e-06
| 365.9092 | 0.93486 | 284.9686 | 0.00097872 | 284.5211 | -0.0012739 | 365.9092 | 0 | 284.9686 | 0.00043246 | 284.5211 | 0 | 284.5211 | 0 | 365.4375 | 8.8936e-06 | 284.9686 | 0 | 278.89 | 0.0020068 | 284.9686 | 0 | 365.9092 | 0.00055835 | 284.9686 | 0 | 278.89 | -9.9549e-05 | 284.9686 | 1.0575e-05 | 278.89 | 0.0011812 | 284.9686 | 0 | 365.4375 | 9.0524e-06 | 284.9686 | 0 | 365.4375 | 6.0944e-06 | 284.9686 | 0.00024853 | 284.5211 | 0 | 562.5625 | 0.00229 | 284.5211 | 0 | 561.496 | 6.6672e-06 | 562.5625 | 0.00297 | 284.5211 | 0 | 284.9686 | 1.593e-05
| 366.0224 | 0.91101 | 285.1781 | 0.0003137 | 284.73 | -0.00011102 | 366.0224 | 0.00139 | 285.1781 | -0.00076033 | 284.73 | 0 | 284.73 | 0 | 365.5486 | 9.0729e-06 | 285.1781 | 0 | 279.09 | -0.00089378 | 285.1781 | 0 | 366.0224 | 0.00173 | 285.1781 | 0 | 279.09 | 0.00022331 | 285.1781 | 0 | 279.09 | -0.0008344 | 285.1781 | 0 | 365.5486 | 1.0095e-05 | 285.1781 | 0 | 365.5486 | 5.8857e-06 | 285.1781 | 0 | 284.73 | 0 | 562.7196 | 0.0026 | 284.73 | 0 | 561.6539 | 1.0001e-05 | 562.7196 | 0.00314 | 284.73 | 0 | 285.1781 | 4.7991e-06
| 366.1356 | 0.89365 | 285.3876 | 0.0012829 | 284.9389 | 0.000179 | 366.1356 | 0 | 285.3876 | 0.00031058 | 284.9389 | 0 | 284.9389 | 0 | 365.6597 | 8.188e-06 | 285.3876 | 0 | 279.3 | -0.00052277 | 285.3876 | 0 | 366.1356 | 0.00178 | 285.3876 | 0 | 279.3 | 0.0002556 | 285.3876 | 8.183e-06 | 279.3 | 0.0013438 | 285.3876 | 0 | 365.6597 | 1.0141e-05 | 285.3876 | 0 | 365.6597 | 6.5226e-06 | 285.3876 | 0.00029564 | 284.9389 | 0 | 562.8767 | 0.00408 | 284.9389 | 0 | 561.8117 | 0 | 562.8767 | 0.00297 | 284.9389 | 0 | 285.3876 | 1.7948e-05
| 366.2488 | 0.86677 | 285.5971 | 0.00011716 | 285.1478 | -0.00087771 | 366.2488 | 0.00022542 | 285.5971 | -0.0006818 | 285.1478 | 0 | 285.1478 | 0 | 365.7709 | 8.7368e-06 | 285.5971 | 0 | 279.51 | 0.0009275 | 285.5971 | 0 | 366.2488 | 0.00147 | 285.5971 | 0 | 279.51 | -0.0021336 | 285.5971 | 0 | 279.51 | 0.002449 | 285.5971 | 0 | 365.7709 | 1.0469e-05 | 285.5971 | 0 | 365.7709 | 8.3454e-06 | 285.5971 | 0 | 285.1478 | 0 | 563.0338 | 0.00218 | 285.1478 | 0 | 561.9696 | 1.0001e-05 | 563.0338 | 0.00317 | 285.1478 | 0 | 285.5971 | 6.2834e-06
| 366.3619 | 0.84963 | 285.8067 | 0.0010767 | 285.3567 | 0.00059925 | 366.3619 | 0 | 285.8067 | -3.0325e-05 | 285.3567 | 0 | 285.3567 | 0 | 365.882 | 8.4792e-06 | 285.8067 | 0 | 279.72 | -0.00038786 | 285.8067 | 0 | 366.3619 | 0 | 285.8067 | 0 | 279.72 | 0.00080447 | 285.8067 | 1.3335e-05 | 279.72 | 0.00069354 | 285.8067 | 0 | 365.882 | 9.2984e-06 | 285.8067 | 0 | 365.882 | 1.0805e-05 | 285.8067 | 0.00031363 | 285.3567 | 0 | 563.1909 | 0.00431 | 285.3567 | 0 | 562.1276 | 6.6672e-06 | 563.1909 | 0.003 | 285.3567 | 0 | 285.8067 | 1.4949e-05
| 366.4751 | 0.8251 | 286.0163 | 0.00059843 | 285.5656 | -0.00032394 | 366.4751 | 0 | 286.0163 | -0.00023924 | 285.5656 | 0 | 285.5656 | 0 | 365.9932 | 8.2664e-06 | 286.0163 | 0 | 279.93 | 0.00035414 | 286.0163 | 0 | 366.4751 | 0.00081839 | 286.0163 | 0 | 279.93 | -0.0019399 | 286.0163 | 0 | 279.93 | -0.0019722 | 286.0163 | 0 | 365.9932 | 9.9542e-06 | 286.0163 | 0 | 365.9932 | 1.0157e-05 | 286.0163 | 0 | 285.5656 | 0 | 563.348 | 0.0028 | 285.5656 | 0 | 562.2855 | 1.0001e-05 | 563.348 | 0.00314 | 285.5656 | 0 | 286.0163 | 5.3248e-06
| 366.5883 | 0.80449 | 286.2258 | 0.0021184 | 285.7746 | -6.446e-05 | 366.5883 | 0.00036499 | 286.2258 | 0.00037271 | 285.7746 | 0 | 285.7746 | 0 | 366.1043 | 7.5159e-06 | 286.2258 | 0 | 280.14 | 8.4319e-05 | 286.2258 | 0 | 366.5883 | 0.00113 | 286.2258 | 0 | 280.14 | -0.0020367 | 286.2258 | 6.1656e-06 | 280.14 | 0.00075855 | 286.2258 | 0 | 366.1043 | 9.1812e-06 | 286.2258 | 0 | 366.1043 | 9.191e-06 | 286.2258 | 0.00017761 | 285.7746 | 0 | 563.5052 | 0.00336 | 285.7746 | 0 | 562.4434 | 0 | 563.5052 | 0.00296 | 285.7746 | 0 | 286.2258 | 1.5734e-05
| 366.7015 | 0.77745 | 286.4354 | 0.00066537 | 285.9835 | 6.6878e-05 | 366.7015 | 0.00114 | 286.4354 | -0.00014546 | 285.9835 | 0 | 285.9835 | 0 | 366.2155 | 7.3815e-06 | 286.4354 | 0 | 280.35 | 0.00021923 | 286.4354 | 0 | 366.7015 | 0.00070485 | 286.4354 | 0 | 280.35 | 0.00090132 | 286.4354 | 0 | 280.35 | 0.00072604 | 286.4354 | 0 | 366.2155 | 9.919e-06 | 286.4354 | 0 | 366.2155 | 7.0607e-06 | 286.4354 | 0 | 285.9835 | 0 | 563.6623 | 0.00306 | 285.9835 | 0 | 562.6013 | 1.0001e-05 | 563.6623 | 0.00302 | 285.9835 | 0 | 286.4354 | 5.3577e-06
| 366.8146 | 0.75608 | 286.6451 | 0.0013948 | 286.1925 | 0.00027236 | 366.8146 | 0.00015642 | 286.6451 | 0.00038825 | 286.1925 | 0 | 286.1925 | 0 | 366.3266 | 7.6391e-06 | 286.645 | 0 | 280.56 | 0.00035414 | 286.645 | 0 | 366.8146 | 0.0022 | 286.645 | 0 | 280.56 | 0.00028789 | 286.6451 | 6.8086e-06 | 280.56 | 0.0013438 | 286.645 | 0 | 366.3266 | 1.02e-05 | 286.645 | 0 | 366.3266 | 9.0921e-06 | 286.6451 | 0.00032997 | 286.1925 | 0 | 563.8195 | 0.00512 | 286.1925 | 0 | 562.7592 | 0 | 563.8195 | 0.0029 | 286.1925 | 0 | 286.6451 | 1.5525e-05
| 366.9278 | 0.73582 | 286.8547 | 0.00032152 | 286.4015 | -0.00034925 | 366.9278 | 8.6698e-05 | 286.8547 | -0.00017279 | 286.4015 | 0 | 286.4015 | 0 | 366.4378 | 7.6951e-06 | 286.8547 | 0 | 280.77 | 0.0016358 | 286.8547 | 0 | 366.9278 | 0.00207 | 286.8547 | 0 | 280.77 | 0.00028789 | 286.8547 | 0 | 280.77 | 0.0009536 | 286.8547 | 0 | 366.4378 | 1.102e-05 | 286.8547 | 0 | 366.4378 | 8.3454e-06 | 286.8547 | 0 | 286.4015 | 0 | 563.9767 | 0.00324 | 286.4015 | 0 | 562.9172 | 0 | 563.9767 | 0.00308 | 286.4015 | 0 | 286.8547 | 6.6029e-06
| 367.041 | 0.70278 | 287.0643 | 0.00141 | 286.6105 | 0.00034603 | 367.041 | 0.00081688 | 287.0643 | 0.00029041 | 286.6105 | 0 | 286.6105 | 0 | 366.549 | 7.7511e-06 | 287.0643 | 0 | 280.98 | -0.00015177 | 287.0643 | 0 | 367.041 | 0.00041639 | 287.0643 | 0 | 280.98 | 0.00073989 | 287.0643 | 6.0946e-06 | 280.98 | -0.00057433 | 287.0643 | 0 | 366.549 | 1.0446e-05 | 287.0643 | 0 | 366.549 | 9.3008e-06 | 287.0643 | 0.00017477 | 286.6105 | 0 | 564.1339 | 0.00366 | 286.6105 | 0 | 563.0751 | 6.6672e-06 | 564.1339 | 0.003 | 286.6105 | 0 | 287.0643 | 1.9589e-05
| 367.1542 | 0.67775 | 287.274 | 0.0002559 | 286.8196 | 0.00025604 | 367.1542 | 0 | 287.274 | 0.00034256 | 286.8196 | 0 | 286.8196 | 0 | 366.6602 | 8.3e-06 | 287.274 | 0 | 281.19 | -0.00045532 | 287.274 | 0 | 367.1542 | 0 | 287.274 | 0 | 281.19 | 0.00022331 | 287.274 | 0 | 281.19 | -0.00060684 | 287.274 | 0 | 366.6602 | 8.1273e-06 | 287.274 | 0 | 366.6602 | 6.9509e-06 | 287.274 | 0 | 286.8196 | 0 | 564.291 | 0.00397 | 286.8196 | 0 | 563.2331 | 0 | 564.291 | 0.00312 | 286.8196 | 0 | 287.274 | 6.803e-06
| 367.2673 | 0.6701 | 287.4836 | 0.00088375 | 287.0286 | -0.00030738 | 367.2673 | 0.00027809 | 287.4836 | -7.5247e-05 | 287.0286 | 0 | 287.0286 | 0 | 366.7713 | 8.524e-06 | 287.4837 | 0 | 281.4 | -0.0019731 | 287.4837 | 0 | 367.2673 | 0.00218 | 287.4837 | 0 | 281.4 | -2.6905e-06 | 287.4836 | 3.8487e-06 | 281.4 | 0.0018964 | 287.4837 | 0 | 366.7713 | 7.9633e-06 | 287.4837 | 0 | 366.7713 | 8.6639e-06 | 287.4836 | 0.000386 | 287.0286 | 0 | 564.4482 | 0.00526 | 287.0286 | 0 | 563.391 | 6.6672e-06 | 564.4482 | 0.00294 | 287.0286 | 0 | 287.4836 | 1.5641e-05
| 367.3805 | 0.64541 | 287.6934 | 0.0010625 | 287.2377 | 0.00038772 | 367.3805 | 0.00058956 | 287.6934 | -0.00048987 | 287.2377 | 0 | 287.2377 | 0 | 366.8825 | 8.8936e-06 | 287.6934 | 0 | 281.61 | 0.00069142 | 287.6934 | 0 | 367.3805 | 0.00036425 | 287.6934 | 0 | 281.61 | -0.002973 | 287.6934 | 0 | 281.61 | -0.0043454 | 287.6934 | 0 | 366.8825 | 7.3544e-06 | 287.6934 | 0 | 366.8825 | 7.9172e-06 | 287.6934 | 0 | 287.2377 | 0 | 564.6054 | 0.00334 | 287.2377 | 0 | 563.549 | 5.0004e-05 | 564.6054 | 0.00313 | 287.2377 | 0 | 287.6934 | 4.4112e-06
| 367.4936 | 0.62615 | 287.903 | 0.00088264 | 287.4468 | 0.00053695 | 367.4936 | 0.00039975 | 287.903 | 5.064e-05 | 287.4468 | 0 | 287.4468 | 0 | 366.9937 | 7.7511e-06 | 287.9031 | 0 | 281.82 | 0.001231 | 287.9031 | 0 | 367.4936 | 0 | 287.9031 | 0 | 281.82 | -0.00022869 | 287.903 | 1.1016e-05 | 281.82 | -0.00024923 | 287.9031 | 0 | 366.9937 | 8.1507e-06 | 287.9031 | 0 | 366.9937 | 7.6976e-06 | 287.9031 | 0.00013438 | 287.4468 | 0 | 564.7626 | 0.00348 | 287.4468 | 0 | 563.707 | 0 | 564.7626 | 0.00301 | 287.4468 | 0 | 287.903 | 1.7042e-05
| 367.6068 | 0.60473 | 288.1128 | 0.00045972 | 287.6559 | 0.00047514 | 367.6068 | 0 | 288.1128 | -0.0002984 | 287.6559 | 0 | 287.6559 | 0 | 367.1049 | 8.7368e-06 | 288.1128 | 0 | 282.03 | -0.001231 | 288.1128 | 0 | 367.6068 | 0.00147 | 288.1128 | 0 | 282.03 | -0.00084214 | 288.1128 | 0 | 282.03 | 0.00066102 | 288.1128 | 0 | 367.1049 | 8.6191e-06 | 288.1128 | 0 | 367.1049 | 7.9172e-06 | 288.1128 | 0 | 287.6559 | 0 | 564.9198 | 0.00302 | 287.6559 | 0 | 563.865 | 1.0001e-05 | 564.9198 | 0.00315 | 287.6559 | 0 | 288.1128 | 6.2401e-06
| 367.7199 | 0.58602 | 288.3225 | 0.0011123 | 287.865 | 0.0005675 | 367.7199 | 0 | 288.3225 | 0.00071591 | 287.865 | 0 | 287.865 | 0 | 367.2162 | 7.9751e-06 | 288.3225 | 0 | 282.24 | -0.001231 | 288.3225 | 0 | 367.7199 | 0.0026 | 288.3225 | 0 | 282.24 | 0.00073989 | 288.3225 | 1.37e-05 | 282.24 | -0.00028175 | 288.3225 | 0 | 367.2162 | 9.7317e-06 | 288.3225 | 0 | 367.2162 | 8.2356e-06 | 288.3225 | 0.00022848 | 287.865 | 0 | 565.0771 | 0.00388 | 287.865 | 0 | 564.0229 | 6.6672e-06 | 565.0771 | 0.00297 | 287.865 | 0 | 288.3225 | 1.5046e-05
| 367.8331 | 0.56896 | 288.5323 | -0.00022327 | 288.0741 | -0.0003777 | 367.8331 | 0.00027745 | 288.5323 | -0.00010572 | 288.0741 | 0 | 288.0741 | 0 | 367.3274 | 9.2521e-06 | 288.5323 | 0 | 282.45 | -0.00032042 | 288.5323 | 0 | 367.8331 | 8.0426e-05 | 288.5323 | 0 | 282.45 | -0.0030053 | 288.5323 | 0 | 282.45 | -0.00067186 | 288.5323 | 0 | 367.3274 | 1.0821e-05 | 288.5323 | 0 | 367.3274 | 8.2356e-06 | 288.5323 | 0 | 288.0741 | 0 | 565.2343 | 0.00295 | 288.0741 | 0 | 564.1809 | 0 | 565.2343 | 0.00307 | 288.0741 | 0 | 288.5323 | 7.9858e-06
| 367.9463 | 0.55946 | 288.742 | 0.0011121 | 288.2833 | 0.0009127 | 367.9463 | 0 | 288.742 | 0.00043213 | 288.2833 | 0 | 288.2833 | 0 | 367.4386 | 8.1096e-06 | 288.742 | 0 | 282.66 | 0.0019393 | 288.742 | 0 | 367.9463 | 0.00021766 | 288.742 | 0 | 282.66 | -0.0033282 | 288.742 | 1.609e-05 | 282.66 | 0.0012462 | 288.742 | 0 | 367.4386 | 9.2398e-06 | 288.742 | 0 | 367.4386 | 8.4443e-06 | 288.742 | 0.00058449 | 288.2833 | 0 | 565.3916 | 0.00323 | 288.2833 | 0 | 564.3389 | 6.6672e-06 | 565.3916 | 0.00288 | 288.2833 | 0 | 288.742 | 1.5255e-05
| 368.0594 | 0.54544 | 288.9518 | 0.00065095 | 288.4925 | -6.7036e-05 | 368.0594 | 0.00072829 | 288.9518 | -0.00065726 | 288.4925 | 0 | 288.4925 | 0 | 367.5498 | 9.0168e-06 | 288.9518 | 0 | 282.87 | -0.00065769 | 288.9518 | 0 | 368.0594 | 0.00263 | 288.9518 | 0 | 282.87 | -0.0021013 | 288.9518 | 0 | 282.87 | -0.0015171 | 288.9518 | 0 | 367.5498 | 1.0469e-05 | 288.9518 | 0 | 367.5498 | 9.4106e-06 | 288.9518 | 0 | 288.4925 | 0 | 565.5488 | 0.00207 | 288.4925 | 0 | 564.4969 | 3.0002e-05 | 565.5488 | 0.00306 | 288.4925 | 0 | 288.9518 | 6.5074e-06
| 368.1726 | 0.53005 | 289.1617 | 0.00054185 | 288.7017 | 0.00055839 | 368.1726 | 0 | 289.1617 | 3.8536e-05 | 288.7017 | 0 | 288.7017 | 0 | 367.661 | 9.2297e-06 | 289.1616 | 0 | 283.08 | -0.001231 | 289.1616 | 0 | 368.1726 | 0.00152 | 289.1616 | 0 | 283.08 | -0.0009067 | 289.1617 | 9.374e-06 | 283.08 | 0.00033593 | 289.1616 | 0 | 367.661 | 1.0223e-05 | 289.1616 | 0 | 367.661 | 1.1552e-05 | 289.1617 | 0.00045316 | 288.7017 | 0 | 565.7061 | 0.00545 | 288.7017 | 0 | 564.655 | 6.6672e-06 | 565.7061 | 0.00295 | 288.7017 | 0 | 289.1617 | 1.7923e-05
| 368.2857 | 0.51376 | 289.3715 | 0.00069737 | 288.9109 | -0.0016726 | 368.2857 | 0.00146 | 289.3715 | -0.00034213 | 288.9109 | 0 | 288.9109 | 0 | 367.7723 | 9.4201e-06 | 289.3715 | 0 | 283.29 | 0.001231 | 289.3715 | 0 | 368.2857 | 0.0017 | 289.3715 | 0 | 283.29 | -0.0009067 | 289.3715 | 0 | 283.29 | 0.00020589 | 289.3715 | 0 | 367.7723 | 1.1207e-05 | 289.3715 | 0 | 367.7723 | 1.0805e-05 | 289.3715 | 0 | 288.9109 | 0 | 565.8633 | 0.0016 | 288.9109 | 0 | 564.813 | 3.0002e-05 | 565.8633 | 0.00314 | 288.9109 | 0 | 289.3715 | 3.0576e-06
| 368.3989 | 0.50637 | 289.5813 | 0.0013753 | 289.1201 | -0.00010534 | 368.3989 | 0.00013905 | 289.5813 | 0.00062042 | 289.1201 | 0 | 289.1201 | 0 | 367.8835 | 9.1065e-06 | 289.5813 | 0 | 283.5 | 0.0016358 | 289.5813 | 0 | 368.3989 | 0.00158 | 289.5813 | 0 | 283.5 | -0.0010036 | 289.5813 | 9.1459e-06 | 283.5 | 0.0018964 | 289.5813 | 0 | 367.8835 | 9.4623e-06 | 289.5813 | 0 | 367.8835 | 1.0267e-05 | 289.5813 | 0.00020555 | 289.1201 | 0 | 566.0206 | 0.00322 | 289.1201 | 0 | 564.971 | 0 | 566.0206 | 0.00295 | 289.1201 | 0 | 289.5813 | 1.6717e-05
| 368.512 | 0.49933 | 289.7911 | 0.00032875 | 289.3293 | 0.0012074 | 368.512 | 0.00072829 | 289.7911 | -0.00015423 | 289.3293 | 0 | 289.3293 | 0 | 367.9948 | 8.4456e-06 | 289.7911 | 0 | 283.7 | -0.00079259 | 289.7911 | 0 | 368.512 | 0.00087516 | 289.7911 | 0 | 283.7 | 6.1882e-05 | 289.7911 | 5.5154e-07 | 283.7 | -0.0025248 | 289.7911 | 0 | 367.9948 | 8.9939e-06 | 289.7911 | 0 | 367.9948 | 9.0921e-06 | 289.7911 | 0 | 289.3293 | 0 | 566.1779 | 0.0026 | 289.3293 | 0 | 565.1291 | 3.0002e-05 | 566.1779 | 0.00307 | 289.3293 | 0 | 289.7911 | 6.9504e-06
| 368.6252 | 0.49143 | 290.001 | 0.0011601 | 289.5386 | 0.00063758 | 368.6252 | 0.00048665 | 290.001 | 0.00062249 | 289.5386 | 0 | 289.5386 | 0 | 368.106 | 8.2104e-06 | 290.001 | 0 | 283.91 | -0.00079259 | 290.001 | 0 | 368.6252 | 0.00192 | 290.001 | 0 | 283.91 | -0.0026179 | 290.001 | 8.1861e-06 | 283.91 | -0.0010945 | 290.001 | 0 | 368.106 | 8.8651e-06 | 290.001 | 0 | 368.106 | 7.8074e-06 | 290.001 | 0.00029581 | 289.5386 | 0 | 566.3352 | 0.00394 | 289.5386 | 0 | 565.2871 | 0 | 566.3352 | 0.00288 | 289.5386 | 0 | 290.001 | 1.6899e-05
| 368.7383 | 0.47993 | 290.2109 | 0.00047844 | 289.7479 | -0.00064885 | 368.7383 | 0.00050287 | 290.2109 | -0.00035087 | 289.7479 | 0 | 289.7479 | 0 | 368.2173 | 8.188e-06 | 290.2109 | 0 | 284.12 | 0.0016695 | 290.2109 | 0 | 368.7383 | 0.00081839 | 290.2109 | 0 | 284.12 | 0.0018376 | 290.2109 | 0 | 284.12 | -0.001127 | 290.2109 | 0 | 368.2173 | 1.0692e-05 | 290.2109 | 0 | 368.2173 | 5.6661e-06 | 290.2109 | 0 | 289.7479 | 0 | 566.4924 | 0.00197 | 289.7479 | 0 | 565.4451 | 0 | 566.4924 | 0.00304 | 289.7479 | 0 | 290.2109 | 3.9521e-06
| 368.8514 | 0.47343 | 290.4208 | 0.0012601 | 289.9572 | 0.00022059 | 368.8514 | 0.00095592 | 290.4208 | 0.00098218 | 289.9572 | 0 | 289.9572 | 0 | 368.3286 | 7.2023e-06 | 290.4208 | 0 | 284.33 | 0.0016358 | 290.4208 | 0 | 368.8514 | 0.0006719 | 290.4208 | 0 | 284.33 | 6.1882e-05 | 290.4208 | 4.8394e-06 | 284.33 | -2.1673e-05 | 290.4208 | 0 | 368.3286 | 1.1371e-05 | 290.4208 | 0 | 368.3286 | 6.314e-06 | 290.4208 | 0.00054189 | 289.9572 | 0 | 566.6498 | 0.00376 | 289.9572 | 0 | 565.6032 | 0 | 566.6498 | 0.0029 | 289.9572 | 0 | 290.4208 | 1.5707e-05
| 368.9646 | 0.46336 | 290.6307 | 0.00091654 | 290.1665 | -0.00022859 | 368.9646 | 0.0016 | 290.6307 | 0.0002759 | 290.1665 | 0 | 290.1665 | 0 | 368.4398 | 7.4039e-06 | 290.6307 | 0 | 284.54 | -0.00038786 | 290.6307 | 0 | 368.9646 | 0.00084678 | 290.6307 | 0 | 284.54 | -0.0012296 | 290.6307 | 0 | 284.54 | 0.00014088 | 290.6307 | 0 | 368.4398 | 1.1722e-05 | 290.6307 | 0 | 368.4398 | 8.016e-06 | 290.6307 | 0 | 290.1665 | 0 | 566.8071 | 0.00299 | 290.1665 | 0 | 565.7613 | 3.0002e-05 | 566.8071 | 0.00316 | 290.1665 | 0 | 290.6307 | 4.2606e-06
| 369.0777 | 0.45684 | 290.8406 | 0.0012752 | 290.3758 | 0.00048103 | 369.0777 | 0.00103 | 290.8406 | 0.00014296 | 290.3758 | 0 | 290.3758 | 0 | 368.5511 | 6.8774e-06 | 290.8406 | 0 | 284.75 | -0.00062396 | 290.8406 | 0 | 369.0777 | 0.00107 | 290.8406 | 0 | 284.75 | 0.0015793 | 290.8406 | 1.8953e-05 | 284.75 | -0.00073687 | 290.8406 | 0 | 368.5511 | 1.0411e-05 | 290.8406 | 0 | 368.5511 | 1.0695e-05 | 290.8406 | 0.00044793 | 290.3758 | 0 | 566.9644 | 0.00422 | 290.3758 | 0 | 565.9193 | 6.6672e-06 | 566.9644 | 0.00297 | 290.3758 | 0 | 290.8406 | 1.7203e-05
| 369.1908 | 0.45165 | 291.0506 | 0.00082277 | 290.5851 | 0.0010211 | 369.1908 | 0 | 291.0506 | -0.00049334 | 290.5851 | 0 | 290.5851 | 0 | 368.6624 | 7.7959e-06 | 291.0506 | 0 | 284.96 | 0.001602 | 291.0506 | 0 | 369.1908 | 0.00156 | 291.0506 | 0 | 284.96 | 0.00067532 | 291.0506 | 3.4419e-06 | 284.96 | -0.00086692 | 291.0506 | 0 | 368.6624 | 1.1582e-05 | 291.0506 | 0 | 368.6624 | 9.0921e-06 | 291.0506 | 0 | 290.5851 | 0 | 567.1217 | 0.0032 | 290.5851 | 0 | 566.0774 | 3.0002e-05 | 567.1217 | 0.00317 | 290.5851 | 0 | 291.0506 | 5.2521e-06
| 369.304 | 0.44539 | 291.2605 | 0.001526 | 290.7945 | 0.00029198 | 369.304 | 0.00057355 | 291.2605 | -0.00017848 | 290.7945 | 0 | 290.7945 | 0 | 368.7737 | 6.9671e-06 | 291.2605 | 0 | 285.17 | 0.0014334 | 291.2605 | 0 | 369.304 | 0.00101 | 291.2605 | 0 | 285.17 | 6.1882e-05 | 291.2605 | 4.4088e-06 | 285.17 | 0.002189 | 291.2605 | 0 | 368.7737 | 1.1395e-05 | 291.2605 | 0 | 368.7737 | 1.0047e-05 | 291.2605 | 0.00041834 | 290.7945 | 0 | 567.2791 | 0.00432 | 290.7945 | 0 | 566.2355 | 0 | 567.2791 | 0.00285 | 290.7945 | 0 | 291.2605 | 1.5983e-05
| 369.4171 | 0.43695 | 291.4705 | -0.00010995 | 291.0039 | -0.00061092 | 369.4171 | 0.00032946 | 291.4705 | -0.00023168 | 291.0039 | 0 | 291.0039 | 0 | 368.885 | 7.5383e-06 | 291.4705 | 0 | 285.38 | -0.0027826 | 291.4705 | 0 | 369.4171 | 0.00056294 | 291.4705 | 0 | 285.38 | -0.0037156 | 291.4705 | 0 | 285.38 | -0.0016147 | 291.4705 | 0 | 368.885 | 1.0844e-05 | 291.4705 | 0 | 368.885 | 8.8725e-06 | 291.4705 | 0 | 291.0039 | 0 | 567.4364 | 0.00195 | 291.0039 | 0 | 566.3936 | 1.0001e-05 | 567.4364 | 0.00302 | 291.0039 | 0 | 291.4705 | 5.9138e-06
| 369.5302 | 0.43485 | 291.6805 | 0.0007525 | 291.2133 | 0.001152 | 369.5302 | 0.00041713 | 291.6805 | 0.00015233 | 291.2133 | 0 | 291.2133 | 0 | 368.9963 | 7.4039e-06 | 291.6805 | 0 | 285.59 | 0.001231 | 291.6805 | 0 | 369.5302 | 0 | 291.6805 | 0 | 285.59 | -0.0017784 | 291.6805 | 1.2704e-05 | 285.59 | -0.00031426 | 291.6805 | 0 | 368.9963 | 8.947e-06 | 291.6805 | 0 | 368.9963 | 1.0157e-05 | 291.6805 | 0.00016647 | 291.2133 | 0 | 567.5938 | 0.00388 | 291.2133 | 0 | 566.5517 | 6.6672e-06 | 567.5938 | 0.00283 | 291.2133 | 0 | 291.6805 | 1.7553e-05
| 369.6433 | 0.42883 | 291.8905 | 4.3999e-05 | 291.4227 | -5.3471e-05 | 369.6433 | 0.00091902 | 291.8905 | -0.00024021 | 291.4227 | 0 | 291.4227 | 0 | 369.1076 | 8.5464e-06 | 291.8905 | 0 | 285.8 | -0.0005565 | 291.8905 | 0 | 369.6433 | 0.00193 | 291.8905 | 0 | 285.8 | -0.0035541 | 291.8905 | 0 | 285.8 | -0.0018096 | 291.8905 | 0 | 369.1076 | 8.3966e-06 | 291.8905 | 0 | 369.1076 | 8.7737e-06 | 291.8905 | 0 | 291.4227 | 0 | 567.7511 | 0.00222 | 291.4227 | 0 | 566.7098 | 3.0002e-05 | 567.7511 | 0.00309 | 291.4227 | 0 | 291.8905 | 7.0772e-06
| 369.7565 | 0.42837 | 292.1005 | 0.0012661 | 291.6321 | 0.00027356 | 369.7565 | 0.00066046 | 292.1005 | 0.00072932 | 291.6321 | 0 | 291.6321 | 0 | 369.2189 | 8.244e-06 | 292.1005 | 0 | 286.01 | 0.00075887 | 292.1005 | 0 | 369.7565 | 0.00203 | 292.1005 | 0 | 286.01 | 0.00015874 | 292.1005 | 7.0343e-06 | 286.01 | -0.00015171 | 292.1005 | 0 | 369.2189 | 7.9399e-06 | 292.1005 | 0 | 369.2189 | 1.0157e-05 | 292.1005 | 0.00032414 | 291.6321 | 0 | 567.9085 | 0.00366 | 291.6321 | 0 | 566.8679 | 0 | 567.9085 | 0.00288 | 291.6321 | 0 | 292.1005 | 1.8855e-05
| 369.8696 | 0.41711 | 292.3106 | -0.00037967 | 291.8416 | -0.0012583 | 369.8696 | 0.00128 | 292.3106 | -0.00064628 | 291.8416 | 0 | 291.8416 | 0 | 369.3302 | 8.524e-06 | 292.3106 | 0 | 286.22 | 0.00038786 | 292.3106 | 0 | 369.8696 | 0.00158 | 292.3106 | 0 | 286.22 | -0.00029326 | 292.3106 | 0 | 286.22 | -5.4182e-05 | 292.3106 | 0 | 369.3302 | 8.3147e-06 | 292.3106 | 0 | 369.3302 | 8.8725e-06 | 292.3106 | 0 | 291.8416 | 0 | 568.0659 | 0.0028 | 291.8416 | 0 | 567.026 | 5.0004e-05 | 568.0659 | 0.00308 | 291.8416 | 0 | 292.3106 | 5.7597e-06
| 369.9827 | 0.4168 | 292.5206 | 0.0009489 | 292.051 | 0.00028653 | 369.9827 | 0.00057355 | 292.5206 | 0.00020448 | 292.051 | 0 | 292.051 | 0 | 369.4415 | 8.2888e-06 | 292.5206 | 0 | 286.43 | -0.00045532 | 292.5206 | 0 | 369.9827 | 0.00021766 | 292.5206 | 0 | 286.43 | 0.00041703 | 292.5206 | 1.1377e-05 | 286.43 | 0.00072604 | 292.5206 | 0 | 369.4415 | 7.7642e-06 | 292.5206 | 0 | 369.4415 | 7.0607e-06 | 292.5206 | 0.00026846 | 292.051 | 0 | 568.2232 | 0.00403 | 292.051 | 0 | 567.1841 | 0 | 568.2232 | 0.00284 | 292.051 | 0 | 292.5206 | 1.7232e-05
| 370.0958 | 0.40639 | 292.7307 | 0.00031809 | 292.2605 | -0.00035554 | 370.0958 | 0.00106 | 292.7307 | -0.0012094 | 292.2605 | 0 | 292.2605 | 0 | 369.5529 | 9.9353e-06 | 292.7307 | 0 | 286.64 | -0.00038786 | 292.7307 | 0 | 370.0958 | 0 | 292.7307 | 0 | 286.64 | -0.00039012 | 292.7307 | 0 | 286.64 | -0.00073687 | 292.7307 | 0 | 369.5529 | 8.6191e-06 | 292.7307 | 0 | 369.5529 | 6.7313e-06 | 292.7307 | 0 | 292.2605 | 0 | 568.3806 | 0.00348 | 292.2605 | 0 | 567.3423 | 1.0001e-05 | 568.3806 | 0.00303 | 292.2605 | 0 | 292.7307 | 5.6179e-06
| 370.209 | 0.39965 | 292.9408 | 0.00063681 | 292.47 | 0.0012479 | 370.209 | 0.00039975 | 292.9408 | 0.00039501 | 292.47 | 0 | 292.47 | 0 | 369.6642 | 9.5769e-06 | 292.9408 | 0 | 286.85 | 0.0021416 | 292.9408 | 0 | 370.209 | 0.0006719 | 292.9408 | 0 | 286.85 | 0.0010628 | 292.9408 | 1.2392e-05 | 286.85 | -0.00070437 | 292.9408 | 0 | 369.6642 | 7.8228e-06 | 292.9408 | 0 | 369.6642 | 6.8411e-06 | 292.9408 | 0.00019679 | 292.47 | 0 | 568.538 | 0.00295 | 292.47 | 0 | 567.5004 | 0 | 568.538 | 0.00284 | 292.47 | 0 | 292.9408 | 1.9264e-05
| 370.3221 | 0.39839 | 293.1509 | 0.00074886 | 292.6795 | -0.00060541 | 370.3221 | 0.00158 | 293.1509 | -0.00078213 | 292.6795 | 0 | 292.6795 | 0 | 369.7755 | 9.2857e-06 | 293.1509 | 0 | 287.06 | -0.00072515 | 293.1509 | 0 | 370.3221 | 0 | 293.1509 | 0 | 287.06 | -0.00071299 | 293.1509 | 0 | 287.06 | -0.0016472 | 293.1509 | 0 | 369.7755 | 9.3218e-06 | 293.1509 | 0 | 369.7755 | 1.0157e-05 | 293.1509 | 0 | 292.6795 | 0 | 568.6955 | 0.00329 | 292.6795 | 0 | 567.6585 | 3.0002e-05 | 568.6955 | 0.00304 | 292.6795 | 0 | 293.1509 | 3.8058e-06
| 370.4352 | 0.3932 | 293.361 | 0.00078683 | 292.889 | 0.00030101 | 370.4352 | 0.00111 | 293.361 | -0.00034723 | 292.889 | 0 | 292.889 | 0 | 369.8869 | 8.3784e-06 | 293.361 | 0 | 287.27 | -0.00079259 | 293.361 | 0 | 370.4352 | 0.00169 | 293.361 | 0 | 287.27 | -0.001843 | 293.361 | 6.4827e-06 | 287.27 | -0.00073687 | 293.361 | 0 | 369.8869 | 9.7551e-06 | 293.361 | 0 | 369.8869 | 7.6976e-06 | 293.361 | 4.4381e-05 | 292.889 | 0 | 568.8529 | 0.00487 | 292.889 | 0 | 567.8167 | 4.667e-05 | 568.8529 | 0.00289 | 292.889 | 0 | 293.361 | 1.8431e-05
| 370.5483 | 0.38563 | 293.5711 | 0.00072421 | 293.0986 | 0.00088525 | 370.5483 | 0.00187 | 293.5711 | -0.0004768 | 293.0986 | 0 | 293.0986 | 0 | 369.9982 | 8.4456e-06 | 293.5711 | 0 | 287.48 | 0.001366 | 293.5711 | 0 | 370.5483 | 0.00053456 | 293.5711 | 0 | 287.48 | -0.0004547 | 293.5711 | 0 | 287.48 | -0.0021348 | 293.5711 | 0 | 369.9982 | 1.1828e-05 | 293.5711 | 0 | 369.9982 | 8.5541e-06 | 293.5711 | 0 | 293.0986 | 0 | 569.0103 | 0.00197 | 293.0986 | 0 | 567.9748 | 1.0001e-05 | 569.0103 | 0.00297 | 293.0986 | 0 | 293.5711 | 4.727e-06
| 370.6614 | 0.38097 | 293.7813 | 0.0017816 | 293.3082 | 0.0012632 | 370.6614 | 0.0016 | 293.7813 | 7.3557e-05 | 293.3082 | 0 | 293.3082 | 0 | 370.1096 | 8.7816e-06 | 293.7813 | 0 | 287.69 | 0.001366 | 293.7813 | 0 | 370.6614 | 0.00223 | 293.7813 | 0 | 287.69 | 0.00035245 | 293.7813 | 1.5561e-05 | 287.69 | 0.00027091 | 293.7813 | 0 | 370.1096 | 1.0118e-05 | 293.7813 | 0 | 370.1096 | 6.0944e-06 | 293.7813 | 0.00031083 | 293.3082 | 0 | 569.1677 | 0.00427 | 293.3082 | 0 | 568.133 | 6.6672e-06 | 569.1677 | 0.00285 | 293.3082 | 0 | 293.7813 | 1.6346e-05
| 370.7745 | 0.37414 | 293.9915 | 0.00033739 | 293.5177 | 0.00034943 | 370.7745 | 0.00191 | 293.9915 | 7.2478e-05 | 293.5177 | 0 | 293.5177 | 0 | 370.2209 | 8.9496e-06 | 293.9915 | 0 | 287.9 | -0.00025296 | 293.9915 | 0 | 370.7745 | 0.00187 | 293.9915 | 0 | 287.9 | -0.001843 | 293.9915 | 1.3073e-07 | 287.9 | -0.00070437 | 293.9915 | 0 | 370.2209 | 9.2632e-06 | 293.9915 | 0 | 370.2209 | 1.0047e-05 | 293.9915 | 0 | 293.5177 | 0 | 569.3252 | 0.00355 | 293.5177 | 0 | 568.2912 | 1.0001e-05 | 569.3252 | 0.00302 | 293.5177 | 0 | 293.9915 | 5.2128e-06
| 370.8876 | 0.36988 | 294.2016 | 0.00015907 | 293.7273 | -0.00040937 | 370.8876 | 0.00186 | 294.2016 | 0.00083172 | 293.7273 | 0 | 293.7273 | 0 | 370.3323 | 8.2664e-06 | 294.2016 | 0 | 288.11 | 0.001231 | 294.2016 | 0 | 370.8876 | 0.00186 | 294.2016 | 0 | 288.11 | -0.0016493 | 294.2016 | 9.7838e-06 | 288.11 | 0.00027091 | 294.2016 | 0 | 370.3323 | 8.0687e-06 | 294.2016 | 0 | 370.3323 | 8.8725e-06 | 294.2016 | 0.00022682 | 293.7273 | 0 | 569.4826 | 0.00338 | 293.7273 | 0 | 568.4494 | 0 | 569.4826 | 0.00291 | 293.7273 | 0 | 294.2016 | 1.7301e-05
| 371.0007 | 0.35771 | 294.4118 | 0.00048517 | 293.9369 | -2.9174e-05 | 371.0007 | 0.00125 | 294.4118 | -5.0775e-05 | 293.9369 | 0 | 293.9369 | 0 | 370.4437 | 7.1239e-06 | 294.4118 | 0 | 288.32 | -0.0021416 | 294.4118 | 0 | 371.0007 | 0.00218 | 294.4118 | 0 | 288.32 | -0.001165 | 294.4118 | 0 | 288.32 | 0.0012787 | 294.4118 | 0 | 370.4437 | 9.1812e-06 | 294.4118 | 0 | 370.4437 | 7.4889e-06 | 294.4118 | 0 | 293.937 | 0 | 569.6401 | 0.00283 | 293.9369 | 0 | 568.6075 | 3.0002e-05 | 569.6401 | 0.0031 | 293.937 | 0 | 294.4118 | 6.3906e-06
| 371.1138 | 0.35163 | 294.622 | 0.00098333 | 294.1466 | 0.0005689 | 371.1138 | 0.00188 | 294.622 | 0.00073554 | 294.1466 | 0 | 294.1466 | 0 | 370.5551 | 7.1463e-06 | 294.622 | 0 | 288.53 | 0.00048905 | 294.622 | 0 | 371.1138 | 0.00087064 | 294.622 | 0 | 288.53 | 0.00044931 | 294.622 | 1.009e-05 | 288.53 | -0.0011595 | 294.622 | 0 | 370.5551 | 9.919e-06 | 294.622 | 0 | 370.5551 | 4.3814e-06 | 294.622 | 0.00041167 | 294.1466 | 0 | 569.7975 | 0.00499 | 294.1466 | 0 | 568.7657 | 0 | 569.7975 | 0.00296 | 294.1466 | 0 | 294.622 | 1.8649e-05
| 371.2269 | 0.34176 | 294.8323 | -0.00014926 | 294.3562 | 0.00020329 | 371.2269 | 0.00243 | 294.8323 | -0.00083927 | 294.3562 | 0 | 294.3562 | 0 | 370.6664 | 7.8295e-06 | 294.8323 | 0 | 288.74 | -0.00038786 | 294.8323 | 0 | 371.2269 | 0.0004494 | 294.8323 | 0 | 288.74 | -0.00022869 | 294.8323 | 0 | 288.74 | -0.0015171 | 294.8323 | 0 | 370.6664 | 8.5606e-06 | 294.8323 | 0 | 370.6664 | 6.5226e-06 | 294.8323 | 0 | 294.3562 | 0 | 569.955 | 0.00172 | 294.3562 | 0 | 568.9239 | 1.0001e-05 | 569.955 | 0.00315 | 294.3562 | 0 | 294.8323 | 2.8364e-06
| 371.34 | 0.3361 | 295.0425 | 0.0010589 | 294.5659 | 0.0007415 | 371.34 | 0.00231 | 295.0425 | 0.0005359 | 294.5659 | 0 | 294.5659 | 0 | 370.7778 | 9.0953e-06 | 295.0425 | 0 | 288.95 | 0.00086005 | 295.0425 | 0 | 371.34 | 0.00027444 | 295.0425 | 0 | 288.95 | 0.0015793 | 295.0425 | 1.0827e-05 | 288.95 | 0.0009211 | 295.0425 | 0 | 370.7778 | 8.8885e-06 | 295.0425 | 0 | 370.7778 | 7.6976e-06 | 295.0425 | 0.00023402 | 294.5659 | 0 | 570.1125 | 0.00381 | 294.5659 | 0 | 569.0821 | 0 | 570.1125 | 0.0029 | 294.5659 | 0 | 295.0425 | 1.6391e-05
| 371.4531 | 0.3331 | 295.2528 | 0.0001513 | 294.7756 | -0.00051091 | 371.4531 | 0.00335 | 295.2528 | -0.00054148 | 294.7756 | 0 | 294.7756 | 0 | 370.8892 | 9.2633e-06 | 295.2528 | 0 | 289.16 | 0.0016358 | 295.2528 | 0 | 371.4531 | 0.00036425 | 295.2528 | 0 | 289.16 | 0.00077218 | 295.2528 | 0 | 289.16 | -0.00089942 | 295.2528 | 0 | 370.8892 | 7.9633e-06 | 295.2528 | 0 | 370.8892 | 7.3791e-06 | 295.2528 | 0 | 294.7756 | 0 | 570.27 | 0.00266 | 294.7756 | 0 | 569.2404 | 0 | 570.27 | 0.00301 | 294.7756 | 0 | 295.2528 | 4.3176e-06
| 371.5662 | 0.32039 | 295.463 | 0.00083681 | 294.9853 | 0.00026056 | 371.5662 | 0.00249 | 295.463 | 0.00078794 | 294.9853 | 0 | 294.9853 | 0 | 371.0006 | 9.2297e-06 | 295.4631 | 0 | 289.37 | 0.00028669 | 295.4631 | 0 | 371.5662 | 0.00104 | 295.4631 | 0 | 289.37 | 0.00012645 | 295.463 | 1.3186e-05 | 289.37 | 0.00075855 | 295.4631 | 0 | 371.0006 | 9.919e-06 | 295.4631 | 0 | 371.0006 | 6.314e-06 | 295.463 | 0.00034624 | 294.9853 | 0 | 570.4275 | 0.00396 | 294.9853 | 0 | 569.3986 | 6.6672e-06 | 570.4275 | 0.00276 | 294.9853 | 0 | 295.463 | 1.7628e-05
| 371.6793 | 0.31125 | 295.6733 | 0.00093304 | 295.195 | 0.00035415 | 371.6793 | 0.00324 | 295.6733 | -0.00066031 | 295.195 | 0 | 295.195 | 0 | 371.112 | 8.7032e-06 | 295.6733 | 0 | 289.58 | -0.00075887 | 295.6733 | 0 | 371.6793 | 0.00235 | 295.6733 | 0 | 289.58 | -0.0017139 | 295.6733 | 0 | 289.58 | -0.0010945 | 295.6733 | 0 | 371.112 | 1.1664e-05 | 295.6733 | 0 | 371.112 | 7.0607e-06 | 295.6733 | 0 | 295.195 | 0 | 570.585 | 0.00299 | 295.195 | 0 | 569.5568 | 1.0001e-05 | 570.585 | 0.003 | 295.195 | 0 | 295.6733 | 7.9862e-06
| 371.7924 | 0.30686 | 295.8836 | 0.0019111 | 295.4047 | 0.00036354 | 371.7924 | 0.00269 | 295.8836 | 0.00072646 | 295.4047 | 0 | 295.4047 | 0 | 371.2234 | 7.8519e-06 | 295.8837 | 0 | 289.79 | 0.0013997 | 295.8837 | 0 | 371.7924 | 0 | 295.8837 | 0 | 289.79 | 0.00035245 | 295.8836 | 6.4037e-06 | 289.79 | -0.0010295 | 295.8837 | 0 | 371.2234 | 1.1535e-05 | 295.8837 | 0 | 371.2234 | 8.9823e-06 | 295.8836 | 0.0002691 | 295.4047 | 0 | 570.7425 | 0.00538 | 295.4047 | 0 | 569.715 | 6.6672e-06 | 570.7425 | 0.00281 | 295.4047 | 0 | 295.8836 | 1.7229e-05
| 371.9055 | 0.29612 | 296.094 | -9.3313e-05 | 295.6145 | -5.0679e-05 | 371.9055 | 0.0044 | 296.094 | -0.00044844 | 295.6145 | 0 | 295.6145 | 0 | 371.3349 | 8.0872e-06 | 296.094 | 0 | 290 | -0.00096123 | 296.094 | 0 | 371.9055 | 0.00113 | 296.094 | 0 | 290 | -0.0012941 | 296.094 | 0 | 290 | -0.00076939 | 296.094 | 0 | 371.3349 | 1.0446e-05 | 296.094 | 0 | 371.3349 | 8.4443e-06 | 296.094 | 0 | 295.6145 | 0 | 570.9 | 0.00165 | 295.6145 | 0 | 569.8733 | 1.0001e-05 | 570.9 | 0.00297 | 295.6145 | 0 | 296.094 | 4.8081e-06
| 372.0186 | 0.29232 | 296.3043 | 0.0011533 | 295.8242 | 0.00066812 | 372.0186 | 0.00396 | 296.3043 | 0.00086294 | 295.8242 | 0 | 295.8242 | 0 | 371.4463 | 8.8712e-06 | 296.3043 | 0 | 290.21 | 0.00011805 | 296.3043 | 0 | 372.0186 | 0.00041639 | 296.3043 | 0 | 290.21 | -0.0023273 | 296.3043 | 1.287e-05 | 290.21 | -0.00093193 | 296.3043 | 0 | 371.4463 | 7.6823e-06 | 296.3043 | 0 | 371.4463 | 7.5878e-06 | 296.3043 | 0.00029453 | 295.8243 | 0 | 571.0575 | 0.00371 | 295.8242 | 0 | 570.0315 | 0 | 571.0575 | 0.00282 | 295.8243 | 0 | 296.3043 | 1.8882e-05
| 372.1317 | 0.28638 | 296.5146 | 0.00020581 | 296.034 | 6.6952e-05 | 372.1317 | 0.0043 | 296.5146 | -6.1399e-05 | 296.034 | 0 | 296.034 | 0 | 371.5577 | 9.6217e-06 | 296.5147 | 0 | 290.43 | -0.0014334 | 296.5147 | 0 | 372.1317 | 0.00229 | 296.5147 | 0 | 290.43 | -0.0004547 | 296.5146 | 0 | 290.43 | -0.00076939 | 296.5147 | 0 | 371.5577 | 8.3147e-06 | 296.5147 | 0 | 371.5577 | 7.1595e-06 | 296.5147 | 0 | 296.034 | 0 | 571.2151 | 0.00403 | 296.034 | 0 | 570.1898 | 0 | 571.2151 | 0.00301 | 296.034 | 0 | 296.5146 | 4.6192e-06
| 372.2448 | 0.27777 | 296.725 | 0.0014878 | 296.2438 | -5.8691e-05 | 372.2448 | 0.00527 | 296.725 | 0.00028131 | 296.2438 | 0 | 296.2438 | 0 | 371.6691 | 1.0036e-05 | 296.725 | 0 | 290.64 | -0.00059023 | 296.725 | 0 | 372.2448 | 0.00132 | 296.725 | 0 | 290.64 | -0.0021982 | 296.725 | 4.915e-06 | 290.64 | 0.00066102 | 296.725 | 0 | 371.6691 | 8.947e-06 | 296.725 | 0 | 371.6691 | 8.4443e-06 | 296.725 | 0.00031395 | 296.2438 | 0 | 571.3726 | 0.0042 | 296.2438 | 0 | 570.348 | 2.6669e-05 | 571.3726 | 0.00284 | 296.2438 | 0 | 296.725 | 1.5105e-05
| 372.3579 | 0.27226 | 296.9354 | 0.00013635 | 296.4537 | -0.00074148 | 372.3579 | 0.00591 | 296.9354 | -0.0002706 | 296.4537 | 0 | 296.4537 | 0 | 371.7806 | 1.0764e-05 | 296.9354 | 0 | 290.85 | -0.0018044 | 296.9354 | 0 | 372.3579 | 0.00027911 | 296.9354 | 0 | 290.85 | -0.0010358 | 296.9354 | 0 | 290.85 | -0.00099695 | 296.9354 | 0 | 371.7806 | 1.0118e-05 | 296.9354 | 0 | 371.7806 | 7.0607e-06 | 296.9354 | 0 | 296.4537 | 0 | 571.5302 | 0.00297 | 296.4537 | 0 | 570.5063 | 1.0001e-05 | 571.5302 | 0.00288 | 296.4537 | 0 | 296.9354 | 4.8095e-06
| 372.471 | 0.26572 | 297.1458 | 0.0008606 | 296.6635 | 9.0346e-06 | 372.471 | 0.00655 | 297.1458 | 0.00044273 | 296.6635 | 0 | 296.6635 | 0 | 371.892 | 1.054e-05 | 297.1458 | 0 | 291.06 | -0.0021754 | 297.1458 | 0 | 372.471 | 0.00084224 | 297.1458 | 0 | 291.06 | -0.0019076 | 297.1458 | 8.1154e-06 | 291.06 | -0.0013871 | 297.1458 | 0 | 371.892 | 1.1289e-05 | 297.1458 | 0 | 371.892 | 5.1281e-06 | 297.1458 | 0.00028176 | 296.6635 | 0 | 571.6877 | 0.0039 | 296.6635 | 0 | 570.6646 | 6.6672e-06 | 571.6877 | 0.00273 | 296.6635 | 0 | 297.1458 | 1.8743e-05
| 372.584 | 0.26168 | 297.3562 | 0.00038524 | 296.8733 | -0.00029334 | 372.584 | 0.00711 | 297.3562 | -9.6588e-05 | 296.8733 | 0 | 296.8733 | 0 | 372.0035 | 8.9944e-06 | 297.3562 | 0 | 291.27 | -0.00082632 | 297.3562 | 0 | 372.584 | 0.00113 | 297.3562 | 0 | 291.27 | -0.0022951 | 297.3562 | 0 | 291.27 | -0.00044429 | 297.3562 | 0 | 372.0035 | 1.1512e-05 | 297.3562 | 0 | 372.0035 | 5.0292e-06 | 297.3562 | 0 | 296.8733 | 0 | 571.8453 | 0.00215 | 296.8733 | 0 | 570.8229 | 1.0001e-05 | 571.8453 | 0.00297 | 296.8733 | 0 | 297.3562 | 4.7767e-06
| 372.6971 | 0.25334 | 297.5667 | 0.00098005 | 297.0832 | -6.9789e-06 | 372.6971 | 0.00787 | 297.5667 | 0.00042583 | 297.0832 | 0 | 297.0832 | 0 | 372.1149 | 7.6951e-06 | 297.5667 | 0 | 291.48 | 0.0011973 | 297.5667 | 0 | 372.6971 | 0.00209 | 297.5667 | 0 | 291.48 | -0.0004547 | 297.5667 | 5.6472e-06 | 291.48 | -5.4182e-05 | 297.5667 | 0 | 372.1149 | 1.2027e-05 | 297.5667 | 0 | 372.1149 | 6.8411e-06 | 297.5666 | 0.00023625 | 297.0832 | 0 | 572.0029 | 0.00404 | 297.0832 | 0 | 570.9811 | 0 | 572.0029 | 0.00284 | 297.0832 | 0 | 297.5667 | 1.7227e-05
| 372.8102 | 0.24955 | 297.7771 | -0.00026937 | 297.2931 | -0.00014303 | 372.8102 | 0.00931 | 297.7771 | 0.00012577 | 297.2931 | 0 | 297.2931 | 0 | 372.2264 | 6.9671e-06 | 297.7771 | 0 | 291.69 | -0.00011805 | 297.7771 | 0 | 372.8102 | 0.00061971 | 297.7771 | 0 | 291.69 | -0.0025855 | 297.7771 | 0 | 291.69 | -0.0015171 | 297.7771 | 0 | 372.2264 | 1.0985e-05 | 297.7771 | 0 | 372.2264 | 7.8074e-06 | 297.7771 | 0 | 297.2931 | 0 | 572.1604 | 0.00304 | 297.2931 | 0 | 571.1394 | 1.0001e-05 | 572.1604 | 0.00295 | 297.2931 | 0 | 297.7771 | 6.167e-06
| 372.9233 | 0.24711 | 297.9876 | 0.00070736 | 297.503 | 0.0010353 | 372.9233 | 0.0085 | 297.9876 | 0.00054881 | 297.503 | 0 | 297.503 | 0 | 372.3378 | 7.2471e-06 | 297.9876 | 0 | 291.9 | -0.00032042 | 297.9876 | 0 | 372.9233 | 0.00035962 | 297.9876 | 0 | 291.9 | -0.0029407 | 297.9876 | 1.4401e-05 | 291.9 | 0.00020589 | 297.9876 | 0 | 372.3378 | 1.1008e-05 | 297.9876 | 0 | 372.3378 | 5.7759e-06 | 297.9876 | 0.00029084 | 297.503 | 0 | 572.318 | 0.00452 | 297.503 | 0 | 571.2977 | 0 | 572.318 | 0.00272 | 297.503 | 0 | 297.9876 | 1.6631e-05
| 373.0364 | 0.23812 | 298.1981 | 0.00074093 | 297.7129 | -0.00029635 | 373.0364 | 0.01165 | 298.1981 | -0.00047227 | 297.7129 | 0 | 297.7129 | 0 | 372.4493 | 7.7511e-06 | 298.1981 | 0 | 292.11 | -0.0030861 | 298.1981 | 0 | 373.0364 | 0.00167 | 298.1981 | 0 | 292.11 | -0.0024564 | 298.1981 | 0 | 292.11 | -0.0014521 | 298.1981 | 0 | 372.4493 | 9.4623e-06 | 298.1981 | 0 | 372.4493 | 6.4128e-06 | 298.1981 | 0 | 297.7129 | 0 | 572.4756 | 0.00174 | 297.7129 | 0 | 571.4561 | 1.0001e-05 | 572.4756 | 0.00296 | 297.7129 | 0 | 298.1981 | 6.2848e-06
| 373.1494 | 0.23379 | 298.4085 | 0.00090937 | 297.9229 | 0.00018144 | 373.1494 | 0.01112 | 298.4085 | 0.00046234 | 297.9229 | 0 | 297.9229 | 0 | 372.5608 | 8.3896e-06 | 298.4085 | 0 | 292.32 | 0.00045532 | 298.4085 | 0 | 373.1494 | 0.00178 | 298.4085 | 0 | 292.32 | -0.0013909 | 298.4085 | 1.4565e-05 | 292.32 | -0.00015171 | 298.4085 | 0 | 372.5608 | 9.1812e-06 | 298.4085 | 0 | 372.5608 | 5.9846e-06 | 298.4085 | 0.00034908 | 297.9229 | 0 | 572.6332 | 0.00441 | 297.9229 | 0 | 571.6144 | 0 | 572.6332 | 0.00285 | 297.9229 | 0 | 298.4085 | 1.5548e-05
| 373.2625 | 0.22867 | 298.619 | -0.00025866 | 298.1328 | -0.00021003 | 373.2625 | 0.0137 | 298.619 | -0.00051148 | 298.1328 | 0 | 298.1328 | 0 | 372.6723 | 9.2297e-06 | 298.6191 | 0 | 292.53 | -0.00099496 | 298.6191 | 0 | 373.2625 | 0 | 298.6191 | 0 | 292.53 | -0.0032313 | 298.619 | 0 | 292.53 | -0.00021673 | 298.6191 | 0 | 372.6723 | 8.0219e-06 | 298.6191 | 0 | 372.6723 | 6.2042e-06 | 298.6191 | 0 | 298.1328 | 0 | 572.7909 | 0.00301 | 298.1328 | 0 | 571.7727 | 0 | 572.7909 | 0.00305 | 298.1328 | 0 | 298.619 | 5.6509e-06
| 373.3756 | 0.22422 | 298.8296 | 0.0010695 | 298.3428 | 0.00028177 | 373.3756 | 0.01422 | 298.8296 | -1.8426e-05 | 298.3428 | 0 | 298.3428 | 0 | 372.7838 | 8.7368e-06 | 298.8296 | 0 | 292.74 | 0.0020068 | 298.8296 | 0 | 373.3756 | 0.00192 | 298.8296 | 0 | 292.74 | 0.0015793 | 298.8296 | 8.9796e-06 | 292.74 | 0.0017988 | 298.8296 | 0 | 372.7838 | 8.7245e-06 | 298.8296 | 0 | 372.7838 | 3.5248e-06 | 298.8296 | 0.00020465 | 298.3428 | 0 | 572.9485 | 0.00359 | 298.3428 | 0 | 571.931 | 2.6669e-05 | 572.9485 | 0.00279 | 298.3428 | 0 | 298.8296 | 1.4286e-05
| 373.4886 | 0.22019 | 299.0401 | 4.2531e-05 | 298.5528 | -0.00041239 | 373.4886 | 0.01776 | 299.0401 | -0.00025836 | 298.5528 | 0 | 298.5528 | 0 | 372.8952 | 8.7032e-06 | 299.0401 | 0 | 292.95 | -0.00011805 | 299.0401 | 0 | 373.4886 | 0.00238 | 299.0401 | 0 | 292.95 | -0.0011327 | 299.0401 | 0 | 292.95 | -0.00015171 | 299.0401 | 0 | 372.8952 | 9.6497e-06 | 299.0401 | 0 | 372.8952 | 6.0944e-06 | 299.0401 | 0 | 298.5528 | 0 | 573.1061 | 0.00244 | 298.5528 | 0 | 572.0893 | 1.0001e-05 | 573.1061 | 0.00298 | 298.5528 | 0 | 299.0401 | 3.9328e-06
| 373.6017 | 0.21511 | 299.2507 | 0.0010419 | 298.7628 | 0.00042226 | 373.6017 | 0.01994 | 299.2507 | 0.0004052 | 298.7628 | 0 | 298.7628 | 0 | 373.0068 | 7.9864e-06 | 299.2507 | 0 | 293.16 | 0.0021754 | 299.2507 | 0 | 373.6017 | 0.0006719 | 299.2507 | 0 | 293.16 | 0.0010628 | 299.2507 | 9.5664e-06 | 293.16 | -0.00298 | 299.2507 | 0 | 373.0068 | 8.8065e-06 | 299.2507 | 0 | 373.0068 | 7.4889e-06 | 299.2507 | 0.00027305 | 298.7628 | 0 | 573.2638 | 0.00339 | 298.7628 | 0 | 572.2477 | 6.6672e-06 | 573.2638 | 0.0028 | 298.7628 | 0 | 299.2507 | 1.6555e-05
| 373.7148 | 0.21149 | 299.4612 | 0.00034244 | 298.9728 | 0.00073497 | 373.7148 | 0.02145 | 299.4612 | 0.00015099 | 298.9728 | 0 | 298.9728 | 0 | 373.1182 | 7.5831e-06 | 299.4613 | 0 | 293.37 | -0.00045532 | 299.4613 | 0 | 373.7148 | 0.00147 | 299.4613 | 0 | 293.37 | 0.00035245 | 299.4612 | 0 | 293.37 | -0.001257 | 299.4613 | 0 | 373.1182 | 9.9307e-06 | 299.4613 | 0 | 373.1182 | 1.1222e-05 | 299.4612 | 0 | 298.9728 | 0 | 573.4214 | 0.00199 | 298.9728 | 0 | 572.406 | 1.0001e-05 | 573.4214 | 0.00296 | 298.9728 | 0 | 299.4612 | 6.8628e-06
| 373.8278 | 0.21068 | 299.6718 | 0.0011544 | 299.1828 | 6.5007e-05 | 373.8278 | 0.02435 | 299.6718 | 0.00032347 | 299.1828 | 0 | 299.1828 | 0 | 373.2298 | 7.5159e-06 | 299.6718 | 0 | 293.58 | 0.001737 | 299.6718 | 0 | 373.8278 | 0.00255 | 299.6718 | 0 | 293.58 | 6.1882e-05 | 299.6718 | 8.1993e-06 | 293.58 | -0.0024274 | 299.6718 | 0 | 373.2298 | 8.7714e-06 | 299.6718 | 0 | 373.2298 | 8.5541e-06 | 299.6718 | 0.00022498 | 299.1828 | 0 | 573.5791 | 0.00313 | 299.1828 | 0 | 572.5644 | 0 | 573.5791 | 0.00275 | 299.1828 | 0 | 299.6718 | 1.7037e-05
| 373.9409 | 0.20175 | 299.8824 | 0.00021329 | 299.3929 | -0.0007279 | 373.9409 | 0.0288 | 299.8824 | 7.2987e-05 | 299.3929 | 0 | 299.3929 | 0 | 373.3413 | 8.5576e-06 | 299.8824 | 0 | 293.79 | -0.00079259 | 299.8824 | 0 | 373.9409 | 0.00167 | 299.8824 | 0 | 293.79 | -0.0015847 | 299.8824 | 0 | 293.79 | 0.00017338 | 299.8824 | 0 | 373.3413 | 1.0469e-05 | 299.8824 | 0 | 373.3413 | 6.2042e-06 | 299.8825 | 0 | 299.3929 | 0 | 573.7367 | 0.00397 | 299.3929 | 0 | 572.7228 | 3.0002e-05 | 573.7367 | 0.00285 | 299.3929 | 0 | 299.8824 | 4.691e-06
| 374.0539 | 0.20125 | 300.0931 | 5.2139e-05 | 299.603 | 0.000427 | 374.0539 | 0.02859 | 300.0931 | -0.00020929 | 299.603 | 0 | 299.603 | 0 | 373.4528 | 9.8905e-06 | 300.0931 | 0 | 294 | 1.6864e-05 | 300.0931 | 0 | 374.0539 | 0.00101 | 300.0931 | 0 | 294 | 0.00012645 | 300.0931 | 1.4471e-05 | 294 | 0.0013112 | 300.0931 | 0 | 373.4528 | 8.8534e-06 | 300.0931 | 0 | 373.4528 | 5.5563e-06 | 300.0931 | 0.00026592 | 299.603 | 0 | 573.8944 | 0.00339 | 299.603 | 0 | 572.8811 | 6.6672e-06 | 573.8944 | 0.00269 | 299.603 | 0 | 300.0931 | 1.7712e-05
| 374.167 | 0.19791 | 300.3037 | -5.2678e-05 | 299.8131 | -0.0013905 | 374.167 | 0.03648 | 300.3037 | -0.00047645 | 299.8131 | 0 | 299.8131 | 0 | 373.5643 | 9.6777e-06 | 300.3037 | 0 | 294.21 | -0.0010624 | 300.3037 | 0 | 374.167 | 0.00184 | 300.3037 | 0 | 294.21 | -0.0022305 | 300.3037 | 0 | 294.21 | -0.0031426 | 300.3037 | 0 | 373.5643 | 9.7317e-06 | 300.3037 | 0 | 373.5643 | 4.8096e-06 | 300.3037 | 0 | 299.8131 | 0 | 574.0521 | 0.00276 | 299.8131 | 0 | 573.0395 | 0 | 574.0521 | 0.00293 | 299.8131 | 0 | 300.3037 | 4.2907e-06
| 374.2801 | 0.1919 | 300.5143 | 0.0013663 | 300.0232 | 0.0013955 | 374.2801 | 0.0378 | 300.5143 | 0.00055624 | 300.0232 | 0 | 300.0232 | 0 | 373.6759 | 9.0953e-06 | 300.5144 | 0 | 294.42 | -0.00035414 | 300.5144 | 0 | 374.2801 | 0.00115 | 300.5144 | 0 | 294.42 | 0.0007076 | 300.5143 | 1.6e-05 | 294.42 | -0.00015171 | 300.5144 | 0 | 373.6759 | 8.8885e-06 | 300.5144 | 0 | 373.6759 | 8.7627e-06 | 300.5143 | 0.00030728 | 300.0232 | 0 | 574.2098 | 0.00348 | 300.0232 | 0 | 573.1979 | 2.6669e-05 | 574.2098 | 0.00282 | 300.0232 | 0 | 300.5143 | 1.6073e-05
| 374.3931 | 0.18763 | 300.725 | 0.00080474 | 300.2333 | 0.0002168 | 374.3931 | 0.04051 | 300.725 | 4.0909e-05 | 300.2333 | 0 | 300.2333 | 0 | 373.7874 | 7.0343e-06 | 300.725 | 0 | 294.63 | -0.00025296 | 300.725 | 0 | 374.3931 | 0.00272 | 300.725 | 0 | 294.63 | -3.4977e-05 | 300.725 | 0 | 294.63 | 0.00059601 | 300.725 | 0 | 373.7874 | 9.6028e-06 | 300.725 | 0 | 373.7874 | 7.5878e-06 | 300.725 | 0 | 300.2333 | 0 | 574.3675 | 0.0023 | 300.2333 | 0 | 573.3563 | 1.0001e-05 | 574.3675 | 0.00299 | 300.2333 | 0 | 300.725 | 7.7814e-06
| 374.5062 | 0.18203 | 300.9357 | 0.0011206 | 300.4434 | 0.0011128 | 374.5062 | 0.04276 | 300.9357 | -0.00010653 | 300.4434 | 0 | 300.4434 | 0 | 373.8989 | 6.7094e-06 | 300.9357 | 0 | 294.84 | 0.00052277 | 300.9357 | 0 | 374.5062 | 0.00266 | 300.9357 | 0 | 294.84 | -0.00058385 | 300.9357 | 9.461e-06 | 294.84 | 0.0016363 | 300.9357 | 0 | 373.8989 | 8.7479e-06 | 300.9357 | 0 | 373.8989 | 9.0921e-06 | 300.9357 | 0.00033434 | 300.4434 | 0 | 574.5252 | 0.00415 | 300.4434 | 0 | 573.5147 | 6.6672e-06 | 574.5252 | 0.00271 | 300.4434 | 0 | 300.9357 | 2.0311e-05
| 374.6192 | 0.17635 | 301.1464 | 0.00099094 | 300.6536 | 2.5032e-05 | 374.6192 | 0.05001 | 301.1464 | -0.00027154 | 300.6536 | 0 | 300.6536 | 0 | 374.0105 | 6.9334e-06 | 301.1464 | 0 | 295.06 | -0.0024453 | 301.1464 | 0 | 374.6192 | 0 | 301.1464 | 0 | 295.06 | -0.00055155 | 301.1464 | 0 | 295.06 | -0.0021998 | 301.1464 | 0 | 374.0105 | 8.9705e-06 | 301.1464 | 0 | 374.0105 | 5.7759e-06 | 301.1464 | 0 | 300.6536 | 0 | 574.6829 | 0.00438 | 300.6536 | 0 | 573.6731 | 0 | 574.6829 | 0.0028 | 300.6536 | 0 | 301.1464 | 4.7172e-06
| 374.7323 | 0.17271 | 301.3571 | 0.0014063 | 300.8638 | 0.00057515 | 374.7323 | 0.05291 | 301.3571 | 0.00050455 | 300.8638 | 0 | 300.8638 | 0 | 374.122 | 8.3784e-06 | 301.3571 | 0 | 295.27 | 0.00021923 | 301.3571 | 0 | 374.7323 | 0.00064351 | 301.3571 | 0 | 295.27 | -0.00026098 | 301.3571 | 8.1631e-06 | 295.27 | -0.00037928 | 301.3571 | 0 | 374.122 | 7.9399e-06 | 301.3571 | 0 | 374.122 | 6.2042e-06 | 301.3571 | 0.00014786 | 300.8638 | 0 | 574.8406 | 0.00431 | 300.8638 | 0 | 573.8315 | 0 | 574.8406 | 0.00258 | 300.8638 | 0 | 301.3571 | 1.7239e-05
| 374.8453 | 0.17261 | 301.5678 | 0.00019473 | 301.0739 | 0.00079013 | 374.8453 | 0.05604 | 301.5678 | -0.00035102 | 301.0739 | 0 | 301.0739 | 0 | 374.2336 | 8.8712e-06 | 301.5678 | 0 | 295.48 | -0.0011973 | 301.5678 | 0 | 374.8453 | 0.0004494 | 301.5678 | 0 | 295.48 | -0.0019076 | 301.5678 | 2.3644e-06 | 295.48 | -0.00054182 | 301.5678 | 0 | 374.2336 | 7.9282e-06 | 301.5678 | 0 | 374.2336 | 6.9509e-06 | 301.5678 | 0 | 301.074 | 0 | 574.9983 | 0.00267 | 301.0739 | 0 | 573.9899 | 3.0002e-05 | 574.9983 | 0.00279 | 301.074 | 0 | 301.5678 | 5.5792e-06
| 374.9584 | 0.16523 | 301.7786 | 0.0015768 | 301.2842 | 0.00046144 | 374.9584 | 0.06189 | 301.7786 | 0.00010191 | 301.2842 | 0 | 301.2842 | 0 | 374.3452 | 9.6777e-06 | 301.7786 | 0 | 295.69 | -0.0012985 | 301.7786 | 0 | 374.9584 | 0.00218 | 301.7786 | 0 | 295.69 | 6.1882e-05 | 301.7786 | 9.6391e-06 | 295.69 | 0.0010186 | 301.7786 | 0 | 374.3452 | 8.1858e-06 | 301.7786 | 0 | 374.3452 | 9.8388e-06 | 301.7786 | 0.00014682 | 301.2842 | 0 | 575.1561 | 0.00341 | 301.2842 | 0 | 574.1483 | 6.6672e-06 | 575.1561 | 0.00269 | 301.2842 | 0 | 301.7786 | 1.5896e-05
| 375.0714 | 0.16118 | 301.9893 | 2.7165e-05 | 301.4944 | -0.00021296 | 375.0714 | 0.06506 | 301.9893 | -0.00054757 | 301.4944 | 0 | 301.4944 | 0 | 374.4567 | 9.6553e-06 | 301.9893 | 0 | 295.9 | 0.0017032 | 301.9893 | 0 | 375.0714 | 0.00127 | 301.9893 | 0 | 295.9 | 0.0014179 | 301.9893 | 0 | 295.9 | 0.0020264 | 301.9893 | 0 | 374.4567 | 9.2164e-06 | 301.9893 | 0 | 374.4567 | 9.8388e-06 | 301.9894 | 0 | 301.4944 | 0 | 575.3138 | 0.00234 | 301.4944 | 0 | 574.3067 | 1.0001e-05 | 575.3138 | 0.00289 | 301.4944 | 0 | 301.9893 | 7.8771e-06
| 375.1845 | 0.16044 | 302.2001 | 0.00056333 | 301.7046 | 0.00051033 | 375.1845 | 0.07378 | 302.2001 | -0.00027386 | 301.7046 | 0 | 301.7046 | 0 | 374.5683 | 1.0294e-05 | 302.2001 | 0 | 296.11 | 0.0001855 | 302.2001 | 0 | 375.1845 | 0.00152 | 302.2001 | 0 | 296.11 | -0.00061613 | 302.2001 | 5.2569e-06 | 296.11 | -0.0016147 | 302.2001 | 0 | 374.5683 | 9.4623e-06 | 302.2001 | 0 | 374.5683 | 8.9823e-06 | 302.2001 | 0.00012602 | 301.7046 | 0 | 575.4715 | 0.0025 | 301.7046 | 0 | 574.4652 | 0 | 575.4715 | 0.00271 | 301.7046 | 0 | 302.2001 | 1.9044e-05
| 375.2975 | 0.15709 | 302.4109 | 0.00045161 | 301.9149 | 0.00023263 | 375.2975 | 0.07829 | 302.4109 | -0.00010047 | 301.9149 | 0 | 301.9149 | 0 | 374.6799 | 1.0148e-05 | 302.4109 | 0 | 296.32 | -0.00099496 | 302.4109 | 0 | 375.2975 | 0.00042102 | 302.4109 | 0 | 296.32 | -0.0018752 | 302.4109 | 0 | 296.32 | 0.0019939 | 302.4109 | 0 | 374.6799 | 9.6263e-06 | 302.4109 | 0 | 374.6799 | 6.8411e-06 | 302.4109 | 0 | 301.9149 | 0 | 575.6293 | 0.00408 | 301.9149 | 0 | 574.6236 | 3.0002e-05 | 575.6293 | 0.00295 | 301.9149 | 0 | 302.4109 | 4.2956e-06
| 375.4106 | 0.15043 | 302.6217 | 0.00098989 | 302.1252 | 0.00048763 | 375.4106 | 0.08398 | 302.6217 | 0.0011954 | 302.1252 | 0 | 302.1252 | 0 | 374.7915 | 9.9577e-06 | 302.6217 | 0 | 296.53 | -0.00079259 | 302.6217 | 0 | 375.4106 | 0.00226 | 302.6217 | 0 | 296.53 | 0.001547 | 302.6217 | 7.6512e-06 | 296.53 | 0.0018964 | 302.6217 | 0 | 374.7915 | 9.5677e-06 | 302.6217 | 0 | 374.7915 | 6.8411e-06 | 302.6217 | 0.00027135 | 302.1252 | 0 | 575.7871 | 0.00359 | 302.1252 | 0 | 574.7821 | 6.6672e-06 | 575.7871 | 0.00277 | 302.1252 | 0 | 302.6217 | 1.6454e-05
| 375.5236 | 0.1457 | 302.8326 | 0.00028985 | 302.3354 | -0.00014381 | 375.5236 | 0.09296 | 302.8326 | 5.3172e-05 | 302.3354 | 0 | 302.3354 | 0 | 374.9031 | 9.0505e-06 | 302.8325 | 0 | 296.74 | -0.0011973 | 302.8325 | 0 | 375.5236 | 0.00144 | 302.8325 | 0 | 296.74 | -0.0019399 | 302.8326 | 0 | 296.74 | -0.00057433 | 302.8325 | 0 | 374.9031 | 1.0247e-05 | 302.8325 | 0 | 374.9031 | 5.7759e-06 | 302.8326 | 0 | 302.3354 | 0 | 575.9448 | 0.00306 | 302.3354 | 0 | 574.9405 | 3.0002e-05 | 575.9448 | 0.0029 | 302.3354 | 0 | 302.8326 | 5.9995e-06
| 375.6366 | 0.14212 | 303.0434 | 0.0015419 | 302.5458 | 0.0012477 | 375.6366 | 0.09363 | 303.0434 | 0.00035861 | 302.5458 | 0 | 302.5458 | 0 | 375.0147 | 8.972e-06 | 303.0434 | 0 | 296.95 | 0.001231 | 303.0434 | 0 | 375.6366 | 0.00178 | 303.0434 | 0 | 296.95 | 0.0023542 | 303.0434 | 1.0907e-05 | 296.95 | 0.0013112 | 303.0434 | 0 | 375.0147 | 8.9705e-06 | 303.0434 | 0 | 375.0147 | 6.4128e-06 | 303.0434 | 0.00028742 | 302.5457 | 0 | 576.1026 | 0.00202 | 302.5458 | 0 | 575.099 | 6.6672e-06 | 576.1026 | 0.0027 | 302.5457 | 0 | 303.0434 | 1.6716e-05
| 375.7497 | 0.13901 | 303.2542 | 0.00065628 | 302.7561 | -0.00030199 | 375.7497 | 0.09873 | 303.2542 | -0.0010376 | 302.7561 | 0 | 302.7561 | 0 | 375.1263 | 8.9384e-06 | 303.2542 | 0 | 297.16 | -0.0026139 | 303.2542 | 0 | 375.7497 | 0.00244 | 303.2542 | 0 | 297.16 | -0.00074527 | 303.2542 | 0 | 297.16 | -0.0018422 | 303.2542 | 0 | 375.1263 | 9.6848e-06 | 303.2542 | 0 | 375.1263 | 6.5226e-06 | 303.2542 | 0 | 302.7561 | 0 | 576.2604 | 0.0029 | 302.7561 | 0 | 575.2574 | 3.0002e-05 | 576.2604 | 0.00292 | 302.7561 | 0 | 303.2542 | 6.6615e-06
| 375.8627 | 0.13172 | 303.4651 | 0.00081124 | 302.9664 | -0.00019397 | 375.8627 | 0.10128 | 303.4651 | 0.00051099 | 302.9664 | 0 | 302.9664 | 0 | 375.2379 | 8.4232e-06 | 303.4651 | 0 | 297.37 | -0.0016358 | 303.4651 | 0 | 375.8627 | 0.00169 | 303.4651 | 0 | 297.37 | -0.00097128 | 303.4651 | 1.9318e-06 | 297.37 | 0.00049847 | 303.4651 | 0 | 375.2379 | 8.7831e-06 | 303.4651 | 0 | 375.2379 | 8.9823e-06 | 303.4651 | 0.00026442 | 302.9664 | 0 | 576.4182 | 0.0036 | 302.9664 | 0 | 575.4159 | 0 | 576.4182 | 0.00279 | 302.9664 | 0 | 303.4651 | 1.8923e-05
| 375.9757 | 0.12882 | 303.676 | -0.00028928 | 303.1768 | -0.00056933 | 375.9757 | 0.11197 | 303.676 | -0.00055697 | 303.1768 | 0 | 303.1768 | 0 | 375.3495 | 7.7511e-06 | 303.676 | 0 | 297.58 | -0.0012648 | 303.676 | 0 | 375.9757 | 0.00036425 | 303.676 | 0 | 297.58 | -0.00022869 | 303.676 | 0 | 297.58 | 0.00062851 | 303.676 | 0 | 375.3495 | 1.0844e-05 | 303.676 | 0 | 375.3495 | 8.016e-06 | 303.676 | 0 | 303.1768 | 0 | 576.576 | 0.00237 | 303.1768 | 0 | 575.5744 | 3.0002e-05 | 576.576 | 0.00283 | 303.1768 | 0 | 303.676 | 4.8782e-06
| 376.0888 | 0.12682 | 303.8869 | 0.00038552 | 303.3872 | 0.00086708 | 376.0888 | 0.11713 | 303.8869 | 0.00046586 | 303.3872 | 0 | 303.3872 | 0 | 375.4611 | 8.3448e-06 | 303.8869 | 0 | 297.79 | -0.00079259 | 303.8869 | 0 | 376.0888 | 0 | 303.8869 | 0 | 297.79 | -0.00061613 | 303.8869 | 9.1607e-06 | 297.79 | -0.00093193 | 303.8869 | 0 | 375.4611 | 1.0469e-05 | 303.8869 | 0 | 375.4611 | 7.3791e-06 | 303.8869 | 0.00038952 | 303.3872 | 0 | 576.7338 | 0.00176 | 303.3872 | 0 | 575.7329 | 0 | 576.7338 | 0.00255 | 303.3872 | 0 | 303.8869 | 1.7205e-05
| 376.2018 | 0.12164 | 304.0978 | 0.00078956 | 303.5975 | -0.0006873 | 376.2018 | 0.12298 | 304.0978 | -0.00042739 | 303.5975 | 0 | 303.5975 | 0 | 375.5727 | 9.0953e-06 | 304.0978 | 0 | 298.01 | -0.00082632 | 304.0978 | 0 | 376.2018 | 0.00249 | 304.0978 | 0 | 298.01 | -0.00061613 | 304.0978 | 0 | 298.01 | -0.0015496 | 304.0978 | 0 | 375.5727 | 1.2179e-05 | 304.0978 | 0 | 375.5727 | 4.3814e-06 | 304.0978 | 0 | 303.5976 | 0 | 576.8916 | 0.00315 | 303.5975 | 0 | 575.8914 | 3.0002e-05 | 576.8916 | 0.0027 | 303.5976 | 0 | 304.0978 | 5.4952e-06
| 376.3148 | 0.11671 | 304.3087 | 0.0016505 | 303.808 | -0.00054069 | 376.3148 | 0.12669 | 304.3087 | 0.00034525 | 303.808 | 0 | 303.808 | 0 | 375.6844 | 9.3305e-06 | 304.3087 | 0 | 298.22 | -5.0592e-05 | 304.3087 | 0 | 376.3148 | 0.00238 | 304.3087 | 0 | 298.22 | -0.0024887 | 304.3087 | 1.1399e-05 | 298.22 | -0.0028175 | 304.3087 | 0 | 375.6844 | 1.1676e-05 | 304.3087 | 0 | 375.6844 | 5.3477e-06 | 304.3087 | 0.0002337 | 303.808 | 0 | 577.0495 | 0.00371 | 303.808 | 0 | 576.0499 | 0 | 577.0495 | 0.00261 | 303.808 | 0 | 304.3087 | 1.787e-05
| 376.4279 | 0.11301 | 304.5197 | 4.4705e-05 | 304.0184 | 0.00014787 | 376.4279 | 0.13446 | 304.5197 | -0.0002477 | 304.0184 | 0 | 304.0184 | 0 | 375.796 | 8.468e-06 | 304.5197 | 0 | 298.43 | -0.0015346 | 304.5197 | 0 | 376.4279 | 0.00036425 | 304.5197 | 0 | 298.43 | -6.7263e-05 | 304.5197 | 0 | 298.43 | 0.0010836 | 304.5197 | 0 | 375.796 | 1.1289e-05 | 304.5197 | 0 | 375.796 | 8.7737e-06 | 304.5197 | 0 | 304.0184 | 0 | 577.2073 | 0.0038 | 304.0184 | 0 | 576.2084 | 0 | 577.2073 | 0.0028 | 304.0184 | 0 | 304.5197 | 6.2157e-06
| 376.5409 | 0.10782 | 304.7307 | 0.0015091 | 304.2288 | 0.0022321 | 376.5409 | 0.13979 | 304.7307 | 0.00031182 | 304.2288 | 0 | 304.2288 | 0 | 375.9076 | 7.8295e-06 | 304.7306 | 0 | 298.64 | -0.0001855 | 304.7306 | 0 | 376.5409 | 0.00072869 | 304.7306 | 0 | 298.64 | 0.0011596 | 304.7307 | 2.4522e-05 | 298.64 | 0.0009536 | 304.7306 | 0 | 375.9076 | 1.0575e-05 | 304.7306 | 0 | 375.9076 | 1.1442e-05 | 304.7307 | 0.00038652 | 304.2288 | 0 | 577.3651 | 0.0036 | 304.2288 | 0 | 576.3669 | 0 | 577.3651 | 0.0026 | 304.2288 | 0 | 304.7307 | 1.7962e-05
| 376.6539 | 0.10243 | 304.9416 | 0.0003242 | 304.4393 | -0.00078741 | 376.6539 | 0.14351 | 304.9416 | 0.00010787 | 304.4393 | 0 | 304.4393 | 0 | 376.0193 | 7.0455e-06 | 304.9416 | 0 | 298.85 | -0.00072515 | 304.9416 | 0 | 376.6539 | 0.0015 | 304.9416 | 0 | 298.85 | 0.00038475 | 304.9416 | 0 | 298.85 | 0.0013438 | 304.9416 | 0 | 376.0193 | 1.0903e-05 | 304.9416 | 0 | 376.0193 | 1.0805e-05 | 304.9416 | 0 | 304.4393 | 0 | 577.523 | 0.00317 | 304.4393 | 0 | 576.5254 | 3.0002e-05 | 577.523 | 0.00273 | 304.4393 | 0 | 304.9416 | 8.4661e-06
| 376.7669 | 0.09997 | 305.1526 | 0.0014565 | 304.6498 | 0.00017087 | 376.7669 | 0.14954 | 305.1526 | 0.00025145 | 304.6498 | 0 | 304.6498 | 0 | 376.1309 | 7.1687e-06 | 305.1526 | 0 | 299.06 | 0.002715 | 305.1526 | 0 | 376.7669 | 0.00243 | 305.1526 | 0 | 299.06 | -0.0021013 | 305.1526 | 8.933e-06 | 299.06 | -0.00057433 | 305.1526 | 0 | 376.1309 | 9.7082e-06 | 305.1526 | 0 | 376.1309 | 7.6976e-06 | 305.1526 | 0.0004492 | 304.6498 | 0 | 577.6809 | 0.00454 | 304.6498 | 0 | 576.684 | 6.6672e-06 | 577.6809 | 0.0026 | 304.6498 | 0 | 305.1526 | 1.6544e-05
| 376.88 | 0.09488 | 305.3636 | 0.00069838 | 304.8603 | -0.00040906 | 376.88 | 0.15722 | 305.3636 | -0.00040107 | 304.8603 | 0 | 304.8603 | 0 | 376.2426 | 7.0343e-06 | 305.3636 | 0 | 299.27 | 8.4319e-05 | 305.3636 | 0 | 376.88 | 0.00261 | 305.3636 | 0 | 299.27 | -0.00077756 | 305.3636 | 0 | 299.27 | 0.00072604 | 305.3636 | 0 | 376.2426 | 8.7714e-06 | 305.3636 | 0 | 376.2426 | 5.7759e-06 | 305.3636 | 0 | 304.8603 | 0 | 577.8387 | 0.00295 | 304.8603 | 0 | 576.8425 | 1.0001e-05 | 577.8387 | 0.00276 | 304.8603 | 0 | 305.3636 | 7.2059e-06
| 376.993 | 0.08672 | 305.5746 | 0.0013308 | 305.0708 | 0.00086148 | 376.993 | 0.16518 | 305.5746 | 0.0010642 | 305.0708 | 0 | 305.0708 | 0 | 376.3543 | 8.0088e-06 | 305.5746 | 0 | 299.48 | 0.0005565 | 305.5746 | 0 | 376.993 | 0.00016089 | 305.5746 | 0 | 299.48 | 0.0040331 | 305.5746 | 1.2948e-05 | 299.48 | 0.0031967 | 305.5746 | 0 | 376.3543 | 7.5534e-06 | 305.5746 | 0 | 376.3543 | 6.314e-06 | 305.5747 | 0.00023418 | 305.0708 | 0 | 577.9966 | 0.00371 | 305.0708 | 0 | 577.001 | 0 | 577.9966 | 0.00263 | 305.0708 | 0 | 305.5746 | 1.9716e-05
| 377.106 | 0.08649 | 305.7857 | 0.00040422 | 305.2813 | -0.00093401 | 377.106 | 0.16914 | 305.7857 | 0.00024734 | 305.2813 | 0 | 305.2813 | 0 | 376.4659 | 9.1065e-06 | 305.7857 | 0 | 299.69 | -0.00065769 | 305.7857 | 0 | 377.106 | 0.00033588 | 305.7857 | 0 | 299.69 | -0.00042241 | 305.7857 | 0 | 299.69 | -0.00073687 | 305.7857 | 0 | 376.4659 | 8.4201e-06 | 305.7857 | 0 | 376.4659 | 7.9172e-06 | 305.7857 | 0 | 305.2813 | 0 | 578.1545 | 0.00318 | 305.2813 | 0 | 577.1596 | 3.0002e-05 | 578.1545 | 0.00274 | 305.2813 | 0 | 305.7857 | 6.696e-06
| 377.219 | 0.08392 | 305.9967 | 0.00093477 | 305.4918 | 0.00055136 | 377.219 | 0.17756 | 305.9967 | -0.00010137 | 305.4918 | 0 | 305.4918 | 0 | 376.5776 | 1.0383e-05 | 305.9967 | 0 | 299.9 | -0.00011805 | 305.9967 | 0 | 377.219 | 0.00161 | 305.9967 | 0 | 299.9 | 0.0002556 | 305.9967 | 9.7119e-06 | 299.9 | -0.00047681 | 305.9967 | 0 | 376.5776 | 9.9307e-06 | 305.9967 | 0 | 376.5776 | 8.7737e-06 | 305.9967 | 0.00027799 | 305.4918 | 0 | 578.3124 | 0.00318 | 305.4918 | 0 | 577.3182 | 0 | 578.3124 | 0.00263 | 305.4918 | 0 | 305.9967 | 1.65e-05
| 377.332 | 0.08096 | 306.2078 | -0.00011339 | 305.7024 | -0.00014652 | 377.332 | 0.18285 | 306.2078 | 5.9193e-05 | 305.7024 | 0 | 305.7024 | 0 | 376.6893 | 1.1425e-05 | 306.2078 | 0 | 300.12 | -0.0026476 | 306.2078 | 0 | 377.332 | 0.00238 | 306.2078 | 0 | 300.12 | -0.0017461 | 306.2078 | 0 | 300.12 | -0.0023299 | 306.2078 | 0 | 376.6893 | 1.1149e-05 | 306.2078 | 0 | 376.6893 | 8.1258e-06 | 306.2078 | 0 | 305.7024 | 0 | 578.4703 | 0.00244 | 305.7024 | 0 | 577.4767 | 0 | 578.4703 | 0.00283 | 305.7024 | 0 | 306.2078 | 4.9019e-06
| 377.445 | 0.07782 | 306.4189 | 0.00073787 | 305.913 | -0.00029058 | 377.445 | 0.19103 | 306.4189 | 0.00045226 | 305.913 | 0 | 305.913 | 0 | 376.801 | 1.0742e-05 | 306.4189 | 0 | 300.33 | 0.0016358 | 306.4189 | 0 | 377.445 | 0.00047317 | 306.4189 | 0 | 300.33 | -0.0015847 | 306.4189 | 8.1063e-06 | 300.33 | 0.00066102 | 306.4189 | 0 | 376.801 | 1.068e-05 | 306.4189 | 0 | 376.801 | 6.6324e-06 | 306.4189 | 0.00025307 | 305.913 | 0 | 578.6282 | 0.00383 | 305.913 | 0 | 577.6353 | 0 | 578.6282 | 0.00272 | 305.913 | 0 | 306.4189 | 1.6458e-05
| 377.5581 | 0.07463 | 306.63 | 0.00047002 | 306.1236 | -8.0548e-05 | 377.5581 | 0.19801 | 306.63 | -0.00057209 | 306.1236 | 0 | 306.1236 | 0 | 376.9126 | 1.0428e-05 | 306.63 | 0 | 300.54 | -0.0011299 | 306.63 | 0 | 377.5581 | 0.00105 | 306.63 | 0 | 300.54 | -0.0029407 | 306.63 | 0 | 300.54 | -0.0020372 | 306.63 | 0 | 376.9126 | 9.6848e-06 | 306.63 | 0 | 376.9126 | 7.1595e-06 | 306.63 | 0 | 306.1236 | 0 | 578.7861 | 0.00338 | 306.1236 | 0 | 577.7939 | 1.0001e-05 | 578.7861 | 0.00293 | 306.1236 | 0 | 306.63 | 6.3206e-06
| 377.6711 | 0.07283 | 306.8411 | 0.0010763 | 306.3342 | 0.00066329 | 377.6711 | 0.21049 | 306.8411 | 0.0004035 | 306.3342 | 0 | 306.3342 | 0 | 377.0244 | 9.3865e-06 | 306.8411 | 0 | 300.75 | -0.0022428 | 306.8411 | 0 | 377.6711 | 0.00158 | 306.8411 | 0 | 300.75 | -0.0011973 | 306.8411 | 8.6318e-06 | 300.75 | 0.00072604 | 306.8411 | 0 | 377.0244 | 7.9867e-06 | 306.8411 | 0 | 377.0244 | 7.1595e-06 | 306.8411 | 0.00045642 | 306.3342 | 0 | 578.944 | 0.00418 | 306.3342 | 0 | 577.9524 | 0 | 578.944 | 0.00272 | 306.3342 | 0 | 306.8411 | 1.6026e-05
| 377.7841 | 0.06978 | 307.0522 | 9.8173e-05 | 306.5448 | -0.00022668 | 377.7841 | 0.21278 | 307.0522 | 1.2865e-05 | 306.5448 | 0 | 306.5448 | 0 | 377.1361 | 9.8345e-06 | 307.0522 | 0 | 300.96 | 0.00099496 | 307.0522 | 0 | 377.7841 | 0.0013 | 307.0522 | 0 | 300.96 | 0.00064304 | 307.0522 | 0 | 300.96 | 0.00049847 | 307.0522 | 0 | 377.1361 | 9.2984e-06 | 307.0522 | 0 | 377.1361 | 6.4128e-06 | 307.0523 | 0 | 306.5448 | 0 | 579.1019 | 0.00338 | 306.5448 | 0 | 578.111 | 3.0002e-05 | 579.1019 | 0.00283 | 306.5448 | 0 | 307.0522 | 5.9543e-06
| 377.8971 | 0.06808 | 307.2634 | 0.00017173 | 306.7554 | 0.0010097 | 377.8971 | 0.2233 | 307.2634 | -0.00034077 | 306.7554 | 0 | 306.7554 | 0 | 377.2478 | 9.4873e-06 | 307.2634 | 0 | 301.17 | 0.0015008 | 307.2634 | 0 | 377.8971 | 0.00027444 | 307.2634 | 0 | 301.17 | -0.00026098 | 307.2634 | 1.0907e-05 | 301.17 | 0.0011487 | 307.2634 | 0 | 377.2478 | 9.8136e-06 | 307.2634 | 0 | 377.2478 | 6.2042e-06 | 307.2634 | 0.00043834 | 306.7554 | 0 | 579.2599 | 0.00371 | 306.7554 | 0 | 578.2696 | 0 | 579.2599 | 0.00262 | 306.7554 | 0 | 307.2634 | 1.9111e-05
| 378.0101 | 0.06473 | 307.4745 | 0.00015025 | 306.9661 | 0.00019402 | 378.0101 | 0.22958 | 307.4745 | 0.00010098 | 306.9661 | 0 | 306.9661 | 0 | 377.3595 | 9.4089e-06 | 307.4746 | 0 | 301.38 | 0.00059023 | 307.4746 | 0 | 378.0101 | 0.00173 | 307.4746 | 0 | 301.38 | -0.0013264 | 307.4745 | 0 | 301.38 | -0.00028175 | 307.4746 | 0 | 377.3595 | 1.0223e-05 | 307.4746 | 0 | 377.3595 | 6.0944e-06 | 307.4746 | 0 | 306.9661 | 0 | 579.4178 | 0.00287 | 306.9661 | 0 | 578.4282 | 1.0001e-05 | 579.4178 | 0.0027 | 306.9661 | 0 | 307.4745 | 5.8046e-06
| 378.1231 | 0.06209 | 307.6857 | -9.2627e-05 | 307.1768 | 0.00018214 | 378.1231 | 0.24284 | 307.6857 | 0.0003309 | 307.1768 | 0 | 307.1768 | 0 | 377.4712 | 8.7928e-06 | 307.6857 | 0 | 301.59 | 0.0018044 | 307.6857 | 0 | 378.1231 | 0.00289 | 307.6857 | 0 | 301.59 | -0.0015202 | 307.6857 | 5.1752e-06 | 301.59 | 4.3346e-05 | 307.6857 | 0 | 377.4712 | 9.6263e-06 | 307.6857 | 0 | 377.4712 | 8.4443e-06 | 307.6857 | 0.00033508 | 307.1768 | 0 | 579.5758 | 0.00452 | 307.1768 | 0 | 578.5869 | 2.6669e-05 | 579.5758 | 0.00258 | 307.1768 | 0 | 307.6857 | 1.7022e-05
| 378.2361 | 0.05974 | 307.8969 | 0.00037192 | 307.3875 | 4.6569e-05 | 378.2361 | 0.25571 | 307.8969 | -0.00045247 | 307.3875 | 0 | 307.3875 | 0 | 377.5829 | 8.5016e-06 | 307.8969 | 0 | 301.8 | -0.0030523 | 307.8969 | 0 | 378.2361 | 0.00141 | 307.8969 | 0 | 301.8 | -0.00019641 | 307.8969 | 0 | 301.8 | -0.00089942 | 307.8969 | 0 | 377.5829 | 9.6848e-06 | 307.8969 | 0 | 377.5829 | 7.3791e-06 | 307.8969 | 0 | 307.3875 | 0 | 579.7337 | 0.00371 | 307.3875 | 0 | 578.7455 | 1.0001e-05 | 579.7337 | 0.00268 | 307.3875 | 0 | 307.8969 | 1.0658e-06
| 378.3491 | 0.05843 | 308.1082 | 0.00047234 | 307.5982 | 0.0002763 | 378.3491 | 0.26168 | 308.1082 | 0.00018126 | 307.5982 | 0 | 307.5982 | 0 | 377.6946 | 8.0648e-06 | 308.1081 | 0 | 302.02 | 0.0013322 | 308.1081 | 0 | 378.3491 | 0.00075708 | 308.1081 | 0 | 302.02 | 0.00054618 | 308.1082 | 7.7967e-06 | 302.02 | 0.00020589 | 308.1081 | 0 | 377.6946 | 1.1067e-05 | 308.1081 | 0 | 377.6946 | 8.4443e-06 | 308.1082 | 0.00029531 | 307.5982 | 0 | 579.8917 | 0.0052 | 307.5982 | 0 | 578.9041 | 6.6672e-06 | 579.8917 | 0.00262 | 307.5982 | 0 | 308.1082 | 1.5013e-05
| 378.4621 | 0.05633 | 308.3194 | 0.00069381 | 307.8089 | 0.00025456 | 378.4621 | 0.27432 | 308.3194 | -0.00024265 | 307.8089 | 0 | 307.8089 | 0 | 377.8064 | 9.1065e-06 | 308.3194 | 0 | 302.23 | 0.00028669 | 308.3194 | 0 | 378.4621 | 0 | 308.3194 | 0 | 302.23 | -0.0011973 | 308.3194 | 0 | 302.23 | -0.00037928 | 308.3194 | 0 | 377.8064 | 1.184e-05 | 308.3194 | 0 | 377.8064 | 7.0607e-06 | 308.3194 | 0 | 307.8089 | 0 | 580.0497 | 0.0035 | 307.8089 | 0 | 579.0627 | 1.0001e-05 | 580.0497 | 0.0028 | 307.8089 | 0 | 308.3194 | 6.7109e-06
| 378.5751 | 0.05264 | 308.5306 | 0.00149 | 308.0197 | 0.00020021 | 378.5751 | 0.27863 | 308.5306 | -0.00013731 | 308.0197 | 0 | 308.0197 | 0 | 377.9181 | 9.5657e-06 | 308.5306 | 0 | 302.44 | -1.6864e-05 | 308.5306 | 0 | 378.5751 | 0.00132 | 308.5306 | 0 | 302.44 | 0.0004816 | 308.5306 | 8.1543e-06 | 302.44 | -0.0013546 | 308.5306 | 0 | 377.9181 | 1.0856e-05 | 308.5306 | 0 | 377.9181 | 8.9823e-06 | 308.5306 | 0.00019457 | 308.0197 | 0 | 580.2077 | 0.00527 | 308.0197 | 0 | 579.2214 | 6.6672e-06 | 580.2077 | 0.00267 | 308.0197 | 0 | 308.5306 | 1.6452e-05
| 378.6881 | 0.05191 | 308.7419 | 0.00035602 | 308.2304 | -0.00027632 | 378.6881 | 0.29064 | 308.7419 | -0.00029298 | 308.2304 | 0 | 308.2304 | 0 | 378.0299 | 9.6441e-06 | 308.7419 | 0 | 302.65 | -0.0011973 | 308.7419 | 0 | 378.6881 | 0.00193 | 308.7419 | 0 | 302.65 | 0.00099818 | 308.7419 | 0 | 302.65 | -0.00063934 | 308.7419 | 0 | 378.0299 | 9.7317e-06 | 308.7419 | 0 | 378.0299 | 8.9823e-06 | 308.7419 | 0 | 308.2304 | 0 | 580.3657 | 0.00269 | 308.2304 | 0 | 579.38 | 1.0001e-05 | 580.3657 | 0.00278 | 308.2304 | 0 | 308.7419 | 7.4924e-06
| 378.8011 | 0.05088 | 308.9532 | 0.0014464 | 308.4412 | -0.00011884 | 378.8011 | 0.29974 | 308.9532 | -0.00013227 | 308.4412 | 0 | 308.4412 | 0 | 378.1416 | 8.3e-06 | 308.9531 | 0 | 302.86 | 8.4319e-05 | 308.9531 | 0 | 378.8011 | 0.0009558 | 308.9531 | 0 | 302.86 | 0.00093361 | 308.9532 | 6.4113e-06 | 302.86 | -0.00034676 | 308.9531 | 0 | 378.1416 | 8.5957e-06 | 308.9531 | 0 | 378.1416 | 9.3008e-06 | 308.9532 | 0.00026275 | 308.4412 | 0 | 580.5237 | 0.00473 | 308.4412 | 0 | 579.5386 | 6.6672e-06 | 580.5237 | 0.00259 | 308.4412 | 0 | 308.9532 | 1.6637e-05
| 378.9141 | 0.04603 | 309.1644 | 0.00075704 | 308.652 | -2.4047e-05 | 378.9141 | 0.31601 | 309.1644 | 0.00023104 | 308.652 | 0 | 308.652 | 0 | 378.2534 | 9.0505e-06 | 309.1644 | 0 | 303.07 | -0.0020742 | 309.1644 | 0 | 378.9141 | 0.00073324 | 309.1644 | 0 | 303.07 | -0.0030053 | 309.1644 | 0 | 303.07 | -0.0014196 | 309.1644 | 0 | 378.2534 | 8.7831e-06 | 309.1644 | 0 | 378.2534 | 1.0157e-05 | 309.1644 | 0 | 308.652 | 0 | 580.6817 | 0.00336 | 308.652 | 0 | 579.6973 | 0 | 580.6817 | 0.00277 | 308.652 | 0 | 309.1644 | 5.9291e-06
| 379.0271 | 0.04451 | 309.3757 | 0.00066204 | 308.8628 | 0.00021318 | 379.0271 | 0.32915 | 309.3757 | 0.00065341 | 308.8628 | 0 | 308.8628 | 0 | 378.3651 | 8.2664e-06 | 309.3757 | 0 | 303.28 | 0.0009275 | 309.3757 | 0 | 379.0271 | 0 | 309.3757 | 0 | 303.28 | -0.00064841 | 309.3757 | 9.1326e-06 | 303.28 | 1.0836e-05 | 309.3757 | 0 | 378.3651 | 8.8651e-06 | 309.3757 | 0 | 378.3651 | 1.3364e-05 | 309.3757 | 0.00022643 | 308.8628 | 0 | 580.8397 | 0.00404 | 308.8628 | 0 | 579.856 | 6.6672e-06 | 580.8397 | 0.00261 | 308.8628 | 0 | 309.3757 | 1.8344e-05
| 379.1401 | 0.0445 | 309.5871 | 0.00021604 | 309.0736 | 0.00060766 | 379.1401 | 0.34226 | 309.5871 | -6.3013e-05 | 309.0736 | 0 | 309.0736 | 0 | 378.4769 | 9.5769e-06 | 309.5871 | 0 | 303.49 | -1.6864e-05 | 309.5871 | 0 | 379.1401 | 0.0019 | 309.5871 | 0 | 303.49 | -0.0021013 | 309.5871 | 0 | 303.49 | 0.00082357 | 309.5871 | 0 | 378.4769 | 8.2561e-06 | 309.5871 | 0 | 378.4769 | 1.2837e-05 | 309.5871 | 0 | 309.0736 | 0 | 580.9977 | 0.00364 | 309.0736 | 0 | 580.0146 | 1.0001e-05 | 580.9977 | 0.00272 | 309.0736 | 0 | 309.5871 | 8.9163e-06
| 379.2531 | 0.04191 | 309.7984 | 0.0012273 | 309.2845 | 0.00018994 | 379.2531 | 0.35566 | 309.7984 | -7.9507e-05 | 309.2845 | 0 | 309.2845 | 0 | 378.5887 | 8.636e-06 | 309.7984 | 0 | 303.71 | 0.0014672 | 309.7984 | 0 | 379.2531 | 0.00030283 | 309.7984 | 0 | 303.71 | 0.0031613 | 309.7984 | 2.6629e-06 | 303.71 | 0.0026766 | 309.7984 | 0 | 378.5887 | 9.2164e-06 | 309.7984 | 0 | 378.5887 | 9.8388e-06 | 309.7984 | 0.00011023 | 309.2845 | 0 | 581.1558 | 0.00441 | 309.2845 | 0 | 580.1733 | 0 | 581.1558 | 0.00249 | 309.2845 | 0 | 309.7984 | 1.4389e-05
| 379.3661 | 0.04179 | 310.0097 | 0.0008642 | 309.4953 | -0.00047052 | 379.3661 | 0.36581 | 310.0097 | -0.00048208 | 309.4953 | 0 | 309.4953 | 0 | 378.7004 | 9.0729e-06 | 310.0097 | 0 | 303.92 | -0.00032042 | 310.0097 | 0 | 379.3661 | 0.0017 | 310.0097 | 0 | 303.92 | 6.1882e-05 | 310.0097 | 0 | 303.92 | -0.0018096 | 310.0097 | 0 | 378.7004 | 9.8956e-06 | 310.0097 | 0 | 378.7004 | 5.9846e-06 | 310.0097 | 0 | 309.4953 | 0 | 581.3138 | 0.00308 | 309.4953 | 0 | 580.332 | 1.0001e-05 | 581.3138 | 0.00265 | 309.4953 | 0 | 310.0097 | 4.0561e-06
| 379.4791 | 0.03932 | 310.2211 | 0.0010612 | 309.7062 | 0.00015632 | 379.4791 | 0.38588 | 310.2211 | 0.00011147 | 309.7062 | 0 | 309.7062 | 0 | 378.8122 | 8.7144e-06 | 310.2211 | 0 | 304.13 | 0.0026139 | 310.2211 | 0 | 379.4791 | 4.7316e-05 | 310.2211 | 0 | 304.13 | -0.0019076 | 310.2211 | 6.0815e-06 | 304.13 | 0.0017013 | 310.2211 | 0 | 378.8122 | 9.7082e-06 | 310.2211 | 0 | 378.8122 | 5.9846e-06 | 310.2211 | 0.00039604 | 309.7062 | 0 | 581.4718 | 0.00524 | 309.7062 | 0 | 580.4907 | 6.6672e-06 | 581.4718 | 0.00253 | 309.7062 | 0 | 310.2211 | 1.7628e-05
| 379.592 | 0.03658 | 310.4325 | 0.00033309 | 309.9171 | 0.00044721 | 379.592 | 0.39882 | 310.4325 | -0.00012995 | 309.9171 | 0 | 309.9171 | 0 | 378.924 | 9.4089e-06 | 310.4325 | 0 | 304.34 | -0.001366 | 310.4325 | 0 | 379.592 | 0.00127 | 310.4325 | 0 | 304.34 | 9.4169e-05 | 310.4325 | 0 | 304.34 | 0.0009211 | 310.4325 | 0 | 378.924 | 9.9307e-06 | 310.4325 | 0 | 378.924 | 7.4889e-06 | 310.4325 | 0 | 309.9171 | 0 | 581.6299 | 0.00345 | 309.9171 | 0 | 580.6494 | 1.0001e-05 | 581.6299 | 0.00268 | 309.9171 | 0 | 310.4325 | 7.4616e-06
| 379.705 | 0.03549 | 310.6439 | 0.00027274 | 310.128 | 0.00095061 | 379.705 | 0.42066 | 310.6439 | 3.9372e-05 | 310.128 | 0 | 310.128 | 0 | 379.0358 | 9.7001e-06 | 310.6439 | 0 | 304.55 | 0.0014334 | 310.6439 | 0 | 379.705 | 0.00223 | 310.6439 | 0 | 304.55 | 0.0010305 | 310.6439 | 1.0916e-05 | 304.55 | -0.0013871 | 310.6439 | 0 | 379.0358 | 9.6731e-06 | 310.6439 | 0 | 379.0358 | 7.2693e-06 | 310.6439 | 0.0003124 | 310.128 | 0 | 581.788 | 0.00406 | 310.128 | 0 | 580.8081 | 0 | 581.788 | 0.00254 | 310.128 | 0 | 310.6439 | 1.5375e-05
| 379.818 | 0.03273 | 310.8553 | 0.00068648 | 310.3389 | -0.00069743 | 379.818 | 0.42969 | 310.8553 | 0.00036007 | 310.3389 | 0 | 310.3389 | 0 | 379.1476 | 8.9944e-06 | 310.8553 | 0 | 304.76 | -0.0005565 | 310.8553 | 0 | 379.818 | 0.003 | 310.8553 | 0 | 304.76 | -0.0016493 | 310.8553 | 0 | 304.76 | -0.0021673 | 310.8553 | 0 | 379.1476 | 1.1594e-05 | 310.8553 | 0 | 379.1476 | 5.8857e-06 | 310.8553 | 0 | 310.339 | 0 | 581.946 | 0.00357 | 310.3389 | 0 | 580.9668 | 0 | 581.946 | 0.00272 | 310.339 | 0 | 310.8553 | 5.5759e-06
| 379.931 | 0.03338 | 311.0667 | 0.00057314 | 310.5499 | 1.4094e-05 | 379.931 | 0.44522 | 311.0667 | 0.00034537 | 310.5499 | 0 | 310.5499 | 0 | 379.2594 | 8.3224e-06 | 311.0667 | 0 | 304.97 | -0.0013997 | 311.0667 | 0 | 379.931 | 0.00263 | 311.0667 | 0 | 304.97 | -0.0037156 | 311.0667 | 1.131e-06 | 304.97 | 0.0011487 | 311.0667 | 0 | 379.2594 | 1.0305e-05 | 311.0667 | 0 | 379.2594 | 5.4575e-06 | 311.0667 | 7.8947e-05 | 310.5499 | 0 | 582.1041 | 0.00496 | 310.5499 | 0 | 581.1255 | 0 | 582.1041 | 0.0026 | 310.5499 | 0 | 311.0667 | 1.7151e-05
| 380.044 | 0.03261 | 311.2782 | 0.00018411 | 310.7609 | -0.00075956 | 380.044 | 0.46173 | 311.2782 | -0.00051746 | 310.7609 | 0 | 310.7609 | 0 | 379.3712 | 8.6808e-06 | 311.2782 | 0 | 305.18 | -0.0029174 | 311.2782 | 0 | 380.044 | 0.00193 | 311.2782 | 0 | 305.18 | 0.00019102 | 311.2782 | 0 | 305.18 | -0.00099695 | 311.2782 | 0 | 379.3712 | 1.0961e-05 | 311.2782 | 0 | 379.3712 | 4.6998e-06 | 311.2782 | 0 | 310.7609 | 0 | 582.2622 | 0.00417 | 310.7609 | 0 | 581.2842 | 0 | 582.2622 | 0.00274 | 310.7609 | 0 | 311.2782 | 6.8532e-06
| 380.157 | 0.03135 | 311.4896 | 0.0010144 | 310.9718 | -0.00013335 | 380.157 | 0.48074 | 311.4896 | 0.00062567 | 310.9718 | 0 | 310.9718 | 0 | 379.483 | 8.7928e-06 | 311.4896 | 0 | 305.4 | 0.0016695 | 311.4896 | 0 | 380.157 | 0.00107 | 311.4896 | 0 | 305.4 | 0.0007076 | 311.4896 | 5.3465e-06 | 305.4 | 0.00082357 | 311.4896 | 0 | 379.483 | 9.8371e-06 | 311.4896 | 0 | 379.483 | 4.4912e-06 | 311.4896 | 9.424e-06 | 310.9718 | 0 | 582.4203 | 0.00418 | 310.9718 | 0 | 581.443 | 0 | 582.4203 | 0.00256 | 310.9718 | 0 | 311.4896 | 1.6285e-05
| 380.2699 | 0.02973 | 311.7011 | 0.00066236 | 311.1828 | -0.00072299 | 380.2699 | 0.49704 | 311.7011 | -0.00017534 | 311.1828 | 0 | 311.1828 | 0 | 379.5949 | 8.7144e-06 | 311.7011 | 0 | 305.61 | -0.0012985 | 311.7011 | 0 | 380.2699 | 0.00241 | 311.7011 | 0 | 305.61 | -0.0030376 | 311.7011 | 0 | 305.61 | -0.00324 | 311.7011 | 0 | 379.5949 | 9.1812e-06 | 311.7011 | 0 | 379.5949 | 3.7445e-06 | 311.7011 | 0 | 311.1828 | 0 | 582.5784 | 0.00441 | 311.1828 | 0 | 581.6017 | 3.0002e-05 | 582.5784 | 0.0027 | 311.1828 | 0 | 311.7011 | 7.1682e-06
| 380.3829 | 0.0287 | 311.9126 | 0.00078823 | 311.3938 | 0.00094645 | 380.3829 | 0.51437 | 311.9126 | 0.0007533 | 311.3938 | 0 | 311.3938 | 0 | 379.7067 | 8.3448e-06 | 311.9126 | 0 | 305.82 | 1.6864e-05 | 311.9126 | 0 | 380.3829 | 0.0007003 | 311.9126 | 0 | 305.82 | -0.00013183 | 311.9126 | 1.1002e-05 | 305.82 | 0.0002384 | 311.9126 | 0 | 379.7067 | 8.2327e-06 | 311.9126 | 0 | 379.7067 | 6.2042e-06 | 311.9126 | 0.00034896 | 311.3938 | 0 | 582.7365 | 0.00292 | 311.3938 | 0 | 581.7604 | 6.6672e-06 | 582.7365 | 0.00254 | 311.3938 | 0 | 311.9126 | 1.7505e-05
| 380.4959 | 0.02623 | 312.1241 | -9.6471e-05 | 311.6049 | -5.0257e-05 | 380.4959 | 0.53494 | 312.1241 | -0.00025147 | 311.6049 | 0 | 311.6049 | 0 | 379.8185 | 8.4792e-06 | 312.1241 | 0 | 306.03 | -0.00025296 | 312.1241 | 0 | 380.4959 | 0.00073324 | 312.1241 | 0 | 306.03 | -0.0011004 | 312.1241 | 0 | 306.03 | -0.001062 | 312.1241 | 0 | 379.8185 | 8.3498e-06 | 312.1241 | 0 | 379.8185 | 7.5878e-06 | 312.1241 | 0 | 311.6049 | 0 | 582.8946 | 0.00278 | 311.6049 | 0 | 581.9192 | 3.0002e-05 | 582.8946 | 0.0027 | 311.6049 | 0 | 312.1241 | 3.4738e-06
| 380.6089 | 0.02897 | 312.3356 | 0.00097326 | 311.8159 | 0.00072318 | 380.6089 | 0.55682 | 312.3356 | 0.0010265 | 311.8159 | 0 | 311.8159 | 0 | 379.9303 | 9.4425e-06 | 312.3356 | 0 | 306.24 | 1.6864e-05 | 312.3356 | 0 | 380.6089 | 0.00232 | 312.3356 | 0 | 306.24 | -0.00029326 | 312.3356 | 9.3154e-06 | 306.24 | -0.00070437 | 312.3356 | 0 | 379.9303 | 8.4786e-06 | 312.3356 | 0 | 379.9303 | 6.7313e-06 | 312.3356 | 0.00025886 | 311.8159 | 0 | 583.0527 | 0.00538 | 311.8159 | 0 | 582.0779 | 0 | 583.0527 | 0.00254 | 311.8159 | 0 | 312.3356 | 1.9005e-05
| 380.7218 | 0.02636 | 312.5471 | 0.00023915 | 312.027 | 0.0002545 | 380.7218 | 0.57802 | 312.5471 | -3.3463e-05 | 312.027 | 0 | 312.027 | 0 | 380.0422 | 9.8569e-06 | 312.5471 | 0 | 306.45 | -0.00099496 | 312.5471 | 0 | 380.7218 | 0.00039263 | 312.5471 | 0 | 306.45 | -0.0012619 | 312.5471 | 0 | 306.45 | -0.00028175 | 312.5471 | 0 | 380.0422 | 8.666e-06 | 312.5471 | 0 | 380.0422 | 5.5563e-06 | 312.5471 | 0 | 312.027 | 0 | 583.2109 | 0.0028 | 312.027 | 0 | 582.2367 | 6.9993e-05 | 583.2109 | 0.00268 | 312.027 | 0 | 312.5471 | 5.6649e-06
| 380.8348 | 0.02577 | 312.7587 | 0.00076458 | 312.238 | 0.00011745 | 380.8348 | 0.59203 | 312.7587 | -0.00039666 | 312.238 | 0 | 312.238 | 0 | 380.154 | 9.4649e-06 | 312.7587 | 0 | 306.67 | 0.0027488 | 312.7587 | 0 | 380.8348 | 0.00016089 | 312.7587 | 0 | 306.67 | 0.00080447 | 312.7587 | 1.0501e-05 | 306.67 | 0.00069354 | 312.7587 | 0 | 380.154 | 9.6497e-06 | 312.7587 | 0 | 380.154 | 5.6661e-06 | 312.7587 | 0.0003271 | 312.238 | 0 | 583.369 | 0.00399 | 312.238 | 0 | 582.3955 | 0 | 583.369 | 0.00247 | 312.238 | 0 | 312.7587 | 1.5243e-05
| 380.9478 | 0.02664 | 312.9703 | -0.00053343 | 312.4491 | -0.00023588 | 380.9478 | 0.61356 | 312.9703 | -0.00045064 | 312.4491 | 0 | 312.4491 | 0 | 380.2659 | 8.6024e-06 | 312.9703 | 0 | 306.88 | -0.00082632 | 312.9703 | 0 | 380.9478 | 0.00167 | 312.9703 | 0 | 306.88 | -0.0024887 | 312.9703 | 0 | 306.88 | -0.001192 | 312.9703 | 0 | 380.2659 | 1.0797e-05 | 312.9703 | 0 | 380.2659 | 8.9823e-06 | 312.9703 | 0 | 312.4491 | 0 | 583.5272 | 0.00417 | 312.4491 | 0 | 582.5543 | 1.0001e-05 | 583.5272 | 0.00258 | 312.4491 | 0 | 312.9703 | 6.7701e-06
| 381.0607 | 0.02395 | 313.1819 | -0.00011886 | 312.6603 | 0.00044891 | 381.0607 | 0.6316 | 313.1819 | 0.00087496 | 312.6603 | 0 | 312.6603 | 0 | 380.3777 | 7.5607e-06 | 313.1818 | 0 | 307.09 | 0.0015008 | 313.1818 | 0 | 381.0607 | 0.00206 | 313.1818 | 0 | 307.09 | -0.00051927 | 313.1819 | 9.2524e-06 | 307.09 | 0.0017013 | 313.1818 | 0 | 380.3777 | 1.0739e-05 | 313.1818 | 0 | 380.3777 | 9.0921e-06 | 313.1818 | 0.00025627 | 312.6603 | 0 | 583.6853 | 0.00334 | 312.6603 | 0 | 582.713 | 0 | 583.6853 | 0.00246 | 312.6603 | 0 | 313.1819 | 1.7976e-05
| 381.1737 | 0.02229 | 313.3934 | 0.00060985 | 312.8714 | -0.0011216 | 381.1737 | 0.6548 | 313.3934 | -0.0004932 | 312.8714 | 0 | 312.8714 | 0 | 380.4896 | 7.7399e-06 | 313.3934 | 0 | 307.3 | -0.00069142 | 313.3934 | 0 | 381.1737 | 0.00298 | 313.3934 | 0 | 307.3 | -0.0028116 | 313.3934 | 0 | 307.3 | -0.0034351 | 313.3934 | 0 | 380.4896 | 9.8371e-06 | 313.3934 | 0 | 380.4896 | 9.4106e-06 | 313.3934 | 0 | 312.8714 | 0 | 583.8435 | 0.00378 | 312.8714 | 0 | 582.8718 | 0 | 583.8435 | 0.00266 | 312.8714 | 0 | 313.3934 | 2.7631e-06
| 381.2867 | 0.02323 | 313.605 | 0.0010737 | 313.0825 | 0.00020916 | 381.2867 | 0.66791 | 313.605 | 0.0009089 | 313.0825 | 0 | 313.0825 | 0 | 380.6015 | 7.4263e-06 | 313.6051 | 0 | 307.51 | 0.00086005 | 313.6051 | 0 | 381.2867 | 0.00198 | 313.6051 | 0 | 307.51 | 0.0010628 | 313.605 | 9.6866e-06 | 307.51 | -0.00050931 | 313.6051 | 0 | 380.6015 | 9.2398e-06 | 313.6051 | 0 | 380.6015 | 7.0607e-06 | 313.605 | 0.00040709 | 313.0825 | 0 | 584.0016 | 0.00318 | 313.0825 | 0 | 583.0306 | 0 | 584.0016 | 0.00252 | 313.0825 | 0 | 313.605 | 1.6112e-05
| 381.3997 | 0.0196 | 313.8167 | 0.00041454 | 313.2937 | 9.2103e-06 | 381.3997 | 0.68736 | 313.8167 | -0.00021196 | 313.2937 | 0 | 313.2937 | 0 | 380.7133 | 8.636e-06 | 313.8167 | 0 | 307.72 | -0.00038786 | 313.8167 | 0 | 381.3997 | 0.00122 | 313.8167 | 0 | 307.72 | -0.00026098 | 313.8167 | 0 | 307.72 | 0.00030341 | 313.8167 | 0 | 380.7133 | 9.8722e-06 | 313.8167 | 0 | 380.7133 | 7.9172e-06 | 313.8167 | 0 | 313.2937 | 0 | 584.1598 | 0.00232 | 313.2937 | 0 | 583.1894 | 5.0004e-05 | 584.1598 | 0.00262 | 313.2937 | 0 | 313.8167 | 7.7988e-06
| 381.5126 | 0.02183 | 314.0283 | 0.00075678 | 313.5049 | 0.00089742 | 381.5126 | 0.69445 | 314.0283 | 0.0010076 | 313.5049 | 0 | 313.5049 | 0 | 380.8252 | 7.9864e-06 | 314.0283 | 0 | 307.93 | 0.00065769 | 314.0283 | 0 | 381.5126 | 0 | 314.0283 | 0 | 307.93 | 0.00028789 | 314.0283 | 8.8273e-06 | 307.93 | 1.0836e-05 | 314.0283 | 0 | 380.8252 | 9.4623e-06 | 314.0283 | 0 | 380.8252 | 8.4443e-06 | 314.0283 | 0.00041767 | 313.5049 | 0 | 584.318 | 0.00432 | 313.5049 | 0 | 583.3482 | 0 | 584.318 | 0.00246 | 313.5049 | 0 | 314.0283 | 1.6033e-05
| 381.6256 | 0.01913 | 314.24 | -9.245e-05 | 313.7161 | -0.00046732 | 381.6256 | 0.71899 | 314.24 | -0.00015451 | 313.7161 | 0 | 313.7161 | 0 | 380.9371 | 8.3448e-06 | 314.24 | 0 | 308.15 | -0.00099496 | 314.24 | 0 | 381.6256 | 0.00113 | 314.24 | 0 | 308.15 | -0.0006807 | 314.24 | 0 | 308.15 | -0.00047681 | 314.24 | 0 | 380.9371 | 9.3803e-06 | 314.24 | 0 | 380.9371 | 7.9172e-06 | 314.24 | 0 | 313.7161 | 0 | 584.4762 | 0.00241 | 313.7161 | 0 | 583.5071 | 1.0001e-05 | 584.4762 | 0.00263 | 313.7161 | 0 | 314.24 | 7.3394e-06
| 381.7385 | 0.01888 | 314.4517 | 0.001336 | 313.9273 | 0.00064108 | 381.7385 | 0.73304 | 314.4517 | 0.0003436 | 313.9273 | 0 | 313.9273 | 0 | 381.049 | 7.6727e-06 | 314.4517 | 0 | 308.36 | 0.00086005 | 314.4517 | 0 | 381.7385 | 0.00078546 | 314.4517 | 0 | 308.36 | -0.0022305 | 314.4517 | 6.1066e-06 | 308.36 | -0.0016147 | 314.4517 | 0 | 381.049 | 8.0687e-06 | 314.4517 | 0 | 381.049 | 8.1258e-06 | 314.4517 | 0.00032218 | 313.9273 | 0 | 584.6344 | 0.00313 | 313.9273 | 0 | 583.6659 | 6.6672e-06 | 584.6344 | 0.00253 | 313.9273 | 0 | 314.4517 | 1.6473e-05
| 381.8515 | 0.01881 | 314.6634 | -0.00054332 | 314.1385 | 0.0004409 | 381.8515 | 0.75052 | 314.6634 | -0.00031086 | 314.1385 | 0 | 314.1385 | 0 | 381.1609 | 7.1127e-06 | 314.6633 | 0 | 308.57 | -0.00038786 | 314.6633 | 0 | 381.8515 | 0.00334 | 314.6633 | 0 | 308.57 | 0.0021282 | 314.6634 | 0 | 308.57 | 0.00010836 | 314.6633 | 0 | 381.1609 | 9.0993e-06 | 314.6633 | 0 | 381.1609 | 8.4443e-06 | 314.6634 | 0 | 314.1385 | 0 | 584.7926 | 0.00341 | 314.1385 | 0 | 583.8247 | 3.0002e-05 | 584.7926 | 0.00275 | 314.1385 | 0 | 314.6634 | 7.3033e-06
| 381.9645 | 0.01692 | 314.8751 | 0.00052447 | 314.3497 | -9.8199e-05 | 381.9645 | 0.75834 | 314.8751 | 8.7147e-05 | 314.3497 | 0 | 314.3497 | 0 | 381.2728 | 6.855e-06 | 314.8751 | 0 | 308.78 | -0.00072515 | 314.8751 | 0 | 381.9645 | 0.00033123 | 314.8751 | 0 | 308.78 | 0.00035245 | 314.8751 | 0 | 308.78 | -5.4182e-05 | 314.8751 | 0 | 381.2728 | 1.0305e-05 | 314.8751 | 0 | 381.2728 | 9.8388e-06 | 314.8751 | 0.00015991 | 314.3497 | 0 | 584.9508 | 0.00417 | 314.3497 | 0 | 583.9836 | 0 | 584.9508 | 0.00257 | 314.3497 | 0 | 314.8751 | 2.0294e-05
| 382.0774 | 0.01655 | 315.0868 | 1.0378e-05 | 314.561 | -0.00056008 | 382.0774 | 0.77906 | 315.0868 | -0.00032931 | 314.561 | 0 | 314.561 | 0 | 381.3847 | 7.1911e-06 | 315.0868 | 0 | 308.99 | 1.6864e-05 | 315.0868 | 0 | 382.0774 | 0 | 315.0868 | 0 | 308.99 | -0.002973 | 315.0868 | 0 | 308.99 | -0.00073687 | 315.0868 | 0 | 381.3847 | 1.0223e-05 | 315.0868 | 0 | 381.3847 | 8.3454e-06 | 315.0868 | 0 | 314.561 | 0 | 585.109 | 0.00283 | 314.561 | 0 | 584.1424 | 3.0002e-05 | 585.109 | 0.00269 | 314.561 | 0 | 315.0868 | 5.9565e-06
| 382.1904 | 0.01625 | 315.2985 | 0.0016679 | 314.7723 | 0.00069025 | 382.1904 | 0.79283 | 315.2985 | 0.0011975 | 314.7723 | 0 | 314.7723 | 0 | 381.4966 | 8.2888e-06 | 315.2985 | 0 | 309.21 | -0.00059023 | 315.2985 | 0 | 382.1904 | 0.00147 | 315.2985 | 0 | 309.21 | -0.0010036 | 315.2985 | 1.0908e-05 | 309.21 | -2.1673e-05 | 315.2985 | 0 | 381.4966 | 1.0141e-05 | 315.2985 | 0 | 381.4966 | 7.1595e-06 | 315.2985 | 0.00038466 | 314.7723 | 0 | 585.2673 | 0.00432 | 314.7723 | 0 | 584.3012 | 6.6672e-06 | 585.2673 | 0.00241 | 314.7723 | 0 | 315.2985 | 1.7941e-05
| 382.3033 | 0.0141 | 315.5103 | -0.00058795 | 314.9836 | 0.00043719 | 382.3033 | 0.81124 | 315.5103 | -0.00044924 | 314.9836 | 0 | 314.9836 | 0 | 381.6085 | 9.0729e-06 | 315.5103 | 0 | 309.42 | -0.0009275 | 315.5103 | 0 | 382.3033 | 0.00050617 | 315.5103 | 0 | 309.42 | -0.00013183 | 315.5103 | 0 | 309.42 | 1.0836e-05 | 315.5103 | 0 | 381.6085 | 8.8299e-06 | 315.5103 | 0 | 381.6085 | 8.1258e-06 | 315.5102 | 0 | 314.9836 | 0 | 585.4255 | 0.00239 | 314.9836 | 0 | 584.4601 | 1.0001e-05 | 585.4255 | 0.00254 | 314.9836 | 0 | 315.5103 | 5.9591e-06
| 382.4163 | 0.01098 | 315.722 | 0.0010507 | 315.1949 | 0.00020301 | 382.4163 | 0.81617 | 315.722 | 0.00045157 | 315.1949 | 0 | 315.1949 | 0 | 381.7205 | 8.3672e-06 | 315.722 | 0 | 309.63 | -0.00038786 | 315.722 | 0 | 382.4163 | 0.00178 | 315.722 | 0 | 309.63 | 0.00038475 | 315.722 | 5.5389e-06 | 309.63 | -2.1673e-05 | 315.722 | 0 | 381.7205 | 9.8956e-06 | 315.722 | 0 | 381.7205 | 8.9823e-06 | 315.722 | 0.00022539 | 315.1949 | 0 | 585.5838 | 0.00285 | 315.1949 | 0 | 584.619 | 0 | 585.5838 | 0.00238 | 315.1949 | 0 | 315.722 | 1.5733e-05
| 382.5292 | 0.01331 | 315.9338 | 0.0018017 | 315.4062 | -0.00075472 | 382.5292 | 0.83215 | 315.9338 | -0.00020785 | 315.4062 | 0 | 315.4062 | 0 | 381.8324 | 8.58e-06 | 315.9338 | 0 | 309.84 | -0.0023778 | 315.9338 | 0 | 382.5292 | 0 | 315.9338 | 0 | 309.84 | -0.0011973 | 315.9338 | 0 | 309.84 | -0.0025899 | 315.9338 | 0 | 381.8324 | 9.193e-06 | 315.9338 | 0 | 381.8324 | 8.2356e-06 | 315.9338 | 0 | 315.4062 | 0 | 585.742 | 0.00327 | 315.4062 | 0 | 584.7778 | 1.0001e-05 | 585.742 | 0.00258 | 315.4062 | 0 | 315.9338 | 4.6076e-06
| 382.6422 | 0.01168 | 316.1456 | 0.0015477 | 315.6176 | 0.00086456 | 382.6422 | 0.8401 | 316.1456 | 0.00029358 | 315.6176 | 0 | 315.6176 | 0 | 381.9443 | 8.188e-06 | 316.1456 | 0 | 310.05 | 0.0018719 | 316.1456 | 0 | 382.6422 | 0.00113 | 316.1456 | 0 | 310.05 | 0.0016439 | 316.1456 | 1.0974e-05 | 310.05 | -0.00076939 | 316.1456 | 0 | 381.9443 | 8.947e-06 | 316.1456 | 0 | 381.9443 | 6.8411e-06 | 316.1456 | 0.00028783 | 315.6175 | 0 | 585.9003 | 0.00512 | 315.6176 | 0 | 584.9367 | 6.6672e-06 | 585.9003 | 0.00253 | 315.6175 | 0 | 316.1456 | 1.6908e-05
| 382.7551 | 0.01119 | 316.3574 | 0.00022825 | 315.8289 | 0.00042269 | 382.7551 | 0.85161 | 316.3574 | -0.00040671 | 315.8289 | 0 | 315.8289 | 0 | 382.0563 | 9.4201e-06 | 316.3574 | 0 | 310.26 | 5.0592e-05 | 316.3574 | 0 | 382.7551 | 0.00161 | 316.3574 | 0 | 310.26 | -0.0012941 | 316.3574 | 0 | 310.26 | 0.00066102 | 316.3574 | 0 | 382.0563 | 7.7642e-06 | 316.3574 | 0 | 382.0563 | 5.9846e-06 | 316.3574 | 0 | 315.8289 | 0 | 586.0585 | 0.00313 | 315.8289 | 0 | 585.0956 | 1.0001e-05 | 586.0585 | 0.00266 | 315.8289 | 0 | 316.3574 | 7.0862e-06
| 382.8681 | 0.00977 | 316.5692 | 0.00074708 | 316.0403 | -0.00080045 | 382.8681 | 0.86982 | 316.5692 | 0.00065053 | 316.0403 | 0 | 316.0403 | 0 | 382.1682 | 9.2297e-06 | 316.5692 | 0 | 310.48 | 0.0015684 | 316.5692 | 0 | 382.8681 | 0.00167 | 316.5692 | 0 | 310.48 | -0.00051927 | 316.5692 | 1.0999e-05 | 310.48 | 0.00059601 | 316.5692 | 0 | 382.1682 | 8.0922e-06 | 316.5692 | 0 | 382.1682 | 5.4575e-06 | 316.5692 | 0.00028996 | 316.0403 | 0 | 586.2168 | 0.00308 | 316.0403 | 0 | 585.2545 | 6.6672e-06 | 586.2168 | 0.00253 | 316.0403 | 0 | 316.5692 | 1.6328e-05
| 382.981 | 0.00866 | 316.7811 | 0.00031871 | 316.2517 | -0.0012367 | 382.981 | 0.8788 | 316.7811 | -0.00064558 | 316.2517 | 0 | 316.2517 | 0 | 382.2802 | 1.0227e-05 | 316.7811 | 0 | 310.69 | 5.0592e-05 | 316.7811 | 0 | 382.981 | 0.00084678 | 316.7811 | 0 | 310.69 | -0.0014878 | 316.7811 | 0 | 310.69 | -0.0017121 | 316.7811 | 0 | 382.2802 | 1.0692e-05 | 316.7811 | 0 | 382.2802 | 5.7759e-06 | 316.7811 | 0 | 316.2517 | 0 | 586.3751 | 0.00369 | 316.2517 | 0 | 585.4134 | 0 | 586.3751 | 0.00253 | 316.2517 | 0 | 316.7811 | 6.1099e-06
| 383.094 | 0.00783 | 316.993 | 0.0012904 | 316.4631 | 0.00018492 | 383.094 | 0.888 | 316.993 | -0.00028702 | 316.4631 | 0 | 316.4631 | 0 | 382.3921 | 1.0115e-05 | 316.9929 | 0 | 310.9 | -0.00038786 | 316.9929 | 0 | 383.094 | 0.00215 | 316.9929 | 0 | 310.9 | -3.4977e-05 | 316.993 | 4.6615e-06 | 310.9 | 0.00059601 | 316.9929 | 0 | 382.3921 | 1.0844e-05 | 316.9929 | 0 | 382.3921 | 5.5563e-06 | 316.993 | 0.00030736 | 316.4631 | 0 | 586.5334 | 0.00445 | 316.4631 | 0 | 585.5723 | 0 | 586.5334 | 0.0024 | 316.4631 | 0 | 316.993 | 1.7355e-05
| 383.2069 | 0.00882 | 317.2048 | 0.00050675 | 316.6745 | -0.00022963 | 383.2069 | 0.89981 | 317.2048 | -3.7537e-06 | 316.6745 | 0 | 316.6745 | 0 | 382.5041 | 1.007e-05 | 317.2048 | 0 | 311.11 | 0.00042159 | 317.2048 | 0 | 383.2069 | 0.00070485 | 317.2048 | 0 | 311.11 | -0.00019641 | 317.2048 | 0 | 311.11 | 0.0013112 | 317.2048 | 0 | 382.5041 | 1.0879e-05 | 317.2048 | 0 | 382.5041 | 6.8411e-06 | 317.2048 | 0 | 316.6745 | 0 | 586.6917 | 0.00429 | 316.6745 | 0 | 585.7312 | 3.0002e-05 | 586.6917 | 0.00257 | 316.6745 | 0 | 317.2048 | 4.5995e-06
| 383.3199 | 0.00678 | 317.4167 | 0.00072605 | 316.886 | 0.00047937 | 383.3199 | 0.90675 | 317.4167 | 0.00026889 | 316.886 | 0 | 316.886 | 0 | 382.616 | 9.0505e-06 | 317.4167 | 0 | 311.32 | 0.0034908 | 317.4167 | 0 | 383.3199 | 0.00035962 | 317.4167 | 0 | 311.32 | 0.00028789 | 317.4167 | 8.7907e-06 | 311.32 | 0.0020915 | 317.4167 | 0 | 382.616 | 8.2327e-06 | 317.4167 | 0 | 382.616 | 4.8096e-06 | 317.4167 | 0.00033723 | 316.886 | 0 | 586.85 | 0.00396 | 316.886 | 0 | 585.8901 | 2.6669e-05 | 586.85 | 0.00247 | 316.886 | 0 | 317.4167 | 1.7014e-05
| 383.4328 | 0.00673 | 317.6286 | -0.00039077 | 317.0974 | -0.00081382 | 383.4328 | 0.90831 | 317.6286 | -0.00035049 | 317.0974 | 0 | 317.0974 | 0 | 382.728 | 9.2857e-06 | 317.6286 | 0 | 311.54 | -0.0011636 | 317.6286 | 0 | 383.4328 | 0.00033588 | 317.6286 | 0 | 311.54 | -0.0010358 | 317.6286 | 0 | 311.54 | -0.0024274 | 317.6286 | 0 | 382.728 | 8.9353e-06 | 317.6286 | 0 | 382.728 | 5.2379e-06 | 317.6286 | 0 | 317.0974 | 0 | 587.0083 | 0.00283 | 317.0974 | 0 | 586.049 | 0 | 587.0083 | 0.00258 | 317.0974 | 0 | 317.6286 | 5.0246e-06
| 383.5457 | 0.0074 | 317.8405 | 0.00071603 | 317.3089 | 0.00046835 | 383.5457 | 0.91932 | 317.8405 | 0.00024564 | 317.3089 | 0 | 317.3089 | 0 | 382.84 | 8.636e-06 | 317.8405 | 0 | 311.75 | 0.0014334 | 317.8405 | 0 | 383.5457 | 0.00050157 | 317.8405 | 0 | 311.75 | 0.00038475 | 317.8405 | 5.5287e-06 | 311.75 | 0.00079106 | 317.8405 | 0 | 382.84 | 8.0453e-06 | 317.8405 | 0 | 382.84 | 6.314e-06 | 317.8406 | 0.00047515 | 317.3089 | 0 | 587.1667 | 0.00506 | 317.3089 | 0 | 586.2079 | 2.6669e-05 | 587.1667 | 0.00239 | 317.3089 | 0 | 317.8405 | 1.885e-05
| 383.6587 | 0.00618 | 318.0525 | 0.00012117 | 317.5204 | -0.001626 | 383.6587 | 0.91452 | 318.0525 | -0.00036335 | 317.5204 | 0 | 317.5204 | 0 | 382.952 | 8.9384e-06 | 318.0525 | 0 | 311.96 | 0.00035414 | 318.0525 | 0 | 383.6587 | 0.00141 | 318.0525 | 0 | 311.96 | -0.00074527 | 318.0525 | 0 | 311.96 | 0.0017663 | 318.0525 | 0 | 382.952 | 8.7479e-06 | 318.0525 | 0 | 382.952 | 7.8074e-06 | 318.0525 | 0 | 317.5204 | 0 | 587.325 | 0.00503 | 317.5204 | 0 | 586.3669 | 1.0001e-05 | 587.325 | 0.00256 | 317.5204 | 0 | 318.0525 | 2.8116e-06
| 383.7716 | 0.00621 | 318.2644 | 0.0016011 | 317.7319 | 0.00067858 | 383.7716 | 0.9306 | 318.2644 | 0.00020006 | 317.7319 | 0 | 317.7319 | 0 | 383.064 | 8.3672e-06 | 318.2644 | 0 | 312.17 | 0.001737 | 318.2644 | 0 | 383.7716 | 0.00223 | 318.2644 | 0 | 312.17 | 0.001095 | 318.2644 | 6.2313e-06 | 312.17 | -0.00054182 | 318.2644 | 0 | 383.064 | 8.4786e-06 | 318.2644 | 0 | 383.064 | 8.4443e-06 | 318.2644 | 0.00052557 | 317.7319 | 0 | 587.4833 | 0.00443 | 317.7319 | 0 | 586.5258 | 6.6672e-06 | 587.4833 | 0.00246 | 317.7319 | 0 | 318.2644 | 1.7255e-05
| 383.8846 | 0.00417 | 318.4764 | 0.00029717 | 317.9434 | 0.00064383 | 383.8846 | 0.92787 | 318.4764 | 0.00029156 | 317.9434 | 0 | 317.9434 | 0 | 383.176 | 9.2857e-06 | 318.4764 | 0 | 312.38 | 0.0011636 | 318.4764 | 0 | 383.8846 | 0.00346 | 318.4764 | 0 | 312.38 | -0.0039416 | 318.4764 | 0 | 312.38 | -0.00070437 | 318.4764 | 0 | 383.176 | 8.5957e-06 | 318.4764 | 0 | 383.176 | 5.7759e-06 | 318.4764 | 0 | 317.9434 | 0 | 587.6417 | 0.00457 | 317.9434 | 0 | 586.6848 | 0 | 587.6417 | 0.00261 | 317.9434 | 0 | 318.4764 | 7.6556e-06
| 383.9975 | 0.0059 | 318.6884 | 0.00065811 | 318.155 | -0.00010172 | 383.9975 | 0.93674 | 318.6884 | 0.00020106 | 318.155 | 0 | 318.155 | 0 | 383.288 | 8.636e-06 | 318.6884 | 0 | 312.6 | 0.0020405 | 318.6884 | 0 | 383.9975 | 0.00255 | 318.6884 | 0 | 312.6 | 0.00083675 | 318.6884 | 4.1947e-06 | 312.6 | 0.00017338 | 318.6884 | 0 | 383.288 | 9.0524e-06 | 318.6884 | 0 | 383.288 | 5.1281e-06 | 318.6884 | 0.00017841 | 318.155 | 0 | 587.8 | 0.00554 | 318.155 | 0 | 586.8437 | 2.6669e-05 | 587.8 | 0.00248 | 318.155 | 0 | 318.6884 | 1.714e-05
| 384.1104 | 0.00492 | 318.9004 | 0.00019275 | 318.3665 | 9.9881e-05 | 384.1104 | 0.93831 | 318.9004 | -0.0002986 | 318.3665 | 0 | 318.3665 | 0 | 383.3999 | 8.8712e-06 | 318.9004 | 0 | 312.81 | -0.00038786 | 318.9004 | 0 | 384.1104 | 0.00122 | 318.9004 | 0 | 312.81 | 0.00077218 | 318.9004 | 0 | 312.81 | -0.00041178 | 318.9004 | 0 | 383.3999 | 1.0305e-05 | 318.9004 | 0 | 383.3999 | 4.601e-06 | 318.9004 | 0 | 318.3665 | 0 | 587.9584 | 0.00297 | 318.3665 | 0 | 587.0027 | 1.0001e-05 | 587.9584 | 0.00254 | 318.3665 | 0 | 318.9004 | 5.0936e-06
| 384.2234 | 0.00416 | 319.1124 | 0.0011345 | 318.5781 | -4.9352e-05 | 384.2234 | 0.94063 | 319.1124 | 0.00075638 | 318.5781 | 0 | 318.5781 | 0 | 383.512 | 8.6024e-06 | 319.1124 | 0 | 313.02 | 0.00025296 | 319.1124 | 0 | 384.2234 | 0.00158 | 319.1124 | 0 | 313.02 | 0.00064304 | 319.1124 | 9.4124e-06 | 313.02 | 0.0010836 | 319.1124 | 0 | 383.512 | 1.1313e-05 | 319.1124 | 0 | 383.512 | 6.0944e-06 | 319.1124 | 0.00014535 | 318.5781 | 0 | 588.1168 | 0.00364 | 318.5781 | 0 | 587.1617 | 2.6669e-05 | 588.1168 | 0.0024 | 318.5781 | 0 | 319.1124 | 1.5869e-05
| 384.3363 | 0.00337 | 319.3244 | 0.00057644 | 318.7897 | -4.5332e-06 | 384.3363 | 0.9526 | 319.3244 | -0.0002042 | 318.7897 | 0 | 318.7897 | 0 | 383.624 | 9.0953e-06 | 319.3244 | 0 | 313.23 | -0.0028838 | 319.3244 | 0 | 384.3363 | 0.00164 | 319.3244 | 0 | 313.23 | -0.00042241 | 319.3244 | 0 | 313.23 | -0.0012895 | 319.3244 | 0 | 383.624 | 1.02e-05 | 319.3244 | 0 | 383.624 | 7.9172e-06 | 319.3244 | 0 | 318.7897 | 0 | 588.2751 | 0.0038 | 318.7897 | 0 | 587.3206 | 1.0001e-05 | 588.2751 | 0.00249 | 318.7897 | 0 | 319.3244 | 7.0938e-06
| 384.4492 | 0.00403 | 319.5364 | 0.0013201 | 319.0013 | 0.00022392 | 384.4492 | 0.95485 | 319.5364 | 0.00041627 | 319.0013 | 0 | 319.0013 | 0 | 383.736 | 8.636e-06 | 319.5365 | 0 | 313.44 | -0.00059023 | 319.5365 | 0 | 384.4492 | 0.00033123 | 319.5365 | 0 | 313.44 | 0.00073989 | 319.5364 | 4.4832e-06 | 313.44 | 0.002514 | 319.5365 | 0 | 383.736 | 8.7245e-06 | 319.5365 | 0 | 383.736 | 8.4443e-06 | 319.5364 | 0.00036228 | 319.0013 | 0 | 588.4335 | 0.00462 | 319.0013 | 0 | 587.4796 | 0 | 588.4335 | 0.0024 | 319.0013 | 0 | 319.5364 | 1.9592e-05
| 384.5622 | 0.00451 | 319.7485 | 0.00060593 | 319.2129 | -0.0003995 | 384.5622 | 0.95939 | 319.7485 | -0.00027873 | 319.2129 | 0 | 319.2129 | 0 | 383.848 | 9.4089e-06 | 319.7485 | 0 | 313.66 | -0.0019393 | 319.7485 | 0 | 384.5622 | 0.0011 | 319.7485 | 0 | 313.66 | -0.0017461 | 319.7485 | 0 | 313.66 | -0.00047681 | 319.7485 | 0 | 383.848 | 8.7831e-06 | 319.7485 | 0 | 383.848 | 8.016e-06 | 319.7485 | 0 | 319.2129 | 0 | 588.5919 | 0.0032 | 319.2129 | 0 | 587.6386 | 0 | 588.5919 | 0.00256 | 319.2129 | 0 | 319.7485 | 6.4897e-06
| 384.6751 | 0.00329 | 319.9606 | 0.0012709 | 319.4246 | 0.00068404 | 384.6751 | 0.94848 | 319.9606 | 0.00016173 | 319.4246 | 0 | 319.4246 | 0 | 383.9601 | 9.8009e-06 | 319.9606 | 0 | 313.87 | 0.0012985 | 319.9606 | 0 | 384.6751 | 0.00044478 | 319.9606 | 0 | 313.87 | -0.0004547 | 319.9606 | 1.2702e-05 | 313.87 | 0.0023191 | 319.9606 | 0 | 383.9601 | 9.7551e-06 | 319.9606 | 0 | 383.9601 | 5.2379e-06 | 319.9606 | 0.00041003 | 319.4246 | 0 | 588.7503 | 0.00352 | 319.4246 | 0 | 587.7976 | 6.6672e-06 | 588.7503 | 0.00248 | 319.4246 | 0 | 319.9606 | 2.0015e-05
| 384.788 | 0.00364 | 320.1727 | -6.083e-05 | 319.6362 | -0.00049957 | 384.788 | 0.95898 | 320.1727 | -4.5848e-05 | 319.6362 | 0 | 319.6362 | 0 | 384.0721 | 9.2633e-06 | 320.1727 | 0 | 314.08 | -8.4319e-05 | 320.1727 | 0 | 384.788 | 0.00079001 | 320.1727 | 0 | 314.08 | -0.00093899 | 320.1727 | 0 | 314.08 | -0.00099695 | 320.1727 | 0 | 384.0721 | 1.0774e-05 | 320.1727 | 0 | 384.0721 | 6.6324e-06 | 320.1727 | 0 | 319.6362 | 0 | 588.9087 | 0.00357 | 319.6362 | 0 | 587.9566 | 0 | 588.9087 | 0.00256 | 319.6362 | 0 | 320.1727 | 4.452e-06
| 384.901 | 0.00301 | 320.3848 | 0.00060106 | 319.8479 | -9.4592e-06 | 384.901 | 0.95771 | 320.3848 | 0.00041426 | 319.8479 | 0 | 319.8479 | 0 | 384.1841 | 7.9864e-06 | 320.3848 | 0 | 314.29 | 0.0045363 | 320.3848 | 0 | 384.901 | 0.00115 | 320.3848 | 0 | 314.29 | 0.00064304 | 320.3848 | 8.655e-06 | 314.29 | -0.00060684 | 320.3848 | 0 | 384.1841 | 1.0001e-05 | 320.3848 | 0 | 384.1841 | 7.8074e-06 | 320.3848 | 0.0002538 | 319.8479 | 0 | 589.0671 | 0.00262 | 319.8479 | 0 | 588.1156 | 6.6672e-06 | 589.0671 | 0.00243 | 319.8479 | 0 | 320.3848 | 1.8013e-05
| 385.0139 | 0.00289 | 320.5969 | -0.00034682 | 320.0596 | -0.00025841 | 385.0139 | 0.96134 | 320.5969 | 3.5561e-05 | 320.0596 | 0 | 320.0596 | 0 | 384.2962 | 6.799e-06 | 320.5969 | 0 | 314.5 | 0.00032042 | 320.5969 | 0 | 385.0139 | 0.00061971 | 320.5969 | 0 | 314.5 | -9.9549e-05 | 320.5969 | 0 | 314.5 | -0.0021348 | 320.5969 | 0 | 384.2962 | 1.068e-05 | 320.5969 | 0 | 384.2962 | 8.8725e-06 | 320.5969 | 0 | 320.0596 | 0 | 589.2256 | 0.00417 | 320.0596 | 0 | 588.2746 | 3.0002e-05 | 589.2256 | 0.00255 | 320.0596 | 0 | 320.5969 | 6.1159e-06
| 385.1268 | 0.0032 | 320.809 | 0.0013229 | 320.2713 | 0.00029597 | 385.1268 | 0.96399 | 320.809 | 0.00053929 | 320.2713 | 0 | 320.2713 | 0 | 384.4082 | 6.9671e-06 | 320.809 | 0 | 314.72 | -0.00035414 | 320.809 | 0 | 385.1268 | 0.0022 | 320.809 | 0 | 314.72 | -0.00061613 | 320.809 | 3.9228e-06 | 314.72 | -5.4182e-05 | 320.809 | 0 | 384.4082 | 9.8488e-06 | 320.809 | 0 | 384.4082 | 7.6976e-06 | 320.809 | 0.0002732 | 320.2713 | 0 | 589.384 | 0.00478 | 320.2713 | 0 | 588.4336 | 6.6672e-06 | 589.384 | 0.00252 | 320.2713 | 0 | 320.809 | 1.6595e-05
| 385.2397 | 0.00255 | 321.0212 | 0.00040177 | 320.483 | -0.00079427 | 385.2397 | 0.96772 | 321.0212 | -0.00011613 | 320.483 | 0 | 320.483 | 0 | 384.5203 | 8.132e-06 | 321.0212 | 0 | 314.93 | -0.0020405 | 321.0212 | 0 | 385.2397 | 0.00144 | 321.0212 | 0 | 314.93 | -0.0012619 | 321.0212 | 0 | 314.93 | -0.00063934 | 321.0212 | 0 | 384.5203 | 1.0797e-05 | 321.0212 | 0 | 384.5203 | 7.6976e-06 | 321.0212 | 0 | 320.483 | 0 | 589.5424 | 0.00311 | 320.483 | 0 | 588.5927 | 3.0002e-05 | 589.5424 | 0.00259 | 320.483 | 0 | 321.0212 | 5.3968e-06
| 385.3526 | 0.00238 | 321.2333 | 0.0006118 | 320.6948 | 0.000794 | 385.3526 | 0.97007 | 321.2333 | 0.00052087 | 320.6948 | 0 | 320.6948 | 0 | 384.6323 | 8.2888e-06 | 321.2333 | 0 | 315.14 | 0.00042159 | 321.2333 | 0 | 385.3526 | 0.00101 | 321.2333 | 0 | 315.14 | 0.00012645 | 321.2333 | 8.0623e-06 | 315.14 | 0.00040094 | 321.2333 | 0 | 384.6323 | 9.8722e-06 | 321.2333 | 0 | 384.6323 | 8.2356e-06 | 321.2333 | 0.0003026 | 320.6948 | 0 | 589.7009 | 0.00366 | 320.6948 | 0 | 588.7517 | 0 | 589.7009 | 0.00248 | 320.6948 | 0 | 321.2333 | 1.8823e-05
| 385.4656 | 0.00185 | 321.4455 | -2.8641e-05 | 320.9065 | 0.00056103 | 385.4656 | 0.97105 | 321.4455 | -0.00016714 | 320.9065 | 0 | 320.9065 | 0 | 384.7444 | 8.4008e-06 | 321.4455 | 0 | 315.35 | -0.00079259 | 321.4455 | 0 | 385.4656 | 0.00272 | 321.4455 | 0 | 315.35 | 0.0018054 | 321.4455 | 0 | 315.35 | -2.1673e-05 | 321.4455 | 0 | 384.7444 | 1.0926e-05 | 321.4455 | 0 | 384.7444 | 6.8411e-06 | 321.4455 | 0 | 320.9065 | 0 | 589.8593 | 0.00339 | 320.9065 | 0 | 588.9107 | 3.0002e-05 | 589.8593 | 0.00254 | 320.9065 | 0 | 321.4455 | 6.7856e-06
| 385.5785 | 0.0016 | 321.6577 | 0.00010059 | 321.1183 | 0.000579 | 385.5785 | 0.96482 | 321.6577 | 0.00050749 | 321.1183 | 0 | 321.1183 | 0 | 384.8565 | 8.3672e-06 | 321.6577 | 0 | 315.56 | 0.0013322 | 321.6577 | 0 | 385.5785 | 0.00016089 | 321.6577 | 0 | 315.56 | 0.0009659 | 321.6577 | 9.9074e-06 | 315.56 | 4.3346e-05 | 321.6577 | 0 | 384.8565 | 9.9776e-06 | 321.6577 | 0 | 384.8565 | 6.0944e-06 | 321.6577 | 0.00028961 | 321.1183 | 0 | 590.0178 | 0.0032 | 321.1183 | 0 | 589.0698 | 0 | 590.0178 | 0.00239 | 321.1183 | 0 | 321.6577 | 1.668e-05
| 385.6914 | 0.00134 | 321.8699 | 0.00052404 | 321.3301 | -0.00036993 | 385.6914 | 0.97493 | 321.8699 | -0.00029049 | 321.3301 | 0 | 321.3301 | 0 | 384.9686 | 7.9303e-06 | 321.8699 | 0 | 315.78 | -0.0011299 | 321.8699 | 0 | 385.6914 | 0.00127 | 321.8699 | 0 | 315.78 | -0.00039012 | 321.8699 | 0 | 315.78 | -0.0021673 | 321.8699 | 0 | 384.9686 | 1.1512e-05 | 321.8699 | 0 | 384.9686 | 5.3477e-06 | 321.8699 | 0 | 321.3301 | 0 | 590.1763 | 0.00267 | 321.3301 | 0 | 589.2288 | 3.0002e-05 | 590.1763 | 0.00248 | 321.3301 | 0 | 321.8699 | 6.2968e-06
| 385.8043 | 0.00175 | 322.0822 | 0.0012528 | 321.5419 | 0.00026541 | 385.8043 | 0.97553 | 322.0822 | 0.00028756 | 321.5419 | 0 | 321.5419 | 0 | 385.0806 | 8.0872e-06 | 322.0822 | 0 | 315.99 | -0.0016695 | 322.0822 | 0 | 385.8043 | 0.00169 | 322.0822 | 0 | 315.99 | 0.0007076 | 322.0822 | 9.6821e-06 | 315.99 | -0.0016472 | 322.0822 | 0 | 385.0806 | 1.1395e-05 | 322.0822 | 0 | 385.0806 | 7.9172e-06 | 322.0822 | 0.00025204 | 321.5419 | 0 | 590.3347 | 0.0055 | 321.5419 | 0 | 589.3879 | 0 | 590.3347 | 0.00234 | 321.5419 | 0 | 322.0822 | 1.9467e-05
| 385.9172 | 0.00102 | 322.2944 | 0.00076122 | 321.7537 | 0.00018365 | 385.9172 | 0.9775 | 322.2944 | -0.00019929 | 321.7537 | 0 | 321.7537 | 0 | 385.1927 | 7.9303e-06 | 322.2944 | 0 | 316.2 | -0.0019393 | 322.2944 | 0 | 385.9172 | 0.00229 | 322.2944 | 0 | 316.2 | -0.002069 | 322.2944 | 0 | 316.2 | -0.00034676 | 322.2944 | 0 | 385.1927 | 1.1289e-05 | 322.2944 | 0 | 385.1927 | 8.4443e-06 | 322.2944 | 0 | 321.7537 | 0 | 590.4932 | 0.00239 | 321.7537 | 0 | 589.547 | 1.0001e-05 | 590.4932 | 0.0025 | 321.7537 | 0 | 322.2944 | 5.2866e-06
| 386.0301 | 0.00266 | 322.5067 | 0.0014509 | 321.9655 | 1.0643e-05 | 386.0301 | 0.98265 | 322.5067 | -0.00010407 | 321.9655 | 0 | 321.9655 | 0 | 385.3048 | 9.5657e-06 | 322.5067 | 0 | 316.41 | 0.0027488 | 322.5067 | 0 | 386.0301 | 0.00098419 | 322.5067 | 0 | 316.41 | -0.00058385 | 322.5067 | 4.1009e-06 | 316.41 | 0.00079106 | 322.5067 | 0 | 385.3048 | 9.8371e-06 | 322.5067 | 0 | 385.3048 | 8.5541e-06 | 322.5066 | 0.00022246 | 321.9655 | 0 | 590.6517 | 0.00316 | 321.9655 | 0 | 589.706 | 0 | 590.6517 | 0.00236 | 321.9655 | 0 | 322.5067 | 1.7197e-05
| 386.1431 | 0.00167 | 322.7189 | 0.00050208 | 322.1774 | -0.00082092 | 386.1431 | 0.98891 | 322.7189 | -0.00045708 | 322.1774 | 0 | 322.1774 | 0 | 385.4169 | 8.636e-06 | 322.7189 | 0 | 316.63 | -0.0012985 | 322.7189 | 0 | 386.1431 | 0.00306 | 322.7189 | 0 | 316.63 | -0.00035784 | 322.7189 | 0 | 316.63 | -0.00096444 | 322.7189 | 0 | 385.4169 | 9.8136e-06 | 322.7189 | 0 | 385.4169 | 7.4889e-06 | 322.7189 | 0 | 322.1774 | 0 | 590.8102 | 0.00331 | 322.1774 | 0 | 589.8651 | 0 | 590.8102 | 0.00246 | 322.1774 | 0 | 322.7189 | 4.3697e-06
| 386.256 | 0.00196 | 322.9312 | 0.00073669 | 322.3893 | 0.0007272 | 386.256 | 0.98769 | 322.9312 | 0.00064296 | 322.3893 | 0 | 322.3893 | 0 | 385.529 | 8.0648e-06 | 322.9312 | 0 | 316.84 | 0.0023441 | 322.9312 | 0 | 386.256 | 0.00089903 | 322.9312 | 0 | 316.84 | -0.00042241 | 322.9312 | 7.6265e-06 | 316.84 | -0.0008344 | 322.9312 | 0 | 385.529 | 1.0446e-05 | 322.9312 | 0 | 385.529 | 6.0944e-06 | 322.9312 | 0.00020934 | 322.3893 | 0 | 590.9687 | 0.00422 | 322.3893 | 0 | 590.0242 | 6.6672e-06 | 590.9687 | 0.00234 | 322.3893 | 0 | 322.9312 | 1.9175e-05
| 386.3689 | 0.00199 | 323.1435 | 0.00055222 | 322.6012 | -0.00085087 | 386.3689 | 0.99463 | 323.1435 | 0.00011594 | 322.6012 | 0 | 322.6012 | 0 | 385.6411 | 7.3815e-06 | 323.1435 | 0 | 317.05 | -0.00285 | 323.1435 | 0 | 386.3689 | 0.00303 | 323.1435 | 0 | 317.05 | 0.00038475 | 323.1435 | 0 | 317.05 | 0.00020589 | 323.1435 | 0 | 385.6411 | 1.0715e-05 | 323.1435 | 0 | 385.6411 | 7.0607e-06 | 323.1435 | 0 | 322.6012 | 0 | 591.1272 | 0.00304 | 322.6012 | 0 | 590.1833 | 1.0001e-05 | 591.1272 | 0.00244 | 322.6012 | 0 | 323.1435 | 5.7754e-06
| 386.4818 | 0.00084583 | 323.3558 | 0.0010041 | 322.8131 | 0.00058401 | 386.4818 | 0.99249 | 323.3558 | 0.00057786 | 322.8131 | 0 | 322.8131 | 0 | 385.7533 | 9.4873e-06 | 323.3558 | 0 | 317.26 | -0.00032042 | 323.3558 | 0 | 386.4818 | 0.00169 | 323.3558 | 0 | 317.26 | 0.00054618 | 323.3558 | 6.3113e-06 | 317.26 | -0.00037928 | 323.3558 | 0 | 385.7533 | 9.4389e-06 | 323.3558 | 0 | 385.7533 | 6.6324e-06 | 323.3558 | 0.00023688 | 322.8131 | 0 | 591.2858 | 0.00475 | 322.8131 | 0 | 590.3424 | 0 | 591.2858 | 0.00239 | 322.8131 | 0 | 323.3558 | 1.7962e-05
| 386.5947 | 0.00149 | 323.5682 | -0.00013593 | 323.025 | -0.00025518 | 386.5947 | 0.99806 | 323.5682 | 0.00037838 | 323.025 | 0 | 323.025 | 0 | 385.8654 | 1.0036e-05 | 323.5682 | 0 | 317.48 | -0.00059023 | 323.5682 | 0 | 386.5947 | 0.0019 | 323.5682 | 0 | 317.48 | 0.00057846 | 323.5682 | 0 | 317.48 | 0.0011812 | 323.5682 | 0 | 385.8654 | 9.4038e-06 | 323.5682 | 0 | 385.8654 | 9.0921e-06 | 323.5682 | 0 | 323.025 | 0 | 591.4443 | 0.0032 | 323.025 | 0 | 590.5015 | 1.0001e-05 | 591.4443 | 0.00249 | 323.025 | 0 | 323.5682 | 7.5772e-06
| 386.7076 | 0.00086383 | 323.7805 | 0.0020822 | 323.2369 | 0.00074923 | 386.7076 | 1 | 323.7805 | 0.00075604 | 323.2369 | 0 | 323.2369 | 0 | 385.9775 | 1.0137e-05 | 323.7805 | 0 | 317.69 | 0.0018381 | 323.7805 | 0 | 386.7076 | 0.00155 | 323.7805 | 0 | 317.69 | -6.7263e-05 | 323.7805 | 8.6907e-06 | 317.69 | -0.00047681 | 323.7805 | 0 | 385.9775 | 9.0173e-06 | 323.7805 | 0 | 385.9775 | 9.6192e-06 | 323.7805 | 0.00018787 | 323.2369 | 0 | 591.6028 | 0.00207 | 323.2369 | 0 | 590.6606 | 6.6672e-06 | 591.6028 | 0.00237 | 323.2369 | 0 | 323.7805 | 1.8946e-05
| 386.8205 | 0.00136 | 323.9929 | 0.00082923 | 323.4489 | 0.0005728 | 386.8205 | 0.98794 | 323.9929 | 0.00012472 | 323.4489 | 0 | 323.4489 | 0 | 386.0896 | 9.8009e-06 | 323.9929 | 0 | 317.9 | -0.00048905 | 323.9929 | 0 | 386.8205 | 0.00127 | 323.9929 | 0 | 317.9 | -0.00071299 | 323.9929 | 0 | 317.9 | -0.00034676 | 323.9929 | 0 | 386.0896 | 9.6028e-06 | 323.9929 | 0 | 386.0896 | 1.1222e-05 | 323.9929 | 0 | 323.4489 | 0 | 591.7614 | 0.00366 | 323.4489 | 0 | 590.8197 | 3.0002e-05 | 591.7614 | 0.00238 | 323.4489 | 0 | 323.9929 | 7.382e-06
| 386.9334 | 0.00082784 | 324.2053 | 0.0013385 | 323.6608 | 1.7467e-06 | 386.9334 | 0.98596 | 324.2053 | 0.00077718 | 323.6608 | 0 | 323.6608 | 0 | 386.2018 | 9.9689e-06 | 324.2053 | 0 | 318.11 | 0.0015684 | 324.2053 | 0 | 386.9334 | 0.00147 | 324.2053 | 0 | 318.11 | -0.0018752 | 324.2053 | 5.3595e-06 | 318.11 | -0.0018747 | 324.2053 | 0 | 386.2018 | 9.5677e-06 | 324.2053 | 0 | 386.2018 | 8.7737e-06 | 324.2053 | 0.00040232 | 323.6608 | 0 | 591.9199 | 0.0054 | 323.6608 | 0 | 590.9789 | 2.6669e-05 | 591.9199 | 0.0022 | 323.6608 | 0 | 324.2053 | 1.7878e-05
| 387.0463 | 0.00067977 | 324.4177 | 0.00050736 | 323.8728 | -0.00071472 | 387.0463 | 0.98544 | 324.4177 | -9.092e-05 | 323.8728 | 0 | 323.8728 | 0 | 386.3139 | 1.0092e-05 | 324.4177 | 0 | 318.33 | -0.0019393 | 324.4177 | 0 | 387.0463 | 0.00127 | 324.4177 | 0 | 318.33 | -0.0019721 | 324.4177 | 0 | 318.33 | -0.0035001 | 324.4177 | 0 | 386.3139 | 1.0469e-05 | 324.4177 | 0 | 386.3139 | 7.4889e-06 | 324.4177 | 0 | 323.8728 | 0 | 592.0785 | 0.0036 | 323.8728 | 0 | 591.138 | 1.0001e-05 | 592.0785 | 0.00233 | 323.8728 | 0 | 324.4177 | 7.146e-06
| 387.1592 | 0 | 324.6301 | 0.0016787 | 324.0848 | 5.97e-05 | 387.1592 | 0.9776 | 324.6301 | 0.00060133 | 324.0848 | 0 | 324.0848 | 0 | 386.4261 | 9.6777e-06 | 324.6301 | 0 | 318.54 | -0.00011805 | 324.6301 | 0 | 387.1592 | 0.00084224 | 324.6301 | 0 | 318.54 | 0.0011596 | 324.6301 | 2.2284e-06 | 318.54 | -0.00047681 | 324.6301 | 0 | 386.4261 | 1.0341e-05 | 324.6301 | 0 | 386.4261 | 6.5226e-06 | 324.6301 | 0.00013291 | 324.0848 | 0 | 592.2371 | 0.00468 | 324.0848 | 0 | 591.2971 | 6.6672e-06 | 592.2371 | 0.00224 | 324.0848 | 0 | 324.6301 | 1.8512e-05
| 387.2721 | 0.00104 | 324.8425 | 0.00034659 | 324.2969 | -9.5751e-05 | 387.2721 | 0.97132 | 324.8425 | 3.9267e-05 | 324.2969 | 0 | 324.2969 | 0 | 386.5382 | 9.1065e-06 | 324.8425 | 0 | 318.75 | 0.0005565 | 324.8425 | 0 | 387.2721 | 0.00187 | 324.8425 | 0 | 318.75 | 0.00035245 | 324.8425 | 0 | 318.75 | -0.0016147 | 324.8425 | 0 | 386.5382 | 1.1371e-05 | 324.8425 | 0 | 386.5382 | 6.8411e-06 | 324.8425 | 0 | 324.2969 | 0 | 592.3956 | 0.00222 | 324.2969 | 0 | 591.4563 | 3.0002e-05 | 592.3956 | 0.00233 | 324.2969 | 0 | 324.8425 | 7.7368e-06
| 387.385 | 0.00175 | 325.0549 | 0.0017947 | 324.5089 | 0.00041016 | 387.385 | 0.96552 | 325.0549 | -7.1506e-05 | 324.5089 | 0 | 324.5089 | 0 | 386.6504 | 8.3784e-06 | 325.0549 | 0 | 318.96 | 0.00079259 | 325.0549 | 0 | 387.385 | 0.00141 | 325.0549 | 0 | 318.96 | -0.0015524 | 325.0549 | 7.9695e-06 | 318.96 | -2.1673e-05 | 325.0549 | 0 | 386.6504 | 1.0223e-05 | 325.0549 | 0 | 386.6504 | 6.9509e-06 | 325.0549 | 5.0649e-05 | 324.5089 | 0 | 592.5542 | 0.00438 | 324.5089 | 0 | 591.6154 | 6.6672e-06 | 592.5542 | 0.00218 | 324.5089 | 0 | 325.0549 | 1.5869e-05
| 387.498 | 0.00066181 | 325.2674 | 0.00010803 | 324.7209 | 0.00013594 | 387.498 | 0.9442 | 325.2674 | -0.00046083 | 324.7209 | 4.9276e-05 | 324.7209 | 0 | 386.7625 | 6.9895e-06 | 325.2674 | 0 | 319.17 | -0.00086005 | 325.2674 | 0 | 387.498 | 0.00016557 | 325.2674 | 0 | 319.17 | 0.00067532 | 325.2674 | 0 | 319.17 | 0.0010511 | 325.2674 | 0 | 386.7625 | 1.1043e-05 | 325.2674 | 0 | 386.7625 | 5.2379e-06 | 325.2674 | 0 | 324.7209 | 0 | 592.7128 | 0.00322 | 324.7209 | 0 | 591.7746 | 0 | 592.7128 | 0.00228 | 324.7209 | 0 | 325.2674 | 9.8355e-06
| 387.6109 | 0.00071986 | 325.4799 | 0.0021591 | 324.933 | 0.00038088 | 387.6109 | 0.94035 | 325.4799 | 0.00034832 | 324.933 | 0.00080398 | 324.933 | 0 | 386.8747 | 7.0679e-06 | 325.4799 | 0 | 319.39 | 0.00052277 | 325.4799 | 0 | 387.6109 | 0.00107 | 325.4799 | 0 | 319.39 | -0.00026098 | 325.4799 | 5.6434e-06 | 319.39 | 0.0018639 | 325.4799 | 0 | 386.8747 | 9.5443e-06 | 325.4799 | 0 | 386.8747 | 6.9509e-06 | 325.4799 | 0.00030687 | 324.933 | 0 | 592.8714 | 0.00308 | 324.933 | 0 | 591.9338 | 0 | 592.8714 | 0.00222 | 324.933 | 0 | 325.4799 | 1.7734e-05
| 387.7237 | 0.00104 | 325.6924 | 0.00055083 | 325.1451 | 0.00012143 | 387.7237 | 0.92839 | 325.6924 | 0.00033386 | 325.1451 | -0.00023094 | 325.1451 | 0 | 386.9869 | 6.9558e-06 | 325.6924 | 0 | 319.6 | -0.001737 | 325.6924 | 0 | 387.7237 | 0.00102 | 325.6924 | 0 | 319.6 | -0.00074527 | 325.6924 | 0 | 319.6 | -0.0017446 | 325.6924 | 0 | 386.9869 | 1.0165e-05 | 325.6924 | 0 | 386.9869 | 7.4889e-06 | 325.6923 | 0 | 325.1451 | 0 | 593.03 | 0.00535 | 325.1451 | 0 | 592.0929 | 0 | 593.03 | 0.00234 | 325.1451 | 0 | 325.6924 | 7.5653e-06
| 387.8366 | 0 | 325.9048 | 0.00036868 | 325.3572 | 0.001307 | 387.8366 | 0.90893 | 325.9048 | 0.00027964 | 325.3572 | 0.00098288 | 325.3572 | 0 | 387.0991 | 8.636e-06 | 325.9049 | 0 | 319.81 | -0.0011299 | 325.9049 | 0 | 387.8366 | 0.00084224 | 325.9049 | 0 | 319.81 | -0.0009067 | 325.9048 | 1.7126e-05 | 319.81 | 0.00062851 | 325.9049 | 0 | 387.0991 | 9.4389e-06 | 325.9049 | 0 | 387.0991 | 7.8074e-06 | 325.9049 | 0.0003323 | 325.3572 | 0 | 593.1886 | 0.00406 | 325.3572 | 0 | 592.2521 | 0 | 593.1886 | 0.00224 | 325.3572 | 0 | 325.9048 | 1.9539e-05
| 387.9495 | 0.0004462 | 326.1174 | 0.00028781 | 325.5693 | -0.00085004 | 387.9495 | 0.89378 | 326.1174 | -9.7853e-05 | 325.5693 | -0.0004867 | 325.5693 | 0 | 387.2113 | 9.1737e-06 | 326.1174 | 0 | 320.03 | -0.00075887 | 326.1174 | 0 | 387.9495 | 0.00105 | 326.1174 | 0 | 320.03 | -0.00058385 | 326.1174 | 0 | 320.03 | 0.0018964 | 326.1174 | 0 | 387.2113 | 9.7082e-06 | 326.1174 | 0 | 387.2113 | 6.314e-06 | 326.1174 | 0 | 325.5693 | 0 | 593.3472 | 0.00413 | 325.5693 | 0 | 592.4113 | 1.0001e-05 | 593.3472 | 0.00236 | 325.5693 | 0 | 326.1174 | 8.5166e-06
| 388.0624 | 0.00059388 | 326.3299 | 0.0011017 | 325.7814 | 0.00068941 | 388.0624 | 0.87319 | 326.3299 | 0.0006104 | 325.7814 | 0.0009059 | 325.7814 | 0 | 387.3234 | 1.0327e-05 | 326.3299 | 0 | 320.24 | 0.0024789 | 326.3299 | 0 | 388.0624 | 0.00201 | 326.3299 | 0 | 320.24 | -0.00077756 | 326.3299 | 6.5925e-06 | 320.24 | 0.0010186 | 326.3299 | 0 | 387.3234 | 8.7714e-06 | 326.3299 | 0 | 387.3234 | 7.5878e-06 | 326.3299 | 0.00027618 | 325.7815 | 0 | 593.5059 | 0.00415 | 325.7814 | 0 | 592.5705 | 0 | 593.5059 | 0.00229 | 325.7815 | 0 | 326.3299 | 1.8956e-05
| 388.1753 | 0.00014075 | 326.5424 | -0.00092094 | 325.9936 | -0.00022112 | 388.1753 | 0.8643 | 326.5424 | 0.0006893 | 325.9936 | -0.00017257 | 325.9936 | 0 | 387.4356 | 1.0451e-05 | 326.5425 | 0 | 320.45 | -0.00028669 | 326.5425 | 0 | 388.1753 | 0.00263 | 326.5425 | 0 | 320.45 | 0.00083675 | 326.5424 | 0 | 320.45 | -0.00015171 | 326.5425 | 0 | 387.4356 | 8.1273e-06 | 326.5425 | 0 | 387.4356 | 7.9172e-06 | 326.5424 | 0 | 325.9936 | 0 | 593.6645 | 0.00334 | 325.9936 | 0 | 592.7297 | 1.0001e-05 | 593.6645 | 0.00239 | 325.9936 | 0 | 326.5424 | 7.5546e-06
| 388.2882 | 0.00021596 | 326.755 | 0.00056747 | 326.2058 | 0.00010848 | 388.2882 | 0.83751 | 326.755 | -0.00021983 | 326.2058 | 0.00045137 | 326.2058 | 0 | 387.5478 | 9.3417e-06 | 326.755 | 0 | 320.66 | -0.0009275 | 326.755 | 0 | 388.2882 | 0.0013 | 326.755 | 0 | 320.66 | 0.00038475 | 326.755 | 7.1354e-06 | 320.66 | -0.00028175 | 326.755 | 0 | 387.5478 | 8.1273e-06 | 326.755 | 0 | 387.5478 | 7.6976e-06 | 326.755 | 0.00017273 | 326.2058 | 0 | 593.8232 | 0.00461 | 326.2058 | 0 | 592.8889 | 0 | 593.8232 | 0.00225 | 326.2058 | 0 | 326.755 | 1.9387e-05
| 388.4011 | 0.00124 | 326.9676 | 0.00059819 | 326.4179 | 0.00021066 | 388.4011 | 0.82092 | 326.9676 | -0.00049155 | 326.4179 | -0.00042692 | 326.4179 | 0 | 387.66 | 9.8009e-06 | 326.9676 | 0 | 320.88 | -0.001231 | 326.9676 | 0 | 388.4011 | 0.00306 | 326.9676 | 0 | 320.88 | -0.00032556 | 326.9676 | 0 | 320.88 | 0.00069354 | 326.9676 | 0 | 387.66 | 8.7714e-06 | 326.9676 | 0 | 387.66 | 7.0607e-06 | 326.9676 | 0 | 326.418 | 0 | 593.9818 | 0.00262 | 326.4179 | 0 | 593.0481 | 0 | 593.9818 | 0.00231 | 326.418 | 0 | 326.9676 | 9.9422e-06
| 388.514 | 0.00062987 | 327.1802 | 0.0011576 | 326.6301 | 0.0005848 | 388.514 | 0.80534 | 327.1802 | 0.0011395 | 326.6301 | 0.00095339 | 326.6301 | 0 | 387.7722 | 8.468e-06 | 327.1802 | 0 | 321.09 | 0.0005565 | 327.1802 | 0 | 388.514 | 0.00141 | 327.1802 | 0 | 321.09 | -0.0013909 | 327.1802 | 1.442e-05 | 321.09 | -0.00015171 | 327.1802 | 0 | 387.7722 | 9.8488e-06 | 327.1802 | 0 | 387.7722 | 7.3791e-06 | 327.1802 | 0.00022103 | 326.6302 | 0 | 594.1405 | 0.00387 | 326.6301 | 0 | 593.2073 | 0 | 594.1405 | 0.00223 | 326.6302 | 0 | 327.1802 | 1.8376e-05
| 388.6269 | 0.00012278 | 327.3928 | 0.00021675 | 326.8424 | -0.00042898 | 388.6269 | 0.78384 | 327.3928 | -0.00015821 | 326.8424 | -0.00058888 | 326.8424 | 0 | 387.8845 | 8.916e-06 | 327.3928 | 0 | 321.3 | -0.00045532 | 327.3928 | 0 | 388.6269 | 0.00249 | 327.3928 | 0 | 321.3 | -0.0021658 | 327.3928 | 0 | 321.3 | -0.0030776 | 327.3928 | 0 | 387.8845 | 1.1664e-05 | 327.3928 | 0 | 387.8845 | 6.9509e-06 | 327.3928 | 0 | 326.8424 | 0 | 594.2991 | 0.00392 | 326.8424 | 0 | 593.3665 | 1.0001e-05 | 594.2991 | 0.00233 | 326.8424 | 0 | 327.3928 | 7.6209e-06
| 388.7398 | 0.00071986 | 327.6054 | 0.0017937 | 327.0546 | 0.00029838 | 388.7398 | 0.76206 | 327.6054 | 0.00030458 | 327.0546 | 0.00040775 | 327.0546 | 0 | 387.9967 | 7.5607e-06 | 327.6054 | 0 | 321.51 | 0.0024453 | 327.6054 | 0 | 388.7398 | 0.00038799 | 327.6054 | 0 | 321.51 | 0.00041703 | 327.6054 | 6.6349e-06 | 321.51 | -0.00021673 | 327.6054 | 0 | 387.9967 | 1.1582e-05 | 327.6054 | 0 | 387.9967 | 7.6976e-06 | 327.6054 | 0.00017703 | 327.0546 | 0 | 594.4578 | 0.00517 | 327.0546 | 0 | 593.5258 | 6.6672e-06 | 594.4578 | 0.00224 | 327.0546 | 0 | 327.6054 | 1.8496e-05
| 388.8527 | 0.00037433 | 327.8181 | 5.8377e-05 | 327.2668 | 0.00035313 | 388.8527 | 0.74479 | 327.8181 | -0.00017675 | 327.2668 | 3.3219e-05 | 327.2668 | 0 | 388.1089 | 8.6584e-06 | 327.8181 | 0 | 321.73 | -0.00032042 | 327.8181 | 0 | 388.8527 | 0.00207 | 327.8181 | 0 | 321.73 | -0.002747 | 327.8181 | 0 | 321.73 | -0.0045405 | 327.8181 | 0 | 388.1089 | 1.2191e-05 | 327.8181 | 0 | 388.1089 | 7.0607e-06 | 327.8181 | 0 | 327.2668 | 0 | 594.6165 | 0.00364 | 327.2668 | 0 | 593.685 | 0 | 594.6165 | 0.00233 | 327.2668 | 0 | 327.8181 | 7.4884e-06
| 388.9656 | 0.00014397 | 328.0307 | 0.0007248 | 327.4791 | -0.00014314 | 388.9656 | 0.72904 | 328.0307 | 0.00046369 | 327.4791 | 0.0012408 | 327.4791 | 0 | 388.2212 | 8.132e-06 | 328.0307 | 0 | 321.94 | 0.0005565 | 328.0307 | 0 | 388.9656 | 0.00118 | 328.0307 | 0 | 321.94 | -6.7263e-05 | 328.0307 | 6.6947e-06 | 321.94 | -0.00044429 | 328.0307 | 0 | 388.2212 | 9.6497e-06 | 328.0307 | 0 | 388.2212 | 7.1595e-06 | 328.0307 | 0.00023729 | 327.4791 | 0 | 594.7752 | 0.00406 | 327.4791 | 0 | 593.8442 | 0 | 594.7752 | 0.00218 | 327.4791 | 0 | 328.0307 | 2.0208e-05
| 389.0784 | 0 | 328.2434 | 0.00068198 | 327.6914 | -0.00060779 | 389.0784 | 0.70623 | 328.2434 | -0.00088484 | 327.6914 | -0.0011647 | 327.6914 | 0 | 388.3334 | 9.2857e-06 | 328.2434 | 0 | 322.15 | -0.0019393 | 328.2434 | 0 | 389.0784 | 0.00295 | 328.2434 | 0 | 322.15 | -0.0014556 | 328.2434 | 0 | 322.15 | -0.00089942 | 328.2434 | 0 | 388.3334 | 1.0469e-05 | 328.2434 | 0 | 388.3334 | 4.8096e-06 | 328.2434 | 0 | 327.6914 | 0 | 594.9339 | 0.00359 | 327.6914 | 0 | 594.0035 | 1.0001e-05 | 594.9339 | 0.00234 | 327.6914 | 0 | 328.2434 | 8.3479e-06
| 389.1913 | 0 | 328.4561 | 0.0013287 | 327.9037 | 0.0003248 | 389.1913 | 0.69242 | 328.4561 | 0.0005733 | 327.9037 | 0.001013 | 327.9037 | 0 | 388.4456 | 9.2857e-06 | 328.4561 | 0 | 322.36 | 0.00015177 | 328.4561 | 0 | 389.1913 | 0.0022 | 328.4561 | 0 | 322.36 | -0.00061613 | 328.4561 | 6.3722e-06 | 322.36 | 0.00040094 | 328.4561 | 0 | 388.4456 | 9.193e-06 | 328.4561 | 0 | 388.4456 | 5.0292e-06 | 328.4561 | 0.00020392 | 327.9037 | 0 | 595.0926 | 0.00457 | 327.9037 | 0 | 594.1627 | 6.6672e-06 | 595.0926 | 0.00223 | 327.9037 | 0 | 328.4561 | 1.8904e-05
| 389.3042 | 0 | 328.6688 | 0.00082689 | 328.116 | -0.00045285 | 389.3042 | 0.66572 | 328.6688 | -0.00038196 | 328.116 | -0.00018232 | 328.116 | 0 | 388.5579 | 9.2073e-06 | 328.6688 | 0 | 322.58 | -0.001737 | 328.6688 | 0 | 389.3042 | 0.00215 | 328.6688 | 0 | 322.58 | -0.00061613 | 328.6688 | 0 | 322.58 | -0.0025899 | 328.6688 | 0 | 388.5579 | 1.0762e-05 | 328.6688 | 0 | 388.5579 | 4.6998e-06 | 328.6688 | 0 | 328.116 | 0 | 595.2513 | 0.00348 | 328.116 | 0 | 594.322 | 0 | 595.2513 | 0.00242 | 328.116 | 0 | 328.6688 | 7.5078e-06
| 389.4171 | 0.00062987 | 328.8815 | 0.0014253 | 328.3283 | -0.00012873 | 389.4171 | 0.64843 | 328.8815 | 0.00021449 | 328.3283 | 0.00026965 | 328.3283 | 0 | 388.6701 | 7.9751e-06 | 328.8815 | 0 | 322.79 | 0.0014334 | 328.8815 | 0 | 389.4171 | 0.00058673 | 328.8815 | 0 | 322.79 | 0.0020636 | 328.8815 | 1.2046e-05 | 322.79 | -0.00037928 | 328.8815 | 0 | 388.6701 | 9.6731e-06 | 328.8815 | 0 | 388.6701 | 5.7759e-06 | 328.8815 | 0.00033265 | 328.3283 | 0 | 595.41 | 0.00459 | 328.3283 | 0 | 594.4813 | 2.6669e-05 | 595.41 | 0.0022 | 328.3283 | 0 | 328.8815 | 1.886e-05
| 389.53 | 0 | 329.0942 | 0.0002668 | 328.5407 | -0.00041812 | 389.53 | 0.62763 | 329.0942 | -0.00014901 | 328.5407 | -0.00052442 | 328.5407 | 0 | 388.7824 | 7.4375e-06 | 329.0942 | 0 | 323 | 0.00035414 | 329.0942 | 0 | 389.53 | 0 | 329.0942 | 0 | 323 | -0.0018108 | 329.0942 | 0 | 323 | -0.00076939 | 329.0942 | 0 | 388.7824 | 1.0095e-05 | 329.0942 | 0 | 388.7824 | 5.7759e-06 | 329.0942 | 0 | 328.5407 | 0 | 595.5687 | 0.00271 | 328.5407 | 0 | 594.6405 | 5.0004e-05 | 595.5687 | 0.00229 | 328.5407 | 0 | 329.0942 | 8.6811e-06
| 389.6429 | 0.0011 | 329.3069 | 0.0017251 | 328.753 | 0.00025743 | 389.6429 | 0.60941 | 329.3069 | 0.0006505 | 328.753 | 0.00099571 | 328.753 | 0 | 388.8947 | 7.9079e-06 | 329.307 | 0 | 323.22 | 0.00048905 | 329.307 | 0 | 389.6429 | 0.00101 | 329.307 | 0 | 323.22 | 0.0011596 | 329.3069 | 6.0759e-06 | 323.22 | 0.0014088 | 329.307 | 0 | 388.8947 | 9.8956e-06 | 329.307 | 0 | 388.8947 | 7.3791e-06 | 329.3069 | 0.00023513 | 328.753 | 0 | 595.7275 | 0.0035 | 328.753 | 0 | 594.7998 | 0 | 595.7275 | 0.00214 | 328.753 | 0 | 329.3069 | 1.9024e-05
| 389.7557 | 3.2945e-05 | 329.5197 | 0.00017612 | 328.9654 | -0.00072613 | 389.7557 | 0.5982 | 329.5197 | -2.089e-05 | 328.9654 | -0.00028075 | 328.9654 | 0 | 389.0069 | 8.916e-06 | 329.5197 | 0 | 323.43 | -0.0024453 | 329.5197 | 0 | 389.7557 | 0.00261 | 329.5197 | 0 | 323.43 | 6.1882e-05 | 329.5197 | 0 | 323.43 | -0.001257 | 329.5197 | 0 | 389.0069 | 9.9307e-06 | 329.5197 | 0 | 389.0069 | 7.2693e-06 | 329.5197 | 0 | 328.9654 | 0 | 595.8862 | 0.00366 | 328.9654 | 0 | 594.9591 | 3.0002e-05 | 595.8862 | 0.00228 | 328.9654 | 0 | 329.5197 | 5.1484e-06
| 389.8686 | 0 | 329.7325 | 0.00088316 | 329.1778 | 0.0003534 | 389.8686 | 0.57041 | 329.7325 | 0.00016934 | 329.1778 | 0.00059993 | 329.1778 | 0 | 389.1192 | 8.5576e-06 | 329.7325 | 0 | 323.64 | 0.0010287 | 329.7325 | 0 | 389.8686 | 0.0013 | 329.7325 | 0 | 323.64 | -0.0013264 | 329.7325 | 1.1093e-05 | 323.64 | -0.00054182 | 329.7325 | 0 | 389.1192 | 9.5209e-06 | 329.7325 | 0 | 389.1192 | 7.1595e-06 | 329.7325 | 0.00016076 | 329.1778 | 0 | 596.0449 | 0.0051 | 329.1778 | 0 | 595.1184 | 0 | 596.0449 | 0.00222 | 329.1778 | 0 | 329.7325 | 2.0373e-05
| 389.9815 | 0.00116 | 329.9453 | -3.2716e-05 | 329.3902 | 0.00029841 | 389.9815 | 0.5562 | 329.9453 | -0.00027098 | 329.3902 | -0.0004044 | 329.3902 | 0 | 389.2315 | 8.2888e-06 | 329.9453 | 0 | 323.85 | -0.00042159 | 329.9453 | 0 | 389.9815 | 0.00090353 | 329.9453 | 0 | 323.85 | -0.0013264 | 329.9453 | 0 | 323.85 | -0.001062 | 329.9453 | 0 | 389.2315 | 8.7011e-06 | 329.9453 | 0 | 389.2315 | 6.6324e-06 | 329.9453 | 0 | 329.3902 | 0 | 596.2037 | 0.00397 | 329.3902 | 0 | 595.2777 | 0 | 596.2037 | 0.00232 | 329.3902 | 0 | 329.9453 | 7.8602e-06
| 390.0944 | 0.00077385 | 330.1581 | 0.00081998 | 329.6027 | 0.00032656 | 390.0944 | 0.5317 | 330.1581 | 0.00020046 | 329.6027 | 0.00028883 | 329.6027 | 0 | 389.3438 | 7.8295e-06 | 330.1581 | 0 | 324.07 | 0.0012985 | 330.1581 | 0 | 390.0944 | 0.00263 | 330.1581 | 0 | 324.07 | 0.0011273 | 330.1581 | 6.2029e-06 | 324.07 | 0.0017338 | 330.1581 | 0 | 389.3438 | 9.2164e-06 | 330.1581 | 0 | 389.3438 | 6.4128e-06 | 330.1581 | 0.0002768 | 329.6027 | 0 | 596.3625 | 0.00513 | 329.6027 | 0 | 595.437 | 0 | 596.3625 | 0.00223 | 329.6027 | 0 | 330.1581 | 1.612e-05
| 390.2072 | 0.00019465 | 330.3709 | 0.00097234 | 329.8151 | -0.0006169 | 390.2072 | 0.52766 | 330.3709 | -0.0005326 | 329.8151 | -0.00079128 | 329.8151 | 0 | 389.4561 | 9.0505e-06 | 330.3709 | 0 | 324.28 | -0.00052277 | 330.3709 | 0 | 390.2072 | 0.00283 | 330.3709 | 0 | 324.28 | -0.0019721 | 330.3709 | 0 | 324.28 | -0.0020698 | 330.3709 | 0 | 389.4561 | 9.6497e-06 | 330.3709 | 0 | 389.4561 | 7.0607e-06 | 330.3709 | 0 | 329.8151 | 0 | 596.5212 | 0.00408 | 329.8151 | 0 | 595.5963 | 0 | 596.5212 | 0.0023 | 329.8151 | 0 | 330.3709 | 8.5095e-06
| 390.3201 | 0.00023396 | 330.5837 | 0.0012632 | 330.0276 | -0.00033454 | 390.3201 | 0.50466 | 330.5837 | 0.00094433 | 330.0276 | 0.00075176 | 330.0276 | 0 | 389.5684 | 1.0092e-05 | 330.5837 | 0 | 324.49 | -0.00089378 | 330.5837 | 0 | 390.3201 | 0.00379 | 330.5837 | 0 | 324.49 | -0.0010358 | 330.5837 | 8.9878e-06 | 324.49 | -8.6692e-05 | 330.5837 | 0 | 389.5684 | 1.0329e-05 | 330.5837 | 0 | 389.5684 | 9.191e-06 | 330.5837 | 0.00014312 | 330.0276 | 0 | 596.68 | 0.0048 | 330.0276 | 0 | 595.7557 | 6.6672e-06 | 596.68 | 0.00222 | 330.0276 | 0 | 330.5837 | 1.9779e-05
| 390.433 | 0 | 330.7966 | 0.00040249 | 330.24 | -0.0002044 | 390.433 | 0.48809 | 330.7966 | 6.9904e-06 | 330.24 | -0.00076883 | 330.24 | 0 | 389.6807 | 1.0059e-05 | 330.7966 | 0 | 324.71 | -0.00096123 | 330.7966 | 0 | 390.433 | 0.00278 | 330.7966 | 0 | 324.71 | -0.0014233 | 330.7966 | 0 | 324.71 | -0.0024923 | 330.7966 | 0 | 389.6807 | 1.0177e-05 | 330.7966 | 0 | 389.6807 | 8.1258e-06 | 330.7966 | 0 | 330.24 | 0 | 596.8388 | 0.00304 | 330.24 | 0 | 595.915 | 0 | 596.8388 | 0.00225 | 330.24 | 0 | 330.7966 | 8.3702e-06
| 390.5459 | 0.00077385 | 331.0095 | 0.00099811 | 330.4525 | 0.00052236 | 390.5459 | 0.47768 | 331.0095 | 0.00059991 | 330.4525 | 0.0011469 | 330.4525 | 0 | 389.793 | 8.58e-06 | 331.0095 | 0 | 324.92 | -0.0023441 | 331.0095 | 0 | 390.5459 | 0.00101 | 331.0095 | 0 | 324.92 | 0.00073989 | 331.0095 | 6.2287e-06 | 324.92 | -0.0011595 | 331.0095 | 0 | 389.793 | 9.7902e-06 | 331.0095 | 0 | 389.793 | 8.5541e-06 | 331.0095 | 0.00025055 | 330.4525 | 0 | 596.9976 | 0.00436 | 330.4525 | 0 | 596.0743 | 6.6672e-06 | 596.9976 | 0.00216 | 330.4525 | 0 | 331.0095 | 1.9502e-05
| 390.6587 | 0.00028449 | 331.2224 | 0.0004582 | 330.665 | -0.00040946 | 390.6587 | 0.45969 | 331.2224 | 0.00013362 | 330.665 | -0.00072058 | 330.665 | 0 | 389.9053 | 8.524e-06 | 331.2223 | 0 | 325.13 | 0.00062396 | 331.2223 | 0 | 390.6587 | 0.00136 | 331.2223 | 0 | 325.13 | -0.002973 | 331.2224 | 0 | 325.13 | -0.0018096 | 331.2223 | 0 | 389.9053 | 9.8722e-06 | 331.2223 | 0 | 389.9053 | 9.0921e-06 | 331.2224 | 0 | 330.665 | 0 | 597.1564 | 0.00366 | 330.665 | 0 | 596.2337 | 1.0001e-05 | 597.1564 | 0.00227 | 330.665 | 0 | 331.2224 | 7.649e-06
| 390.7716 | 0.00025195 | 331.4352 | 0.0018081 | 330.8776 | -0.00059259 | 390.7716 | 0.45365 | 331.4352 | -0.0001359 | 330.8776 | 0.00064779 | 330.8776 | 0 | 390.0176 | 8.6584e-06 | 331.4352 | 0 | 325.34 | 5.0592e-05 | 331.4352 | 0 | 390.7716 | 0.0026 | 331.4352 | 0 | 325.34 | 0.00077218 | 331.4352 | 6.4935e-06 | 325.34 | 7.5855e-05 | 331.4352 | 0 | 390.0176 | 9.8956e-06 | 331.4352 | 0 | 390.0176 | 1.1442e-05 | 331.4352 | 0.00034728 | 330.8776 | 0 | 597.3152 | 0.0029 | 330.8776 | 0 | 596.393 | 6.6672e-06 | 597.3152 | 0.00222 | 330.8776 | 0 | 331.4352 | 1.6227e-05
| 390.8845 | 0.00053603 | 331.6482 | 0.0006147 | 331.0901 | -0.000248 | 390.8845 | 0.44092 | 331.6482 | -0.00014844 | 331.0901 | -0.00033469 | 331.0901 | 0 | 390.1299 | 9.1737e-06 | 331.6481 | 0 | 325.56 | -0.0012648 | 331.6481 | 0 | 390.8845 | 0.00090353 | 331.6481 | 0 | 325.56 | -0.0010358 | 331.6482 | 0 | 325.56 | -0.00054182 | 331.6481 | 0 | 390.1299 | 9.7551e-06 | 331.6481 | 0 | 390.1299 | 9.9487e-06 | 331.6482 | 0 | 331.0901 | 0 | 597.474 | 0.00433 | 331.0901 | 0 | 596.5524 | 1.0001e-05 | 597.474 | 0.0023 | 331.0901 | 0 | 331.6482 | 1.0583e-05
| 390.9973 | 0.00053989 | 331.8611 | 0.0012319 | 331.3027 | 0.0011432 | 390.9973 | 0.42956 | 331.8611 | 0.00057022 | 331.3027 | 0.00089618 | 331.3027 | 0 | 390.2422 | 8.468e-06 | 331.8611 | 0 | 325.77 | -5.0592e-05 | 331.8611 | 0 | 390.9973 | 0.00431 | 331.8611 | 0 | 325.77 | -0.0021013 | 331.8611 | 1.236e-05 | 325.77 | -0.00063934 | 331.8611 | 0 | 390.2422 | 8.0453e-06 | 331.8611 | 0 | 390.2422 | 8.1258e-06 | 331.8611 | 0.00019688 | 331.3027 | 0 | 597.6328 | 0.00476 | 331.3027 | 0 | 596.7117 | 6.6672e-06 | 597.6328 | 0.00215 | 331.3027 | 0 | 331.8611 | 1.8316e-05
| 391.1102 | 0 | 332.074 | 0.00018365 | 331.5152 | -0.00042777 | 391.1102 | 0.42102 | 332.074 | 0.00056134 | 331.5152 | -0.0010667 | 331.5152 | 0 | 390.3546 | 8.524e-06 | 332.074 | 0 | 325.98 | -0.0025465 | 332.074 | 0 | 391.1102 | 0.0009603 | 332.074 | 0 | 325.98 | -0.0021013 | 332.074 | 0 | 325.98 | -0.0030125 | 332.074 | 0 | 390.3546 | 7.5183e-06 | 332.074 | 0 | 390.3546 | 5.0292e-06 | 332.074 | 0 | 331.5152 | 0 | 597.7917 | 0.00317 | 331.5152 | 0 | 596.8711 | 3.0002e-05 | 597.7917 | 0.00229 | 331.5152 | 0 | 332.074 | 8.1932e-06
| 391.2231 | 0.00041391 | 332.287 | 0.00053861 | 331.7278 | 0.00068238 | 391.2231 | 0.41352 | 332.287 | 0.00085448 | 331.7278 | 0.00093256 | 331.7278 | 0 | 390.4669 | 9.1849e-06 | 332.287 | 0 | 326.2 | 0.00065769 | 332.287 | 0 | 391.2231 | 0.00178 | 332.287 | 0 | 326.2 | -0.00077756 | 332.287 | 7.5202e-06 | 326.2 | 0.00069354 | 332.287 | 0 | 390.4669 | 7.8814e-06 | 332.287 | 0 | 390.4669 | 5.7759e-06 | 332.287 | 0.00012776 | 331.7278 | 0 | 597.9505 | 0.00494 | 331.7278 | 0 | 597.0305 | 0 | 597.9505 | 0.00218 | 331.7278 | 0 | 332.287 | 1.5921e-05
| 391.336 | 0.00116 | 332.4999 | 0.00031481 | 331.9404 | 0.00053209 | 391.336 | 0.40035 | 332.4999 | -2.8521e-05 | 331.9404 | 1.3429e-05 | 331.9404 | 0 | 390.5793 | 9.2073e-06 | 332.4999 | 0 | 326.41 | -0.0012985 | 332.4999 | 0 | 391.336 | 0.00266 | 332.4999 | 0 | 326.41 | -0.0014878 | 332.4999 | 0 | 326.41 | -0.00024923 | 332.4999 | 0 | 390.5793 | 8.7011e-06 | 332.4999 | 0 | 390.5793 | 5.2379e-06 | 332.4999 | 0 | 331.9404 | 0 | 598.1094 | 0.00438 | 331.9404 | 0 | 597.1898 | 1.0001e-05 | 598.1094 | 0.00232 | 331.9404 | 0 | 332.4999 | 8.1741e-06
| 391.4488 | 0 | 332.7129 | 0.0014303 | 332.1531 | 0.00089292 | 391.4488 | 0.39217 | 332.7129 | 0.00040647 | 332.1531 | 0.00093817 | 332.1531 | 0 | 390.6916 | 8.0312e-06 | 332.7129 | 0 | 326.62 | -0.00042159 | 332.7129 | 0 | 391.4488 | 0.00252 | 332.7129 | 0 | 326.62 | -0.00026098 | 332.7129 | 6.217e-06 | 326.62 | -0.00041178 | 332.7129 | 0 | 390.6916 | 1.0598e-05 | 332.7129 | 0 | 390.6916 | 6.8411e-06 | 332.7129 | 0.00030987 | 332.1531 | 0 | 598.2682 | 0.00527 | 332.1531 | 0 | 597.3492 | 6.6672e-06 | 598.2682 | 0.00219 | 332.1531 | 0 | 332.7129 | 1.7506e-05
| 391.5617 | 0.00037433 | 332.9259 | 0.00052044 | 332.3657 | 0.0001543 | 391.5617 | 0.38235 | 332.9259 | 0.0002395 | 332.3657 | -0.00062119 | 332.3657 | 0 | 390.8039 | 7.5943e-06 | 332.9259 | 0 | 326.84 | -0.0032547 | 332.9259 | 0 | 391.5617 | 0.00173 | 332.9259 | 0 | 326.84 | -0.00087442 | 332.9259 | 0 | 326.84 | -0.0039877 | 332.9259 | 0 | 390.8039 | 1.0938e-05 | 332.9259 | 0 | 390.8039 | 6.4128e-06 | 332.9259 | 0 | 332.3657 | 0 | 598.4271 | 0.00401 | 332.3657 | 0 | 597.5086 | 3.0002e-05 | 598.4271 | 0.00224 | 332.3657 | 0 | 332.9259 | 9.4103e-06
| 391.6746 | 0 | 333.1389 | 0.001278 | 332.5784 | 0.00090529 | 391.6746 | 0.37955 | 333.1389 | 0.00070716 | 332.5784 | 0.00042596 | 332.5784 | 0 | 390.9163 | 8.3e-06 | 333.139 | 0 | 327.05 | 0.0021754 | 333.139 | 0 | 391.6746 | 0.0009558 | 333.139 | 0 | 327.05 | -0.00042241 | 333.1389 | 8.5291e-06 | 327.05 | 0.00066102 | 333.139 | 0 | 390.9163 | 1.0844e-05 | 333.139 | 0 | 390.9163 | 6.6324e-06 | 333.139 | 0.00039476 | 332.5784 | 0 | 598.5859 | 0.0033 | 332.5784 | 0 | 597.668 | 0 | 598.5859 | 0.00212 | 332.5784 | 0 | 333.1389 | 1.7673e-05
| 391.7874 | 0.00024855 | 333.352 | -0.00021124 | 332.791 | 0.00037341 | 391.7874 | 0.37039 | 333.352 | 0.00018834 | 332.791 | -0.00036197 | 332.791 | 0 | 391.0287 | 9.2521e-06 | 333.352 | 0 | 327.26 | -0.0020742 | 333.352 | 0 | 391.7874 | 0 | 333.352 | 0 | 327.26 | -6.7263e-05 | 333.352 | 0 | 327.26 | -0.0015822 | 333.352 | 0 | 391.0287 | 1.0177e-05 | 333.352 | 0 | 391.0287 | 5.8857e-06 | 333.352 | 0 | 332.791 | 0 | 598.7448 | 0.00406 | 332.791 | 0 | 597.8274 | 0 | 598.7448 | 0.00216 | 332.791 | 0 | 333.352 | 3.979e-06
| 391.9003 | 0.00089982 | 333.565 | 0.00067961 | 333.0037 | 0.00074841 | 391.9003 | 0.362 | 333.565 | 0.00074511 | 333.0037 | 0.00063415 | 333.0037 | 0 | 391.141 | 9.4649e-06 | 333.565 | 0 | 327.47 | -0.00042159 | 333.565 | 0 | 391.9003 | 0.00072869 | 333.565 | 0 | 327.47 | -0.00071299 | 333.565 | 9.0556e-06 | 327.47 | 0.00049847 | 333.565 | 0 | 391.141 | 8.7245e-06 | 333.565 | 0 | 391.141 | 5.6661e-06 | 333.565 | 0.00018651 | 333.0037 | 0 | 598.9037 | 0.00439 | 333.0037 | 0 | 597.9868 | 0 | 598.9037 | 0.0021 | 333.0037 | 0 | 333.565 | 1.8024e-05
| 392.0131 | 0 | 333.7781 | 0.00094147 | 333.2164 | -0.0002668 | 392.0131 | 0.35936 | 333.7781 | -0.00027089 | 333.2164 | -0.00043118 | 333.2164 | 0 | 391.2534 | 7.7959e-06 | 333.7781 | 0 | 327.69 | -0.0015684 | 333.7781 | 0 | 392.0131 | 0.00102 | 333.7781 | 0 | 327.69 | 9.4169e-05 | 333.7781 | 0 | 327.69 | -0.0010295 | 333.7781 | 0 | 391.2534 | 9.9542e-06 | 333.7781 | 0 | 391.2534 | 4.3814e-06 | 333.7781 | 0 | 333.2164 | 0 | 599.0626 | 0.00355 | 333.2164 | 0 | 598.1463 | 1.0001e-05 | 599.0626 | 0.00221 | 333.2164 | 0 | 333.7781 | 6.0419e-06
| 392.126 | 0.00019796 | 333.9912 | 0.0011127 | 333.4292 | 0.00025723 | 392.126 | 0.35972 | 333.9912 | 9.4013e-05 | 333.4292 | 0.00072036 | 333.4292 | 0 | 391.3658 | 7.6167e-06 | 333.9912 | 0 | 327.9 | -0.00015177 | 333.9912 | 0 | 392.126 | 0.00124 | 333.9912 | 0 | 327.9 | -0.0022305 | 333.9912 | 8.1935e-06 | 327.9 | 0.0010511 | 333.9912 | 0 | 391.3658 | 8.3732e-06 | 333.9912 | 0 | 391.3658 | 4.6998e-06 | 333.9912 | 0.00012707 | 333.4291 | 0 | 599.2215 | 0.00519 | 333.4292 | 0 | 598.3057 | 0 | 599.2215 | 0.00219 | 333.4291 | 0 | 333.9912 | 1.7606e-05
| 392.2389 | 0.00048213 | 334.2043 | 1.2476e-05 | 333.6419 | -0.00019838 | 392.2389 | 0.35034 | 334.2043 | -0.00040807 | 333.6419 | -0.00035502 | 333.6419 | 0 | 391.4782 | 7.2247e-06 | 334.2043 | 0 | 328.11 | -0.00072515 | 334.2043 | 0 | 392.2389 | 0.00317 | 334.2043 | 0 | 328.11 | -0.0023273 | 334.2043 | 0 | 328.11 | -0.00044429 | 334.2043 | 0 | 391.4782 | 9.919e-06 | 334.2043 | 0 | 391.4782 | 4.601e-06 | 334.2043 | 0 | 333.6419 | 0 | 599.3804 | 0.00352 | 333.6419 | 0 | 598.4651 | 3.0002e-05 | 599.3804 | 0.00223 | 333.6419 | 0 | 334.2043 | 7.3674e-06
| 392.3517 | 0.00077385 | 334.4174 | 0.0017758 | 333.8546 | 0.00071043 | 392.3517 | 0.34992 | 334.4174 | 0.00031952 | 333.8546 | 0.00070715 | 333.8546 | 0 | 391.5906 | 8.3784e-06 | 334.4174 | 0 | 328.33 | 0.00032042 | 334.4174 | 0 | 392.3517 | 0.00141 | 334.4174 | 0 | 328.33 | 2.9596e-05 | 334.4174 | 9.9135e-06 | 328.33 | -0.001322 | 334.4174 | 0 | 391.5906 | 9.5911e-06 | 334.4174 | 0 | 391.5906 | 7.5878e-06 | 334.4174 | 0.00043433 | 333.8546 | 0 | 599.5393 | 0.00367 | 333.8546 | 0 | 598.6245 | 0 | 599.5393 | 0.00208 | 333.8546 | 0 | 334.4174 | 2.2302e-05
| 392.4646 | 0.00039229 | 334.6305 | 0.00030299 | 334.0674 | -0.00093361 | 392.4646 | 0.34646 | 334.6305 | -2.1796e-05 | 334.0674 | -0.00048058 | 334.0674 | 0 | 391.703 | 8.2664e-06 | 334.6305 | 0 | 328.54 | -0.0016695 | 334.6305 | 0 | 392.4646 | 0.00215 | 334.6305 | 0 | 328.54 | -0.0016493 | 334.6305 | 0 | 328.54 | -0.00070437 | 334.6305 | 0 | 391.703 | 1.232e-05 | 334.6305 | 0 | 391.703 | 7.9172e-06 | 334.6305 | 0 | 334.0674 | 0 | 599.6982 | 0.00276 | 334.0674 | 0 | 598.784 | 3.0002e-05 | 599.6982 | 0.00214 | 334.0674 | 0 | 334.6305 | 6.4263e-06
| 392.5774 | 0.00041391 | 334.8436 | 0.0018534 | 334.2802 | -0.0008103 | 392.5774 | 0.34439 | 334.8436 | 0.00033759 | 334.2802 | 0.00043037 | 334.2802 | 0 | 391.8154 | 9.5433e-06 | 334.8436 | 0 | 328.75 | 0.00099496 | 334.8436 | 0 | 392.5774 | 0.00212 | 334.8436 | 0 | 328.75 | 0.00015874 | 334.8436 | 2.1713e-06 | 328.75 | 0.00069354 | 334.8436 | 0 | 391.8154 | 1.1805e-05 | 334.8436 | 0 | 391.8154 | 9.191e-06 | 334.8436 | 0.00031256 | 334.2802 | 0 | 599.8572 | 0.00508 | 334.2802 | 0 | 598.9434 | 6.6672e-06 | 599.8572 | 0.00213 | 334.2802 | 0 | 334.8436 | 1.8533e-05
| 392.6903 | 0.00026652 | 335.0568 | -0.00025927 | 334.493 | 0.00053805 | 392.6903 | 0.33713 | 335.0568 | -6.9948e-05 | 334.493 | 0.00010595 | 334.493 | 0 | 391.9278 | 9.7337e-06 | 335.0568 | 0 | 328.97 | -0.0015684 | 335.0568 | 0 | 392.6903 | 0.00224 | 335.0568 | 0 | 328.97 | -0.0015847 | 335.0568 | 0 | 328.97 | -0.0013871 | 335.0568 | 0 | 391.9278 | 1.1594e-05 | 335.0568 | 0 | 391.9278 | 8.1258e-06 | 335.0568 | 0 | 334.493 | 0 | 600.0161 | 0.00262 | 334.493 | 0 | 599.1029 | 1.0001e-05 | 600.0161 | 0.00229 | 334.493 | 0 | 335.0568 | 9.6898e-06
| 392.8031 | 1.7997e-05 | 335.27 | 0.00067584 | 334.7058 | 0.00074479 | 392.8031 | 0.3323 | 335.27 | 0.00063174 | 334.7058 | 0.0008008 | 334.7058 | 0 | 392.0402 | 1.0227e-05 | 335.27 | 0 | 329.18 | -0.0001855 | 335.27 | 0 | 392.8031 | 0.0013 | 335.27 | 0 | 329.18 | -0.0013264 | 335.27 | 1.1328e-05 | 329.18 | -0.0013871 | 335.27 | 0 | 392.0402 | 9.0524e-06 | 335.27 | 0 | 392.0402 | 1.0805e-05 | 335.27 | 0.00027872 | 334.7058 | 0 | 600.175 | 0.00503 | 334.7058 | 0 | 599.2623 | 6.6672e-06 | 600.175 | 0.00222 | 334.7058 | 0 | 335.27 | 2.0614e-05
| 392.916 | 0 | 335.4832 | 0.00064494 | 334.9187 | 3.2941e-05 | 392.916 | 0.33756 | 335.4832 | -0.00054901 | 334.9187 | -0.00045828 | 334.9187 | 0 | 392.1526 | 9.0168e-06 | 335.4831 | 0 | 329.39 | -0.0001855 | 335.4831 | 0 | 392.916 | 0.00329 | 335.4831 | 0 | 329.39 | -0.00097128 | 335.4832 | 0 | 329.39 | -0.0014196 | 335.4831 | 0 | 392.1526 | 9.2984e-06 | 335.4831 | 0 | 392.1526 | 1.0377e-05 | 335.4832 | 0 | 334.9187 | 0 | 600.334 | 0.00517 | 334.9187 | 0 | 599.4218 | 0 | 600.334 | 0.00234 | 334.9187 | 0 | 335.4832 | 9.8329e-06
| 393.0288 | 0.00091782 | 335.6964 | 0.001202 | 335.1315 | 0.0025344 | 393.0288 | 0.33035 | 335.6964 | 0.00034446 | 335.1315 | 0.002045 | 335.1315 | 0 | 392.265 | 9.4649e-06 | 335.6963 | 0 | 329.61 | -1.6864e-05 | 335.6963 | 0 | 393.0288 | 0.00189 | 335.6963 | 0 | 329.61 | 0.0007076 | 335.6964 | 2.7009e-05 | 329.61 | 0.0020915 | 335.6963 | 0 | 392.265 | 9.0759e-06 | 335.6963 | 0 | 392.265 | 7.9172e-06 | 335.6963 | 0.00052287 | 335.1315 | 0 | 600.4929 | 0.00482 | 335.1315 | 0 | 599.5813 | 6.6672e-06 | 600.4929 | 0.00224 | 335.1315 | 0 | 335.6964 | 1.8811e-05
| 393.1417 | 0.00010482 | 335.9096 | 0.00048165 | 335.3444 | 0.00036425 | 393.1417 | 0.32459 | 335.9096 | 0.00022694 | 335.3444 | -1.7172e-05 | 335.3444 | 0 | 392.3775 | 8.9944e-06 | 335.9096 | 0 | 329.82 | -0.00062396 | 335.9096 | 0 | 393.1417 | 0.00136 | 335.9096 | 0 | 329.82 | 0.00044931 | 335.9096 | 0 | 329.82 | -0.00037928 | 335.9096 | 0 | 392.3775 | 1.0259e-05 | 335.9096 | 0 | 392.3775 | 6.4128e-06 | 335.9096 | 0 | 335.3444 | 0 | 600.6519 | 0.00343 | 335.3444 | 0 | 599.7408 | 3.0002e-05 | 600.6519 | 0.00234 | 335.3444 | 0 | 335.9096 | 8.1426e-06
| 393.2545 | 0.00041391 | 336.1228 | 0.0011493 | 335.5573 | 0.00033192 | 393.2545 | 0.31957 | 336.1228 | 0.00031231 | 335.5573 | 0.00033519 | 335.5573 | 0 | 392.4899 | 9.0168e-06 | 336.1228 | 0 | 330.03 | 0.00086005 | 336.1228 | 0 | 393.2545 | 0.00169 | 336.1228 | 0 | 330.03 | 0.00028789 | 336.1228 | 6.9327e-06 | 330.03 | -0.00057433 | 336.1228 | 0 | 392.4899 | 1.0961e-05 | 336.1228 | 0 | 392.4899 | 5.1281e-06 | 336.1228 | 0.00027744 | 335.5573 | 0 | 600.8109 | 0.0029 | 335.5573 | 0 | 599.9003 | 6.6672e-06 | 600.8109 | 0.00217 | 335.5573 | 0 | 336.1228 | 1.7607e-05
| 393.3674 | 0.00076961 | 336.336 | 0.0001169 | 335.7702 | -2.9713e-05 | 393.3674 | 0.31982 | 336.336 | -4.5395e-05 | 335.7702 | -0.00054566 | 335.7702 | 0 | 392.6023 | 8.524e-06 | 336.336 | 0 | 330.25 | 0.0011973 | 336.336 | 0 | 393.3674 | 0 | 336.336 | 0 | 330.25 | -0.0011327 | 336.336 | 0 | 330.25 | 0.0017338 | 336.336 | 0 | 392.6023 | 1.0469e-05 | 336.336 | 0 | 392.6023 | 7.0607e-06 | 336.336 | 0 | 335.7702 | 0 | 600.9698 | 0.00369 | 335.7702 | 0 | 600.0598 | 1.0001e-05 | 600.9698 | 0.00225 | 335.7702 | 0 | 336.336 | 7.7436e-06
| 393.4802 | 0 | 336.5493 | 0.0015973 | 335.9831 | 0.00081298 | 393.4802 | 0.31799 | 336.5493 | 0.00047078 | 335.9831 | 0.00044188 | 335.9831 | 0 | 392.7148 | 8.9944e-06 | 336.5493 | 0 | 330.46 | 0.0019057 | 336.5493 | 0 | 393.4802 | 0.00121 | 336.5493 | 0 | 330.46 | -3.4977e-05 | 336.5493 | 7.0911e-06 | 330.46 | 0.00036844 | 336.5493 | 0 | 392.7148 | 1.02e-05 | 336.5493 | 0 | 392.7148 | 8.9823e-06 | 336.5493 | 0.00033978 | 335.9831 | 0 | 601.1288 | 0.00522 | 335.9831 | 0 | 600.2193 | 0 | 601.1288 | 0.00213 | 335.9831 | 0 | 336.5493 | 1.7416e-05
| 393.5931 | 0 | 336.7626 | 0.00033452 | 336.196 | 0.00031939 | 393.5931 | 0.31347 | 336.7626 | -7.5282e-05 | 336.196 | -0.00044 | 336.196 | 0 | 392.8272 | 8.916e-06 | 336.7626 | 0 | 330.67 | 0.00025296 | 336.7626 | 0 | 393.5931 | 0.00309 | 336.7626 | 0 | 330.67 | -0.0015524 | 336.7626 | 0 | 330.67 | -0.00076939 | 336.7626 | 0 | 392.8272 | 1.0305e-05 | 336.7626 | 0 | 392.8272 | 8.3454e-06 | 336.7626 | 0 | 336.196 | 0 | 601.2878 | 0.00357 | 336.196 | 0 | 600.3788 | 0 | 601.2878 | 0.0022 | 336.196 | 0 | 336.7626 | 8.3044e-06
| 393.7059 | 0 | 336.9759 | 0.0020085 | 336.409 | 0.0009147 | 393.7059 | 0.30666 | 336.9759 | 0.00046533 | 336.409 | 0.0013201 | 336.409 | 0 | 392.9397 | 8.3224e-06 | 336.9759 | 0 | 330.89 | 0.0010961 | 336.9759 | 0 | 393.7059 | 0.00033123 | 336.9759 | 0 | 330.89 | 0.00022331 | 336.9759 | 9.3914e-06 | 330.89 | 0.00049847 | 336.9759 | 0 | 392.9397 | 1.0879e-05 | 336.9759 | 0 | 392.9397 | 6.5226e-06 | 336.9759 | 0.00035026 | 336.409 | 0 | 601.4468 | 0.00413 | 336.409 | 0 | 600.5383 | 0 | 601.4468 | 0.00207 | 336.409 | 0 | 336.9759 | 1.954e-05
| 393.8188 | 0 | 337.1892 | 0.00032613 | 336.6219 | 0.00018857 | 393.8188 | 0.30482 | 337.1892 | 8.9403e-05 | 336.6219 | 1.708e-05 | 336.6219 | 0 | 393.0521 | 8.524e-06 | 337.1892 | 0 | 331.1 | 0.00079259 | 337.1892 | 0 | 393.8188 | 0.0013 | 337.1892 | 0 | 331.1 | -0.0017784 | 337.1892 | 0 | 331.1 | 0.0010836 | 337.1892 | 0 | 393.0521 | 1.0388e-05 | 337.1892 | 0 | 393.0521 | 5.8857e-06 | 337.1892 | 0 | 336.6219 | 0 | 601.6059 | 0.00415 | 336.6219 | 0 | 600.6978 | 1.0001e-05 | 601.6059 | 0.00216 | 336.6219 | 0 | 337.1892 | 7.5655e-06
| 393.9316 | 0 | 337.4025 | 0.0021976 | 336.8349 | 0.00046575 | 393.9316 | 0.29844 | 337.4025 | 9.5042e-05 | 336.8349 | 0.00066763 | 336.8349 | 0 | 393.1646 | 8.5576e-06 | 337.4025 | 0 | 331.31 | -0.00082632 | 337.4025 | 0 | 393.9316 | 0.00198 | 337.4025 | 0 | 331.31 | -0.0010036 | 337.4025 | 8.7269e-06 | 331.31 | -0.0010295 | 337.4025 | 0 | 393.1646 | 9.029e-06 | 337.4025 | 0 | 393.1646 | 8.9823e-06 | 337.4025 | 0.00042996 | 336.8349 | 0 | 601.7649 | 0.00469 | 336.8349 | 0 | 600.8573 | 0 | 601.7649 | 0.00209 | 336.8349 | 0 | 337.4025 | 1.9663e-05
| 394.0445 | 0.0006079 | 337.6158 | 0.0007429 | 337.0479 | 0.00020059 | 394.0445 | 0.29145 | 337.6158 | 0.00033432 | 337.0479 | -0.00030352 | 337.0479 | 0 | 393.2771 | 1.0092e-05 | 337.6158 | 0 | 331.53 | -0.0014334 | 337.6158 | 0 | 394.0445 | 0.00136 | 337.6158 | 0 | 331.53 | -0.0032636 | 337.6158 | 0 | 331.53 | -0.00080189 | 337.6158 | 0 | 393.2771 | 8.8299e-06 | 337.6158 | 0 | 393.2771 | 1.1014e-05 | 337.6158 | 0 | 337.0479 | 0 | 601.9239 | 0.00266 | 337.0479 | 0 | 601.0169 | 1.0001e-05 | 601.9239 | 0.00219 | 337.0479 | 0 | 337.6158 | 6.096e-06
| 394.1573 | 0 | 337.8292 | 0.0019202 | 337.2609 | 0.0012461 | 394.1573 | 0.28735 | 337.8292 | 0.00039551 | 337.2609 | 0.00066393 | 337.2609 | 0 | 393.3895 | 9.0281e-06 | 337.8292 | 0 | 331.74 | 0.00086005 | 337.8292 | 0 | 394.1573 | 0.00201 | 337.8292 | 0 | 331.74 | 0.0013533 | 337.8292 | 1.0031e-05 | 331.74 | 0.0015387 | 337.8292 | 0 | 393.3895 | 8.7714e-06 | 337.8292 | 0 | 393.3895 | 7.2693e-06 | 337.8292 | 0.00045987 | 337.2609 | 0 | 602.0829 | 0.00413 | 337.2609 | 0 | 601.1764 | 6.6672e-06 | 602.0829 | 0.00209 | 337.2609 | 0 | 337.8292 | 1.9257e-05
| 394.2702 | 0 | 338.0425 | 0.0011311 | 337.4739 | 0.00046348 | 394.2702 | 0.28264 | 338.0425 | -0.00027229 | 337.4739 | 0.00028556 | 337.4739 | 0 | 393.502 | 8.7144e-06 | 338.0425 | 0 | 331.95 | -0.0018719 | 338.0425 | 0 | 394.2702 | 0.00198 | 338.0425 | 0 | 331.95 | -0.00058385 | 338.0425 | 0 | 331.95 | 0.0016038 | 338.0425 | 0 | 393.502 | 1.0141e-05 | 338.0425 | 0 | 393.502 | 5.5563e-06 | 338.0425 | 0 | 337.4739 | 0 | 602.242 | 0.00454 | 337.4739 | 0 | 601.336 | 1.0001e-05 | 602.242 | 0.00215 | 337.4739 | 0 | 338.0425 | 7.2632e-06
| 394.383 | 0.00032394 | 338.2559 | 0.0020922 | 337.687 | 0.00096069 | 394.383 | 0.27918 | 338.2559 | 0.00013557 | 337.687 | 0.001052 | 337.687 | 0 | 393.6145 | 8.0536e-06 | 338.2559 | 0 | 332.17 | -0.00052277 | 338.2559 | 0 | 394.383 | 0.00249 | 338.2559 | 0 | 332.17 | 0.0015793 | 338.2559 | 1.0326e-05 | 332.17 | -0.00021673 | 338.2559 | 0 | 393.6145 | 9.919e-06 | 338.2559 | 0 | 393.6145 | 5.5563e-06 | 338.2559 | 0.00043049 | 337.687 | 0 | 602.401 | 0.00663 | 337.687 | 0 | 601.4955 | 4.667e-05 | 602.401 | 0.00204 | 337.687 | 0 | 338.2559 | 1.7903e-05
| 394.4959 | 0 | 338.4693 | 0.00040154 | 337.9 | 0.00013181 | 394.4959 | 0.27359 | 338.4693 | 0.00036358 | 337.9 | -0.00063543 | 337.9 | 0 | 393.727 | 8.9944e-06 | 338.4693 | 0 | 332.38 | 0.00096123 | 338.4693 | 0 | 394.4959 | 0.00187 | 338.4693 | 0 | 332.38 | -0.0015847 | 338.4693 | 0 | 332.38 | -0.001062 | 338.4693 | 0 | 393.727 | 9.6848e-06 | 338.4693 | 0 | 393.727 | 8.016e-06 | 338.4693 | 0 | 337.9 | 0 | 602.5601 | 0.00218 | 337.9 | 0 | 601.6551 | 0 | 602.5601 | 0.0022 | 337.9 | 0 | 338.4693 | 7.9286e-06
| 394.6087 | 0.00019796 | 338.6827 | 0.0015694 | 338.1131 | 0.00083116 | 394.6087 | 0.26486 | 338.6827 | 0.00040125 | 338.1131 | 0.00047142 | 338.1131 | 0 | 393.8395 | 9.0168e-06 | 338.6827 | 0 | 332.59 | 0.0027488 | 338.6827 | 0 | 394.6087 | 0.00178 | 338.6827 | 0 | 332.59 | 0.0013211 | 338.6827 | 3.9185e-06 | 332.59 | 0.0017338 | 338.6827 | 0 | 393.8395 | 8.0219e-06 | 338.6827 | 0 | 393.8395 | 7.8074e-06 | 338.6827 | 0.00033018 | 338.1131 | 0 | 602.7191 | 0.00483 | 338.1131 | 0 | 601.8146 | 6.6672e-06 | 602.7191 | 0.00213 | 338.1131 | 0 | 338.6827 | 1.8887e-05
| 394.7215 | 0 | 338.8961 | 0.00053476 | 338.3262 | 0.00078819 | 394.7215 | 0.26208 | 338.8961 | 0.00050021 | 338.3262 | -0.00031667 | 338.3262 | 0 | 393.952 | 8.5464e-06 | 338.8961 | 0 | 332.81 | 0.00096123 | 338.8961 | 0 | 394.7215 | 0.00295 | 338.8961 | 0 | 332.81 | -0.00032556 | 338.8961 | 0 | 332.81 | -0.0023949 | 338.8961 | 0 | 393.952 | 8.1507e-06 | 338.8961 | 0 | 393.952 | 7.3791e-06 | 338.8961 | 0 | 338.3262 | 0 | 602.8782 | 0.00485 | 338.3262 | 0 | 601.9742 | 0 | 602.8782 | 0.00224 | 338.3262 | 0 | 338.8961 | 7.8786e-06
| 394.8344 | 0 | 339.1096 | 0.00066092 | 338.5393 | 0.0013076 | 394.8344 | 0.25549 | 339.1096 | 0.0007428 | 338.5393 | 0.0011835 | 338.5393 | 0 | 394.0645 | 8.468e-06 | 339.1096 | 0 | 333.02 | -8.4319e-05 | 339.1096 | 0 | 394.8344 | 0.00127 | 339.1096 | 0 | 333.02 | -0.0017784 | 339.1096 | 1.395e-05 | 333.02 | 0.00020589 | 339.1096 | 0 | 394.0645 | 8.6777e-06 | 339.1096 | 0 | 394.0645 | 5.5563e-06 | 339.1096 | 0.00038336 | 338.5393 | 0 | 603.0373 | 0.00672 | 338.5393 | 0 | 602.1338 | 6.6672e-06 | 603.0373 | 0.00205 | 338.5393 | 0 | 339.1096 | 1.9895e-05
| 394.9472 | 6.8875e-05 | 339.323 | 0.001473 | 338.7524 | 0.000916 | 394.9472 | 0.25147 | 339.323 | -3.7666e-05 | 338.7524 | -0.00010475 | 338.7524 | 0 | 394.177 | 9.0953e-06 | 339.323 | 0 | 333.24 | -0.0023104 | 339.323 | 0 | 394.9472 | 0.00176 | 339.323 | 0 | 333.24 | 0.0018699 | 339.323 | 0 | 333.24 | 0.00085607 | 339.323 | 0 | 394.177 | 9.3218e-06 | 339.323 | 0 | 394.177 | 5.4575e-06 | 339.323 | 0 | 338.7525 | 0 | 603.1963 | 0.00348 | 338.7524 | 0 | 602.2934 | 0 | 603.1963 | 0.00217 | 338.7525 | 0 | 339.323 | 6.8053e-06
| 395.06 | 0 | 339.5365 | 0.0013619 | 338.9656 | 0.0012207 | 395.06 | 0.24499 | 339.5365 | 0.00028593 | 338.9656 | 0.00089011 | 338.9656 | 0 | 394.2895 | 8.8712e-06 | 339.5365 | 0 | 333.45 | 0.00075887 | 339.5365 | 0 | 395.06 | 0.00178 | 339.5365 | 0 | 333.45 | 0.0020636 | 339.5365 | 4.6453e-06 | 333.45 | 0.00027091 | 339.5365 | 0 | 394.2895 | 9.4272e-06 | 339.5365 | 0 | 394.2895 | 4.0629e-06 | 339.5365 | 0.00030493 | 338.9656 | 0 | 603.3554 | 0.00543 | 338.9656 | 0 | 602.453 | 0 | 603.3554 | 0.00209 | 338.9656 | 0 | 339.5365 | 2.2558e-05
| 395.1729 | 0 | 339.75 | 0.00085312 | 339.1787 | -0.00056293 | 395.1729 | 0.23746 | 339.75 | -0.00053015 | 339.1787 | -0.0011548 | 339.1787 | 0 | 394.402 | 8.9496e-06 | 339.75 | 0 | 333.66 | 0.00075887 | 339.75 | 0 | 395.1729 | 0.00119 | 339.75 | 0 | 333.66 | -0.0011004 | 339.75 | 0 | 333.66 | -0.00021673 | 339.75 | 0 | 394.402 | 9.0993e-06 | 339.75 | 0 | 394.402 | 4.601e-06 | 339.75 | 0 | 339.1787 | 0 | 603.5145 | 0.00297 | 339.1787 | 0 | 602.6126 | 0 | 603.5145 | 0.00226 | 339.1787 | 0 | 339.75 | 6.2673e-06
| 395.2857 | 0 | 339.9635 | 0.0017034 | 339.3919 | 0.00018386 | 395.2857 | 0.23582 | 339.9635 | 0.00036249 | 339.3919 | 0.00047512 | 339.3919 | 0 | 394.5146 | 7.9527e-06 | 339.9635 | 0 | 333.88 | -0.00059023 | 339.9635 | 0 | 395.2857 | 0.00201 | 339.9635 | 0 | 333.88 | -0.00058385 | 339.9635 | 1.6501e-06 | 333.88 | 0.0011487 | 339.9635 | 0 | 394.5146 | 9.0993e-06 | 339.9635 | 0 | 394.5146 | 3.6347e-06 | 339.9635 | 0.00014078 | 339.3919 | 0 | 603.6736 | 0.00519 | 339.3919 | 0 | 602.7722 | 6.6672e-06 | 603.6736 | 0.00216 | 339.3919 | 0 | 339.9635 | 1.9291e-05
| 395.3986 | 0.00039229 | 340.177 | 0.00027381 | 339.6051 | 0.0013918 | 395.3986 | 0.23033 | 340.177 | -0.00016931 | 339.6051 | -0.00010311 | 339.6051 | 0 | 394.6271 | 9.0505e-06 | 340.177 | 0 | 334.09 | 0.00015177 | 340.177 | 0 | 395.3986 | 0.00241 | 340.177 | 0 | 334.09 | 0.002451 | 340.177 | 0 | 334.09 | -0.00089942 | 340.177 | 0 | 394.6271 | 1.0165e-05 | 340.177 | 0 | 394.6271 | 4.0629e-06 | 340.177 | 0 | 339.6051 | 0 | 603.8328 | 0.00339 | 339.6051 | 0 | 602.9318 | 3.0002e-05 | 603.8328 | 0.00226 | 339.6051 | 0 | 340.177 | 8.0239e-06
| 395.5114 | 0.00025195 | 340.3905 | 0.001261 | 339.8183 | 0.00072723 | 395.5114 | 0.22301 | 340.3905 | 0.00048876 | 339.8183 | 0.00046881 | 339.8183 | 0 | 394.7396 | 9.3641e-06 | 340.3905 | 0 | 334.3 | 0.00086005 | 340.3905 | 0 | 395.5114 | 0.00232 | 340.3905 | 0 | 334.3 | -0.0010036 | 340.3905 | 5.7921e-06 | 334.3 | -0.00021673 | 340.3905 | 0 | 394.7396 | 1.0095e-05 | 340.3905 | 0 | 394.7396 | 6.4128e-06 | 340.3905 | 0.00035524 | 339.8183 | 0 | 603.9919 | 0.00401 | 339.8183 | 0 | 603.0914 | 0 | 603.9919 | 0.00211 | 339.8183 | 0 | 340.3905 | 1.8538e-05
| 395.6242 | 0 | 340.6041 | 0.00067668 | 340.0315 | 0.00082351 | 395.6242 | 0.21771 | 340.6041 | -0.00087419 | 340.0315 | 0.00012194 | 340.0315 | 0 | 394.8522 | 9.1289e-06 | 340.6041 | 0 | 334.52 | -0.0010287 | 340.6041 | 0 | 395.6242 | 0.00176 | 340.6041 | 0 | 334.52 | 0.0013533 | 340.6041 | 0 | 334.52 | -0.0025575 | 340.6041 | 0 | 394.8522 | 1.0177e-05 | 340.6041 | 0 | 394.8522 | 8.016e-06 | 340.6041 | 0 | 340.0315 | 0 | 604.151 | 0.00322 | 340.0315 | 0 | 603.251 | 1.0001e-05 | 604.151 | 0.00224 | 340.0315 | 0 | 340.6041 | 5.486e-06
| 395.7371 | 0 | 340.8177 | 0.001395 | 340.2448 | 0.0007223 | 395.7371 | 0.21155 | 340.8177 | 0.00010013 | 340.2448 | 0.0010848 | 340.2448 | 0 | 394.9647 | 8.0872e-06 | 340.8176 | 0 | 334.73 | 0.00096123 | 340.8176 | 0 | 395.7371 | 0.00107 | 340.8176 | 0 | 334.73 | 0.0015793 | 340.8177 | 6.2895e-06 | 334.73 | 0.0012787 | 340.8176 | 0 | 394.9647 | 9.2164e-06 | 340.8176 | 0 | 394.9647 | 9.6192e-06 | 340.8177 | 0.00034441 | 340.2448 | 0 | 604.3101 | 0.00476 | 340.2448 | 0 | 603.4107 | 0 | 604.3101 | 0.00211 | 340.2448 | 0 | 340.8177 | 2.0296e-05
| 395.8499 | 0.00094928 | 341.0312 | 0.00043674 | 340.458 | 0.00063523 | 395.8499 | 0.20942 | 341.0312 | -0.00019255 | 340.458 | -0.00018525 | 340.458 | 0 | 395.0773 | 7.6167e-06 | 341.0312 | 0 | 334.94 | 0.00086005 | 341.0312 | 0 | 395.8499 | 0.00056294 | 341.0312 | 0 | 334.94 | -0.00035784 | 341.0312 | 0 | 334.94 | -0.0023949 | 341.0312 | 0 | 395.0773 | 9.8488e-06 | 341.0312 | 0 | 395.0773 | 7.5878e-06 | 341.0312 | 0 | 340.458 | 0 | 604.4693 | 0.00397 | 340.458 | 0 | 603.5703 | 1.0001e-05 | 604.4693 | 0.00226 | 340.458 | 0 | 341.0312 | 9.1799e-06
| 395.9627 | 0.00037793 | 341.2448 | 0.0017277 | 340.6713 | 0.0013189 | 395.9627 | 0.19829 | 341.2448 | 0.00077177 | 340.6713 | 0.00060615 | 340.6713 | 0 | 395.1898 | 7.7399e-06 | 341.2448 | 0 | 335.16 | 0.00015177 | 341.2448 | 0 | 395.9627 | 0.00272 | 341.2448 | 0 | 335.16 | 9.4169e-05 | 341.2448 | 8.9799e-06 | 335.16 | -0.00057433 | 341.2448 | 0 | 395.1898 | 1.0095e-05 | 341.2448 | 0 | 395.1898 | 6.6324e-06 | 341.2448 | 0.00016847 | 340.6713 | 0 | 604.6284 | 0.00552 | 340.6713 | 0 | 603.7299 | 0 | 604.6284 | 0.00209 | 340.6713 | 0 | 341.2448 | 1.9919e-05
| 396.0756 | 0 | 341.4584 | 0.00077629 | 340.8846 | 3.0026e-05 | 396.0756 | 0.19572 | 341.4584 | -8.6381e-06 | 340.8846 | -0.00044046 | 340.8846 | 0 | 395.3024 | 7.5831e-06 | 341.4584 | 0 | 335.37 | -0.00042159 | 341.4584 | 0 | 396.0756 | 0.00295 | 341.4584 | 0 | 335.37 | -0.0035541 | 341.4584 | 0 | 335.37 | -0.0022323 | 341.4584 | 0 | 395.3024 | 1.0364e-05 | 341.4584 | 0 | 395.3024 | 4.9194e-06 | 341.4584 | 0 | 340.8846 | 0 | 604.7876 | 0.00448 | 340.8846 | 0 | 603.8896 | 1.0001e-05 | 604.7876 | 0.00212 | 340.8846 | 0 | 341.4584 | 7.8164e-06
| 396.1884 | 0 | 341.672 | 0.0016935 | 341.0979 | 0.00099296 | 396.1884 | 0.18966 | 341.672 | 4.5178e-05 | 341.0979 | 0.00052063 | 341.0979 | 0 | 395.415 | 7.5383e-06 | 341.672 | 0 | 335.59 | 0.00015177 | 341.672 | 0 | 396.1884 | 0.00203 | 341.672 | 0 | 335.59 | 0.0010305 | 341.672 | 5.5553e-06 | 335.59 | 7.5855e-05 | 341.672 | 0 | 395.415 | 1.0095e-05 | 341.672 | 0 | 395.415 | 4.601e-06 | 341.672 | 0.00027758 | 341.0979 | 0 | 604.9467 | 0.00633 | 341.0979 | 0 | 604.0492 | 0 | 604.9467 | 0.002 | 341.0979 | 0 | 341.672 | 1.9119e-05
| 396.3012 | 0 | 341.8857 | 0.00052821 | 341.3112 | -0.00020664 | 396.3012 | 0.18778 | 341.8857 | -0.0011924 | 341.3112 | -0.00038032 | 341.3112 | 0 | 395.5275 | 9.0505e-06 | 341.8857 | 0 | 335.8 | 0.0010287 | 341.8857 | 0 | 396.3012 | 0.00061971 | 341.8857 | 0 | 335.8 | -0.0018752 | 341.8857 | 0 | 335.8 | -0.00076939 | 341.8857 | 0 | 395.5275 | 1.0305e-05 | 341.8857 | 0 | 395.5275 | 4.601e-06 | 341.8857 | 0 | 341.3112 | 0 | 605.1059 | 0.00317 | 341.3112 | 0 | 604.2089 | 3.0002e-05 | 605.1059 | 0.00211 | 341.3112 | 0 | 341.8857 | 5.5973e-06
| 396.414 | 0 | 342.0993 | 0.00051946 | 341.5246 | -3.8092e-05 | 396.414 | 0.18131 | 342.0993 | 0.00075258 | 341.5246 | 0.00073521 | 341.5246 | 0 | 395.6401 | 1.0305e-05 | 342.0993 | 0 | 336.01 | -0.00052277 | 342.0993 | 0 | 396.414 | 0.00186 | 342.0993 | 0 | 336.01 | 0.0024833 | 342.0993 | 1.0111e-05 | 336.01 | 0.00072604 | 342.0993 | 0 | 395.6401 | 1.006e-05 | 342.0993 | 0 | 395.6401 | 5.5563e-06 | 342.0993 | 0.00029909 | 341.5245 | 0 | 605.2651 | 0.00584 | 341.5246 | 0 | 604.3686 | 0 | 605.2651 | 0.00213 | 341.5245 | 0 | 342.0993 | 1.7939e-05
| 396.5269 | 0 | 342.313 | 0.00065683 | 341.7379 | 0.00028141 | 396.5269 | 0.17895 | 342.313 | -8.3485e-05 | 341.7379 | -0.00045055 | 341.7379 | 0 | 395.7527 | 1.0619e-05 | 342.313 | 0 | 336.23 | 0.00069142 | 342.313 | 0 | 396.5269 | 0.00454 | 342.313 | 0 | 336.23 | -0.0013909 | 342.313 | 0 | 336.23 | -0.00073687 | 342.313 | 0 | 395.7527 | 1.0305e-05 | 342.313 | 0 | 395.7527 | 5.8857e-06 | 342.313 | 0 | 341.7379 | 0 | 605.4243 | 0.00411 | 341.7379 | 0 | 604.5282 | 3.0002e-05 | 605.4243 | 0.00222 | 341.7379 | 0 | 342.313 | 6.3247e-06
| 396.6397 | 0 | 342.5267 | 0.0010693 | 341.9513 | 0.00025131 | 396.6397 | 0.17448 | 342.5267 | 0.00010591 | 341.9513 | 0.0010542 | 341.9513 | 0 | 395.8653 | 1.0036e-05 | 342.5267 | 0 | 336.44 | -0.0018719 | 342.5267 | 0 | 396.6397 | 0.00243 | 342.5267 | 0 | 336.44 | 0.0011919 | 342.5267 | 5.1997e-06 | 336.44 | 7.5855e-05 | 342.5267 | 0 | 395.8653 | 9.1578e-06 | 342.5267 | 0 | 395.8653 | 9.8388e-06 | 342.5267 | 0.00030665 | 341.9513 | 0 | 605.5835 | 0.00559 | 341.9513 | 0 | 604.6879 | 0 | 605.5835 | 0.00214 | 341.9513 | 0 | 342.5267 | 2.019e-05
| 396.7525 | 5.091e-05 | 342.7404 | 0.0014253 | 342.1647 | 0.00078899 | 396.7525 | 0.17148 | 342.7404 | -0.00023778 | 342.1647 | -0.00013456 | 342.1647 | 0 | 395.9779 | 9.0168e-06 | 342.7404 | 0 | 336.65 | -0.0030186 | 342.7404 | 0 | 396.7525 | 0.0015 | 342.7404 | 0 | 336.65 | 0.0017408 | 342.7404 | 0 | 336.65 | 0.0010836 | 342.7404 | 0 | 395.9779 | 9.3452e-06 | 342.7404 | 0 | 395.9779 | 8.4443e-06 | 342.7404 | 0 | 342.1646 | 0 | 605.7427 | 0.00357 | 342.1647 | 0 | 604.8476 | 1.0001e-05 | 605.7427 | 0.00216 | 342.1646 | 0 | 342.7404 | 9.8699e-06
| 396.8654 | 0 | 342.9541 | 0.001738 | 342.3781 | 0.00094574 | 396.8654 | 0.16477 | 342.9541 | 0.00027669 | 342.3781 | 0.0011433 | 342.3781 | 0 | 396.0905 | 7.9864e-06 | 342.9541 | 0 | 336.87 | -0.00011805 | 342.9541 | 0 | 396.8654 | 0.00215 | 342.9541 | 0 | 336.87 | -0.0012296 | 342.9541 | 9.2498e-06 | 336.87 | -0.001322 | 342.9541 | 0 | 396.0905 | 9.029e-06 | 342.9541 | 0 | 396.0905 | 8.7627e-06 | 342.9541 | 0.00027705 | 342.378 | 0 | 605.9019 | 0.00513 | 342.3781 | 0 | 605.0073 | 6.6672e-06 | 605.9019 | 0.00203 | 342.378 | 0 | 342.9541 | 1.8594e-05
| 396.9782 | 0.00096726 | 343.1678 | 0.00091639 | 342.5915 | -0.00030408 | 396.9782 | 0.16036 | 343.1678 | -0.00075792 | 342.5915 | -0.00058472 | 342.5915 | 0 | 396.2031 | 8.0872e-06 | 343.1678 | 0 | 337.08 | 0.00042159 | 343.1678 | 0 | 396.9782 | 0.00147 | 343.1678 | 0 | 337.08 | 0.00032017 | 343.1678 | 0 | 337.08 | 0.00085607 | 343.1678 | 0 | 396.2031 | 1.0938e-05 | 343.1678 | 0 | 396.2031 | 5.0292e-06 | 343.1678 | 0 | 342.5915 | 0 | 606.0611 | 0.00366 | 342.5915 | 0 | 605.167 | 5.0004e-05 | 606.0611 | 0.00214 | 342.5915 | 0 | 343.1678 | 9.2732e-06
| 397.091 | 0.00079184 | 343.3816 | 0.0020397 | 342.8049 | 0.00089302 | 397.091 | 0.15526 | 343.3816 | 0.00056805 | 342.8049 | 0.0012362 | 342.8049 | 0 | 396.3157 | 7.9079e-06 | 343.3815 | 0 | 337.3 | -1.6864e-05 | 343.3815 | 0 | 397.091 | 0.00135 | 343.3815 | 0 | 337.3 | -0.0013587 | 343.3816 | 4.4474e-06 | 337.3 | -0.00054182 | 343.3815 | 0 | 396.3157 | 1.1664e-05 | 343.3815 | 0 | 396.3157 | 7.0607e-06 | 343.3816 | 0.00038462 | 342.8049 | 0 | 606.2203 | 0.00396 | 342.8049 | 0 | 605.3267 | 0 | 606.2203 | 0.00203 | 342.8049 | 0 | 343.3816 | 1.9036e-05
| 397.2038 | 3.2945e-05 | 343.5953 | 0.00026601 | 343.0183 | 0.00025079 | 397.2038 | 0.15544 | 343.5953 | -0.00013148 | 343.0183 | -0.00041553 | 343.0183 | 0 | 396.4283 | 8.0872e-06 | 343.5953 | 0 | 337.51 | -0.001602 | 343.5953 | 0 | 397.2038 | 0.00187 | 343.5953 | 0 | 337.51 | -0.0028116 | 343.5953 | 0 | 337.51 | 1.0836e-05 | 343.5953 | 0 | 396.4283 | 1.2507e-05 | 343.5953 | 0 | 396.4283 | 5.8857e-06 | 343.5953 | 0 | 343.0183 | 0 | 606.3795 | 0.00455 | 343.0183 | 0 | 605.4864 | 3.0002e-05 | 606.3795 | 0.00218 | 343.0183 | 0 | 343.5953 | 7.3584e-06
| 397.3166 | 0 | 343.8091 | 0.0020195 | 343.2318 | 0.0012697 | 397.3166 | 0.14876 | 343.8091 | 0.00084101 | 343.2318 | 0.0012285 | 343.2318 | 0 | 396.5409 | 7.6951e-06 | 343.8091 | 0 | 337.72 | 0.0013322 | 343.8091 | 0 | 397.3166 | 0.00297 | 343.8091 | 0 | 337.72 | 0.0028707 | 343.8091 | 1.0855e-05 | 337.72 | 0.0011812 | 343.8091 | 0 | 396.5409 | 1.1289e-05 | 343.8091 | 0 | 396.5409 | 5.8857e-06 | 343.8091 | 0.00036492 | 343.2318 | 0 | 606.5388 | 0.0028 | 343.2318 | 0 | 605.6461 | 6.6672e-06 | 606.5388 | 0.00203 | 343.2318 | 0 | 343.8091 | 1.7933e-05
| 397.4295 | 0 | 344.0229 | 0.00080072 | 343.4453 | 0.00084038 | 397.4295 | 0.14488 | 344.0229 | -0.00033962 | 343.4453 | -0.00025412 | 343.4453 | 0 | 396.6535 | 7.8295e-06 | 344.0229 | 0 | 337.94 | -0.0021416 | 344.0229 | 0 | 397.4295 | 0.00079001 | 344.0229 | 0 | 337.94 | 0.0004816 | 344.0229 | 0 | 337.94 | 0.00010836 | 344.0229 | 0 | 396.6535 | 9.7082e-06 | 344.0229 | 0 | 396.6535 | 5.0292e-06 | 344.0229 | 0 | 343.4453 | 0 | 606.698 | 0.00469 | 343.4453 | 0 | 605.8059 | 3.0002e-05 | 606.698 | 0.00223 | 343.4453 | 0 | 344.0229 | 5.1598e-06
| 397.5423 | 0.00091782 | 344.2367 | 0.0014901 | 343.6588 | 0.0014021 | 397.5423 | 0.13901 | 344.2367 | 0.00073634 | 343.6588 | 0.0014213 | 343.6588 | 0 | 396.7662 | 7.4823e-06 | 344.2367 | 0 | 338.15 | 0.00065769 | 344.2367 | 0 | 397.5423 | 0.00089903 | 344.2367 | 0 | 338.15 | -0.00071299 | 344.2367 | 1.3217e-05 | 338.15 | -0.001257 | 344.2367 | 0 | 396.7662 | 8.2561e-06 | 344.2367 | 0 | 396.7662 | 6.2042e-06 | 344.2367 | 0.00045515 | 343.6588 | 0 | 606.8573 | 0.0057 | 343.6588 | 0 | 605.9656 | 0 | 606.8573 | 0.00205 | 343.6588 | 0 | 344.2367 | 1.8875e-05
| 397.6551 | 0.00116 | 344.4505 | 0.00090287 | 343.8723 | 0.00032639 | 397.6551 | 0.14125 | 344.4505 | -0.00011301 | 343.8723 | -0.00052977 | 343.8723 | 0 | 396.8788 | 6.9334e-06 | 344.4505 | 0 | 338.37 | 0.0011636 | 344.4505 | 0 | 397.6551 | 0.00161 | 344.4505 | 0 | 338.37 | -0.0014233 | 344.4505 | 0 | 338.37 | -0.0016472 | 344.4505 | 0 | 396.8788 | 8.1039e-06 | 344.4505 | 0 | 396.8788 | 7.4889e-06 | 344.4505 | 0 | 343.8723 | 0 | 607.0165 | 0.00311 | 343.8723 | 0 | 606.1253 | 0 | 607.0165 | 0.00224 | 343.8723 | 0 | 344.4505 | 7.2207e-06
| 397.7679 | 7.1987e-05 | 344.6643 | 0.0019318 | 344.0858 | 0.00077498 | 397.7679 | 0.13518 | 344.6643 | 0.00074323 | 344.0858 | 0.00059511 | 344.0858 | 0 | 396.9915 | 6.4966e-06 | 344.6643 | 0 | 338.58 | 0.00069142 | 344.6643 | 0 | 397.7679 | 0.00192 | 344.6643 | 0 | 338.58 | 0.00077218 | 344.6643 | 8.3495e-06 | 338.58 | 0.0010836 | 344.6643 | 0 | 396.9915 | 8.1858e-06 | 344.6643 | 0 | 396.9915 | 6.2042e-06 | 344.6643 | 0.00011911 | 344.0858 | 0 | 607.1758 | 0.00485 | 344.0858 | 0 | 606.2851 | 0 | 607.1758 | 0.002 | 344.0858 | 0 | 344.6643 | 1.8338e-05
| 397.8808 | 0 | 344.8781 | 0.0010385 | 344.2994 | 0.0005518 | 397.8808 | 0.13302 | 344.8781 | -0.00050614 | 344.2994 | -0.0001563 | 344.2994 | 0 | 397.1041 | 8.5016e-06 | 344.8782 | 0 | 338.79 | -0.0027826 | 344.8782 | 0 | 397.8808 | 0.00218 | 344.8782 | 0 | 338.79 | -0.002069 | 344.8781 | 0 | 338.79 | -0.00021673 | 344.8782 | 0 | 397.1041 | 8.3498e-06 | 344.8782 | 0 | 397.1041 | 5.0292e-06 | 344.8781 | 0 | 344.2994 | 0 | 607.3351 | 0.0039 | 344.2994 | 0 | 606.4448 | 1.0001e-05 | 607.3351 | 0.0021 | 344.2994 | 0 | 344.8781 | 6.8076e-06
| 397.9936 | 0.00055789 | 345.092 | 0.0017585 | 344.5129 | 0.001129 | 397.9936 | 0.13187 | 345.092 | 6.5047e-05 | 344.5129 | 0.00060341 | 344.5129 | 0 | 397.2167 | 9.7785e-06 | 345.092 | 0 | 339.01 | 0.0022766 | 345.092 | 0 | 397.9936 | 0.00124 | 345.092 | 0 | 339.01 | -0.00039012 | 345.092 | 5.5555e-06 | 339.01 | 0.00010836 | 345.092 | 0 | 397.2167 | 8.0687e-06 | 345.092 | 0 | 397.2167 | 3.8543e-06 | 345.092 | 0.00022638 | 344.5129 | 0 | 607.4944 | 0.00315 | 344.5129 | 0 | 606.6046 | 0 | 607.4944 | 0.00194 | 344.5129 | 0 | 345.092 | 1.8475e-05
| 398.1064 | 0 | 345.3059 | 0.00093007 | 344.7265 | 8.2289e-06 | 398.1064 | 0.12696 | 345.3059 | -0.00052936 | 344.7265 | -0.00051446 | 344.7265 | 0 | 397.3294 | 1.0148e-05 | 345.3059 | 0 | 339.22 | 0.00048905 | 345.3059 | 0 | 398.1064 | 0.00067647 | 345.3059 | 0 | 339.22 | -0.0023919 | 345.3059 | 0 | 339.22 | -0.001062 | 345.3059 | 0 | 397.3294 | 9.1344e-06 | 345.3059 | 0 | 397.3294 | 3.9531e-06 | 345.3059 | 0 | 344.7265 | 0 | 607.6536 | 0.00436 | 344.7265 | 0 | 606.7644 | 5.0004e-05 | 607.6536 | 0.00207 | 344.7265 | 0 | 345.3059 | 6.2161e-06
| 398.2192 | 0.00034194 | 345.5198 | 0.0024908 | 344.9401 | 0.0010818 | 398.2192 | 0.12145 | 345.5198 | 0.00048848 | 344.9401 | 0.0008465 | 344.9401 | 0 | 397.4421 | 8.58e-06 | 345.5198 | 0 | 339.44 | -8.4319e-05 | 345.5198 | 0 | 398.2192 | 0.00135 | 345.5198 | 0 | 339.44 | -0.0011327 | 345.5198 | 8.8228e-06 | 339.44 | 0.00049847 | 345.5198 | 0 | 397.4421 | 1.0001e-05 | 345.5198 | 0 | 397.4421 | 5.3477e-06 | 345.5198 | 0.00034494 | 344.9401 | 0 | 607.8129 | 0.00445 | 344.9401 | 0 | 606.9241 | 0 | 607.8129 | 0.00197 | 344.9401 | 0 | 345.5198 | 2.0288e-05
| 398.332 | 0 | 345.7337 | 0.0015109 | 345.1537 | 0.0018905 | 398.332 | 0.12407 | 345.7337 | 0.00053263 | 345.1537 | 0.00060734 | 345.1537 | 0 | 397.5547 | 8.1656e-06 | 345.7337 | 0 | 339.65 | -0.00025296 | 345.7337 | 0 | 398.332 | 0.00156 | 345.7337 | 0 | 339.65 | -0.0020367 | 345.7337 | 0 | 339.65 | -0.00093193 | 345.7337 | 0 | 397.5547 | 1.0446e-05 | 345.7337 | 0 | 397.5547 | 8.4443e-06 | 345.7337 | 0 | 345.1537 | 0 | 607.9723 | 0.00341 | 345.1537 | 0 | 607.0839 | 1.0001e-05 | 607.9723 | 0.00208 | 345.1537 | 0 | 345.7337 | 9.9036e-06
| 398.4448 | 0.00070186 | 345.9476 | 0.0012664 | 345.3673 | 0.0020989 | 398.4448 | 0.1188 | 345.9476 | 0.00071818 | 345.3673 | 0.0015802 | 345.3673 | 0 | 397.6674 | 7.9864e-06 | 345.9476 | 0 | 339.86 | 0.0014672 | 345.9476 | 0 | 398.4448 | 0.0015 | 345.9476 | 0 | 339.86 | 0.00073989 | 345.9476 | 9.3529e-06 | 339.86 | 0.0020589 | 345.9476 | 0 | 397.6674 | 1.0282e-05 | 345.9476 | 0 | 397.6674 | 1.0904e-05 | 345.9476 | 0.00023985 | 345.3673 | 0 | 608.1316 | 0.00436 | 345.3673 | 0 | 607.2437 | 6.6672e-06 | 608.1316 | 0.00189 | 345.3673 | 0 | 345.9476 | 1.9187e-05
| 398.5577 | 0.00051807 | 346.1615 | 0.00076368 | 345.581 | 0.00067563 | 398.5577 | 0.11885 | 346.1615 | -0.00030901 | 345.581 | -0.00055682 | 345.581 | 0 | 397.7801 | 8.8376e-06 | 346.1615 | 0 | 340.08 | -0.0017707 | 346.1615 | 0 | 398.5577 | 0.00178 | 346.1615 | 0 | 340.08 | -0.0025855 | 346.1615 | 0 | 340.08 | -0.0016147 | 346.1615 | 0 | 397.7801 | 9.919e-06 | 346.1615 | 0 | 397.7801 | 1.0377e-05 | 346.1615 | 0 | 345.581 | 0 | 608.2909 | 0.00274 | 345.581 | 0 | 607.4035 | 1.0001e-05 | 608.2909 | 0.00199 | 345.581 | 0 | 346.1615 | 7.7922e-06
| 398.6705 | 0 | 346.3755 | 0.0016423 | 345.7946 | 0.0015866 | 398.6705 | 0.11457 | 346.3755 | -0.00023514 | 345.7946 | 0.00070447 | 345.7946 | 0 | 397.8928 | 8.636e-06 | 346.3755 | 0 | 340.29 | 0.0005565 | 346.3755 | 0 | 398.6705 | 0.00209 | 346.3755 | 0 | 340.29 | 0.00061074 | 346.3755 | 6.2719e-06 | 340.29 | -0.001062 | 346.3755 | 0 | 397.8928 | 9.4857e-06 | 346.3755 | 0 | 397.8928 | 8.2356e-06 | 346.3755 | 0.00022535 | 345.7946 | 0 | 608.4502 | 0.00369 | 345.7946 | 0 | 607.5633 | 0 | 608.4502 | 0.00181 | 345.7946 | 0 | 346.3755 | 1.6325e-05
| 398.7833 | 0.00015871 | 346.5894 | 0.0020033 | 346.0083 | -0.00012116 | 398.7833 | 0.11491 | 346.5894 | -0.00068037 | 346.0083 | -0.00093029 | 346.0083 | 0 | 398.0054 | 9.3417e-06 | 346.5895 | 0 | 340.51 | -0.0013997 | 346.5895 | 0 | 398.7833 | 0.00019395 | 346.5895 | 0 | 340.51 | -0.0012941 | 346.5894 | 0 | 340.51 | -0.00086692 | 346.5895 | 0 | 398.0054 | 9.9307e-06 | 346.5895 | 0 | 398.0054 | 5.8857e-06 | 346.5894 | 0 | 346.0083 | 0 | 608.6095 | 0.00443 | 346.0083 | 0 | 607.7231 | 1.0001e-05 | 608.6095 | 0.002 | 346.0083 | 0 | 346.5894 | 8.637e-06
| 398.8961 | 0.0004679 | 346.8034 | 0.0024076 | 346.222 | 0.0013483 | 398.8961 | 0.11024 | 346.8034 | 0.00053089 | 346.222 | 0.00094883 | 346.222 | 0 | 398.1181 | 9.0168e-06 | 346.8034 | 0 | 340.72 | 0.00082632 | 346.8034 | 0 | 398.8961 | 0.00263 | 346.8034 | 0 | 340.72 | -0.0012619 | 346.8034 | 1.0962e-05 | 340.72 | -0.0019072 | 346.8034 | 0 | 398.1181 | 9.2984e-06 | 346.8034 | 0 | 398.1181 | 4.1727e-06 | 346.8034 | 0.00019948 | 346.222 | 0 | 608.7689 | 0.0049 | 346.222 | 0 | 607.8829 | 6.6672e-06 | 608.7689 | 0.002 | 346.222 | 0 | 346.8034 | 2.093e-05
| 399.0089 | 0 | 347.0174 | 0.0014293 | 346.4357 | 0.0012661 | 399.0089 | 0.11016 | 347.0174 | 0.00049402 | 346.4357 | -0.0001851 | 346.4357 | 0 | 398.2308 | 8.6248e-06 | 347.0174 | 0 | 340.93 | -0.0010961 | 347.0174 | 0 | 399.0089 | 0.00053456 | 347.0174 | 0 | 340.93 | -0.0028116 | 347.0174 | 0 | 340.93 | -0.0035001 | 347.0174 | 0 | 398.2308 | 9.1344e-06 | 347.0174 | 0 | 398.2308 | 2.9978e-06 | 347.0174 | 0 | 346.4357 | 0 | 608.9282 | 0.00533 | 346.4357 | 0 | 608.0427 | 5.0004e-05 | 608.9282 | 0.00215 | 346.4357 | 0 | 347.0174 | 8.4646e-06
| 399.1217 | 0 | 347.2314 | 0.0020555 | 346.6494 | 0.001615 | 399.1217 | 0.10621 | 347.2314 | 0.00089476 | 346.6494 | 0.0019336 | 346.6494 | 0 | 398.3435 | 8.2888e-06 | 347.2314 | 0 | 341.15 | 0.0005565 | 347.2314 | 0 | 399.1217 | 0.00297 | 347.2314 | 0 | 341.15 | 0.0010305 | 347.2314 | 1.3299e-05 | 341.15 | -0.00021673 | 347.2314 | 0 | 398.3435 | 8.8534e-06 | 347.2314 | 0 | 398.3435 | 3.5248e-06 | 347.2314 | 0.00033302 | 346.6494 | 0 | 609.0876 | 0.00515 | 346.6494 | 0 | 608.2025 | 6.6672e-06 | 609.0876 | 0.00205 | 346.6494 | 0 | 347.2314 | 1.8701e-05
| 399.2346 | 0.00058994 | 347.4455 | 0.0019956 | 346.8632 | 0.00090255 | 399.2346 | 0.10739 | 347.4455 | -0.00049254 | 346.8632 | -0.00035643 | 346.8632 | 0 | 398.4563 | 8.4792e-06 | 347.4455 | 0 | 341.36 | -0.0011299 | 347.4455 | 0 | 399.2346 | 0.0015 | 347.4455 | 0 | 341.36 | -0.0004547 | 347.4455 | 0 | 341.36 | -0.0008344 | 347.4455 | 0 | 398.4563 | 1.0341e-05 | 347.4455 | 0 | 398.4563 | 5.3477e-06 | 347.4455 | 0 | 346.8632 | 0 | 609.2469 | 0.0048 | 346.8632 | 0 | 608.3623 | 0 | 609.2469 | 0.00212 | 346.8632 | 0 | 347.4455 | 8.2684e-06
| 399.3474 | 0 | 347.6595 | 0.0019511 | 347.0769 | 0.0010082 | 399.3474 | 0.10527 | 347.6595 | 0.00088632 | 347.0769 | 0.0013381 | 347.0769 | 0 | 398.569 | 8.4456e-06 | 347.6595 | 0 | 341.58 | 1.6864e-05 | 347.6595 | 0 | 399.3474 | 0.00184 | 347.6595 | 0 | 341.58 | -0.00093899 | 347.6595 | 1.0728e-05 | 341.58 | -0.00080189 | 347.6595 | 0 | 398.569 | 1.0493e-05 | 347.6595 | 0 | 398.569 | 6.0944e-06 | 347.6595 | 0.00015694 | 347.0769 | 0 | 609.4063 | 0.00561 | 347.0769 | 0 | 608.5222 | 2.6669e-05 | 609.4063 | 0.00201 | 347.0769 | 0 | 347.6595 | 2.0014e-05
| 399.4602 | 0.00051807 | 347.8736 | 0.0024007 | 347.2907 | -0.00014678 | 399.4602 | 0.10723 | 347.8736 | -0.00038835 | 347.2907 | -0.00012647 | 347.2907 | 0 | 398.6817 | 7.8295e-06 | 347.8736 | 0 | 341.79 | -0.0010624 | 347.8736 | 0 | 399.4602 | 0.00178 | 347.8736 | 0 | 341.79 | 0.00064304 | 347.8736 | 0 | 341.79 | -0.00018422 | 347.8736 | 0 | 398.6817 | 9.4389e-06 | 347.8736 | 0 | 398.6817 | 5.6661e-06 | 347.8736 | 0 | 347.2907 | 0 | 609.5657 | 0.00505 | 347.2907 | 0 | 608.682 | 3.0002e-05 | 609.5657 | 0.00211 | 347.2907 | 0 | 347.8736 | 6.3225e-06
| 399.573 | 0 | 348.0876 | 0.0026063 | 347.5045 | 0.0019092 | 399.573 | 0.10168 | 348.0876 | 0.00093826 | 347.5045 | 0.0016141 | 347.5045 | 0 | 398.7944 | 7.0903e-06 | 348.0876 | 0 | 342 | 0.00015177 | 348.0876 | 0 | 399.573 | 0.0011 | 348.0876 | 0 | 342 | -0.0010036 | 348.0876 | 1.4075e-05 | 342 | -0.0010945 | 348.0876 | 0 | 398.7944 | 8.8065e-06 | 348.0876 | 0 | 398.7944 | 3.9531e-06 | 348.0876 | 9.8858e-05 | 347.5045 | 0 | 609.7251 | 0.00622 | 347.5045 | 0 | 608.8419 | 6.6672e-06 | 609.7251 | 0.00194 | 347.5045 | 0 | 348.0876 | 2.1796e-05
| 399.6858 | 0 | 348.3017 | 0.00077241 | 347.7183 | 0.0009843 | 399.6858 | 0.10175 | 348.3017 | -0.00025143 | 347.7183 | -0.0004494 | 347.7183 | 0 | 398.9071 | 8.244e-06 | 348.3017 | 0 | 342.22 | -0.00086005 | 348.3017 | 0 | 399.6858 | 0.00431 | 348.3017 | 0 | 342.22 | -0.0015202 | 348.3017 | 0 | 342.22 | -0.0024274 | 348.3017 | 0 | 398.9071 | 1.0423e-05 | 348.3017 | 0 | 398.9071 | 3.5248e-06 | 348.3017 | 0 | 347.7183 | 0 | 609.8845 | 0.00352 | 347.7183 | 0 | 609.0017 | 1.0001e-05 | 609.8845 | 0.00201 | 347.7183 | 0 | 348.3017 | 6.6229e-06
| 399.7986 | 0.00026995 | 348.5158 | 0.002157 | 347.9321 | -0.00035588 | 399.7986 | 0.09912 | 348.5158 | 0.00020298 | 347.9321 | 0.00053549 | 347.9321 | 0 | 399.0199 | 8.5016e-06 | 348.5158 | 0 | 342.43 | 0.0012648 | 348.5158 | 0 | 399.7986 | 0.00357 | 348.5158 | 0 | 342.43 | 0.00073989 | 348.5158 | 1.1226e-05 | 342.43 | -8.6692e-05 | 348.5158 | 0 | 399.0199 | 1.0797e-05 | 348.5158 | 0 | 399.0199 | 3.9531e-06 | 348.5158 | 0.00027025 | 347.9321 | 0 | 610.0438 | 0.00394 | 347.9321 | 0 | 609.1616 | 0 | 610.0438 | 0.00182 | 347.9321 | 0 | 348.5158 | 1.8722e-05
| 399.9114 | 0.00133 | 348.7299 | 0.0016073 | 348.1459 | 0.00077282 | 399.9114 | 0.09671 | 348.7299 | 0.000153 | 348.1459 | -0.00022793 | 348.1459 | 0 | 399.1326 | 8.8152e-06 | 348.7299 | 0 | 342.65 | -0.0013322 | 348.7299 | 0 | 399.9114 | 0.00218 | 348.7299 | 0 | 342.65 | 0.0010628 | 348.7299 | 0 | 342.65 | 7.5855e-05 | 348.7299 | 0 | 399.1326 | 1.1746e-05 | 348.7299 | 0 | 399.1326 | 7.1595e-06 | 348.7299 | 0 | 348.1459 | 0 | 610.2033 | 0.0039 | 348.1459 | 0 | 609.3214 | 1.0001e-05 | 610.2033 | 0.0019 | 348.1459 | 0 | 348.7299 | 8.724e-06
| 400.0242 | 0.00068386 | 348.9441 | 0.0024818 | 348.3598 | 0.0017913 | 400.0242 | 0.09724 | 348.9441 | 0.0010155 | 348.3598 | 0.0013391 | 348.3598 | 0 | 399.2453 | 7.8295e-06 | 348.9441 | 0 | 342.86 | -0.0021754 | 348.9441 | 0 | 400.0242 | 0.00158 | 348.9441 | 0 | 342.86 | 0.0010305 | 348.9441 | 3.5071e-06 | 342.86 | 0.00014088 | 348.9441 | 0 | 399.2453 | 1.006e-05 | 348.9441 | 0 | 399.2453 | 7.9172e-06 | 348.9441 | 0.00022639 | 348.3598 | 0 | 610.3627 | 0.00541 | 348.3598 | 0 | 609.4813 | 6.6672e-06 | 610.3627 | 0.00177 | 348.3598 | 0 | 348.9441 | 2.2022e-05
| 400.137 | 0 | 349.1582 | 0.0017907 | 348.5736 | 0.0021073 | 400.137 | 0.0948 | 349.1582 | -0.00040345 | 348.5736 | -0.00061568 | 348.5736 | 0 | 399.3581 | 8.6808e-06 | 349.1582 | 0 | 343.08 | -0.00038786 | 349.1582 | 0 | 400.137 | 0.00263 | 349.1582 | 0 | 343.08 | 0.00090132 | 349.1582 | 0 | 343.08 | 0.00088859 | 349.1582 | 0 | 399.3581 | 1.0001e-05 | 349.1582 | 0 | 399.3581 | 6.7313e-06 | 349.1582 | 0 | 348.5736 | 0 | 610.5221 | 0.00339 | 348.5736 | 0 | 609.6412 | 3.0002e-05 | 610.5221 | 0.00192 | 348.5736 | 0 | 349.1582 | 6.149e-06
| 400.2498 | 0.00064787 | 349.3723 | 0.0021248 | 348.7875 | 0.0014459 | 400.2498 | 0.08989 | 349.3723 | 0.00085776 | 348.7875 | 0.0013434 | 348.7875 | 0 | 399.4708 | 8.468e-06 | 349.3724 | 0 | 343.29 | 0.00028669 | 349.3724 | 0 | 400.2498 | 0.00303 | 349.3724 | 0 | 343.29 | 0.0013211 | 349.3723 | 1.2748e-05 | 343.29 | 0.00066102 | 349.3724 | 0 | 399.4708 | 7.9633e-06 | 349.3724 | 0 | 399.4708 | 5.5563e-06 | 349.3723 | 0.00036189 | 348.7875 | 0 | 610.6815 | 0.00548 | 348.7875 | 0 | 609.8011 | 6.6672e-06 | 610.6815 | 0.00181 | 348.7875 | 0 | 349.3723 | 2.019e-05
| 400.3626 | 0.000554 | 349.5865 | 0.001752 | 349.0014 | 0.00145 | 400.3626 | 0.09038 | 349.5865 | -0.00032899 | 349.0014 | -0.00041489 | 349.0014 | 0 | 399.5836 | 9.7001e-06 | 349.5865 | 0 | 343.5 | -0.00038786 | 349.5865 | 0 | 400.3626 | 0.00281 | 349.5865 | 0 | 343.5 | 2.9596e-05 | 349.5865 | 0 | 343.5 | 0.00088859 | 349.5865 | 0 | 399.5836 | 8.3381e-06 | 349.5865 | 0 | 399.5836 | 8.5541e-06 | 349.5865 | 0 | 349.0014 | 0 | 610.8409 | 0.00357 | 349.0014 | 0 | 609.961 | 1.0001e-05 | 610.8409 | 0.00188 | 349.0014 | 0 | 349.5865 | 4.6446e-06
| 400.4754 | 0.00066587 | 349.8007 | 0.0025513 | 349.2153 | 0.00176 | 400.4754 | 0.08861 | 349.8007 | 0.00097278 | 349.2153 | 0.00089662 | 349.2153 | 0 | 399.6964 | 8.3224e-06 | 349.8007 | 0 | 343.72 | 0.00032042 | 349.8007 | 0 | 400.4754 | 0.00314 | 349.8007 | 0 | 343.72 | -0.0010681 | 349.8007 | 3.0671e-06 | 343.72 | 0.0013763 | 349.8007 | 0 | 399.6964 | 8.3381e-06 | 349.8007 | 0 | 399.6964 | 9.3008e-06 | 349.8007 | 0.00021921 | 349.2153 | 0 | 611.0004 | 0.00598 | 349.2153 | 0 | 610.1209 | 0 | 611.0004 | 0.00174 | 349.2153 | 0 | 349.8007 | 1.9559e-05
| 400.5882 | 0.00037433 | 350.0149 | 0.0020352 | 349.4292 | 0.00063035 | 400.5882 | 0.08904 | 350.0149 | -0.0002089 | 349.4292 | 8.4181e-05 | 349.4292 | 0 | 399.8091 | 8.3224e-06 | 350.0149 | 0 | 343.93 | -0.0026139 | 350.0149 | 0 | 400.5882 | 0.00255 | 350.0149 | 0 | 343.93 | -0.0022305 | 350.0149 | 0 | 343.93 | -0.0017121 | 350.0149 | 0 | 399.8091 | 9.111e-06 | 350.0149 | 0 | 399.8091 | 7.3791e-06 | 350.0149 | 0 | 349.4292 | 0 | 611.1598 | 0.00373 | 349.4292 | 0 | 610.2808 | 0 | 611.1598 | 0.00188 | 349.4292 | 0 | 350.0149 | 7.3372e-06
| 400.7011 | 0 | 350.2291 | 0.0026814 | 349.6432 | 0.001056 | 400.7011 | 0.08454 | 350.2291 | 0.00064275 | 349.6432 | 0.0012587 | 349.6432 | 0 | 399.9219 | 7.5159e-06 | 350.2291 | 0 | 344.15 | 0.00062396 | 350.2291 | 0 | 400.7011 | 0.00181 | 350.2291 | 0 | 344.15 | -0.0023919 | 350.2291 | 8.3233e-06 | 344.15 | -0.0014521 | 350.2291 | 0 | 399.9219 | 9.2398e-06 | 350.2291 | 0 | 399.9219 | 4.0629e-06 | 350.2291 | 0.00046857 | 349.6432 | 0 | 611.3193 | 0.00427 | 349.6432 | 0 | 610.4407 | 6.6672e-06 | 611.3193 | 0.0019 | 349.6432 | 0 | 350.2291 | 1.8658e-05
| 400.8139 | 0 | 350.4434 | 0.0019597 | 349.8571 | 0.0022839 | 400.8139 | 0.08344 | 350.4434 | -2.9827e-05 | 349.8571 | 0.00015104 | 349.8571 | 0 | 400.0347 | 8.0872e-06 | 350.4434 | 0 | 344.36 | -0.0022092 | 350.4434 | 0 | 400.8139 | 0.00229 | 350.4434 | 0 | 344.36 | -0.0011973 | 350.4434 | 0 | 344.36 | -0.0020698 | 350.4434 | 0 | 400.0347 | 9.7317e-06 | 350.4434 | 0 | 400.0347 | 3.3162e-06 | 350.4434 | 0 | 349.8571 | 0 | 611.4787 | 0.00464 | 349.8571 | 0 | 610.6006 | 0 | 611.4787 | 0.00201 | 349.8571 | 0 | 350.4434 | 8.0525e-06
| 400.9267 | 0 | 350.6576 | 0.0031957 | 350.0711 | 0.0010691 | 400.9267 | 0.08084 | 350.6576 | 0.00076539 | 350.0711 | 0.0012238 | 350.0711 | 0 | 400.1475 | 7.3815e-06 | 350.6576 | 0 | 344.58 | 0.0019731 | 350.6576 | 0 | 400.9267 | 0.0024 | 350.6576 | 0 | 344.58 | -0.0010036 | 350.6576 | 1.0839e-05 | 344.58 | -0.00037928 | 350.6576 | 0 | 400.1475 | 1.0446e-05 | 350.6576 | 0 | 400.1475 | 3.6347e-06 | 350.6576 | 0.00026127 | 350.0711 | 0 | 611.6382 | 0.00397 | 350.0711 | 0 | 610.7605 | 0 | 611.6382 | 0.00194 | 350.0711 | 0 | 350.6576 | 1.9354e-05
| 401.0395 | 0 | 350.8719 | 0.0029433 | 350.2851 | 0.0016907 | 401.0395 | 0.08025 | 350.8719 | 0.00029625 | 350.2851 | -0.0003358 | 350.2851 | 0 | 400.2603 | 8.0872e-06 | 350.8719 | 0 | 344.79 | -0.0029512 | 350.8719 | 0 | 401.0395 | 0.00218 | 350.8719 | 0 | 344.79 | -0.00093899 | 350.8719 | 0 | 344.79 | -0.0010945 | 350.8719 | 0 | 400.2603 | 9.7668e-06 | 350.8719 | 0 | 400.2603 | 2.9978e-06 | 350.8719 | 0 | 350.2851 | 0 | 611.7977 | 0.00338 | 350.2851 | 0 | 610.9204 | 0 | 611.7977 | 0.00201 | 350.2851 | 0 | 350.8719 | 8.4689e-06
| 401.1523 | 0.00035993 | 351.0862 | 0.0030057 | 350.4991 | 0.0027496 | 401.1523 | 0.07531 | 351.0862 | 0.00082551 | 350.4991 | 0.00088309 | 350.4991 | 0 | 400.3731 | 9.4649e-06 | 351.0862 | 0 | 345 | 5.0592e-05 | 351.0862 | 0 | 401.1523 | 0.00235 | 351.0862 | 0 | 345 | -0.0015847 | 351.0862 | 0 | 345 | 0.0012462 | 351.0862 | 0 | 400.3731 | 9.6263e-06 | 351.0862 | 0 | 400.3731 | 2.6684e-06 | 351.0861 | 0.00034976 | 350.4991 | 0 | 611.9572 | 0.00468 | 350.4991 | 0 | 611.0804 | 6.6672e-06 | 611.9572 | 0.00191 | 350.4991 | 0 | 351.0862 | 1.7447e-05
| 401.2651 | 0 | 351.3004 | 0.0029416 | 350.7131 | 0.0020026 | 401.2651 | 0.07449 | 351.3004 | 0.00032522 | 350.7131 | -0.00052948 | 350.7131 | 0 | 400.4859 | 1.0451e-05 | 351.3005 | 0 | 345.22 | 0.00079259 | 351.3005 | 0 | 401.2651 | 0.00164 | 351.3005 | 0 | 345.22 | -0.0013264 | 351.3004 | 0 | 345.22 | 0.00014088 | 351.3005 | 0 | 400.4859 | 8.7714e-06 | 351.3005 | 0 | 400.4859 | 3.2064e-06 | 351.3005 | 0 | 350.7131 | 0 | 612.1167 | 0.00281 | 350.7131 | 0 | 611.2403 | 3.0002e-05 | 612.1167 | 0.00202 | 350.7131 | 0 | 351.3004 | 9.5057e-06
| 401.3779 | 0.00028795 | 351.5148 | 0.003304 | 350.9272 | 0.0042088 | 401.3779 | 0.07119 | 351.5148 | 0.00043413 | 350.9272 | 0.00084239 | 350.9272 | 0 | 400.5987 | 9.0505e-06 | 351.5148 | 0 | 345.43 | -0.00035414 | 351.5148 | 0 | 401.3779 | 0.00311 | 351.5148 | 0 | 345.43 | -0.0023273 | 351.5148 | 1.057e-05 | 345.43 | 0.00030341 | 351.5148 | 0 | 400.5987 | 8.3732e-06 | 351.5148 | 0 | 400.5987 | 7.4889e-06 | 351.5148 | 0.00028922 | 350.9272 | 0 | 612.2762 | 0.00376 | 350.9272 | 0 | 611.4003 | 6.6672e-06 | 612.2762 | 0.00188 | 350.9272 | 0 | 351.5148 | 1.9643e-05
| 401.4907 | 0 | 351.7291 | 0.0028993 | 351.1412 | 0.0039267 | 401.4907 | 0.0695 | 351.7291 | -0.00066738 | 351.1412 | 0.00030263 | 351.1412 | 0 | 400.7115 | 8.0648e-06 | 351.7291 | 0 | 345.65 | 0.0005565 | 351.7291 | 0 | 401.4907 | 0.00249 | 351.7291 | 0 | 345.65 | -0.0012619 | 351.7291 | 0 | 345.65 | -0.00024923 | 351.7291 | 0 | 400.7115 | 8.5372e-06 | 351.7291 | 0 | 400.7115 | 8.9823e-06 | 351.7291 | 0 | 351.1412 | 0 | 612.4357 | 0.00375 | 351.1412 | 0 | 611.5602 | 0 | 612.4357 | 0.00202 | 351.1412 | 0 | 351.7291 | 1.0303e-05
| 401.6035 | 0.00034194 | 351.9434 | 0.0038409 | 351.3553 | 0.0051007 | 401.6035 | 0.06716 | 351.9434 | 0.00051823 | 351.3553 | 0.0010428 | 351.3553 | 0 | 400.8243 | 7.4039e-06 | 351.9434 | 0 | 345.86 | 0.00099496 | 351.9434 | 0 | 401.6035 | 0.00215 | 351.9434 | 0 | 345.86 | -0.00019641 | 351.9434 | 1.216e-05 | 345.86 | -0.0021023 | 351.9434 | 0 | 400.8243 | 8.6426e-06 | 351.9434 | 0 | 400.8243 | 9.5204e-06 | 351.9434 | 0.00016481 | 351.3553 | 0 | 612.5952 | 0.00534 | 351.3553 | 0 | 611.7202 | 6.6672e-06 | 612.5952 | 0.00185 | 351.3553 | 0 | 351.9434 | 1.9379e-05
| 401.7163 | 0 | 352.1578 | 0.0030541 | 351.5694 | 0.0044122 | 401.7163 | 0.06728 | 352.1578 | 0.00034102 | 351.5694 | -0.00010138 | 351.5694 | 0 | 400.9371 | 7.7735e-06 | 352.1578 | 0 | 346.08 | -0.0015684 | 352.1578 | 0 | 401.7163 | 0.00221 | 352.1578 | 0 | 346.08 | -2.6905e-06 | 352.1578 | 0 | 346.08 | 0.00069354 | 352.1578 | 0 | 400.9371 | 1.0469e-05 | 352.1578 | 0 | 400.9371 | 4.6998e-06 | 352.1578 | 0 | 351.5694 | 0 | 612.7547 | 0.0035 | 351.5694 | 0 | 611.8801 | 1.0001e-05 | 612.7547 | 0.00197 | 351.5694 | 0 | 352.1578 | 5.9949e-06
| 401.8291 | 0.00057588 | 352.3721 | 0.0042447 | 351.7835 | 0.0061463 | 401.8291 | 0.06356 | 352.3721 | 0.00058569 | 351.7835 | 0.00069187 | 351.7835 | 0 | 401.0499 | 6.7318e-06 | 352.3721 | 0 | 346.29 | -0.00038786 | 352.3721 | 0 | 401.8291 | 0.00238 | 352.3721 | 0 | 346.29 | -0.00080984 | 352.3721 | 6.233e-06 | 346.29 | 0.00079106 | 352.3721 | 0 | 401.0499 | 9.6263e-06 | 352.3721 | 0 | 401.0499 | 3.5248e-06 | 352.3721 | 0.00030612 | 351.7835 | 0 | 612.9142 | 0.00575 | 351.7835 | 0 | 612.0401 | 6.6672e-06 | 612.9142 | 0.00181 | 351.7835 | 0 | 352.3721 | 1.9611e-05
| 401.9419 | 0 | 352.5865 | 0.0039713 | 351.9976 | 0.0063883 | 401.9419 | 0.06284 | 352.5865 | 0.00014055 | 351.9976 | -0.00026148 | 351.9976 | 0 | 401.1628 | 7.5607e-06 | 352.5865 | 0 | 346.51 | -0.00089378 | 352.5865 | 0 | 401.9419 | 0.00093192 | 352.5865 | 0 | 346.51 | -0.0010358 | 352.5865 | 0 | 346.51 | -0.00076939 | 352.5865 | 0 | 401.1628 | 1.006e-05 | 352.5865 | 0 | 401.1628 | 2.0315e-06 | 352.5865 | 0 | 351.9976 | 0 | 613.0738 | 0.00447 | 351.9976 | 0 | 612.2001 | 3.0002e-05 | 613.0738 | 0.00195 | 351.9976 | 0 | 352.5865 | 7.371e-06
| 402.0547 | 0.00044991 | 352.8009 | 0.0046812 | 352.2117 | 0.0083898 | 402.0547 | 0.0588 | 352.8009 | 0.00063048 | 352.2117 | 0.001101 | 352.2117 | 0 | 401.2756 | 6.7766e-06 | 352.8009 | 0 | 346.72 | -0.0005565 | 352.8009 | 0 | 402.0547 | 0.00138 | 352.8009 | 0 | 346.72 | 0.0014502 | 352.8009 | 1.1558e-05 | 346.72 | -0.00021673 | 352.8009 | 0 | 401.2756 | 8.3732e-06 | 352.8009 | 0 | 401.2756 | 2.9978e-06 | 352.8009 | 0.00035604 | 352.2117 | 0 | 613.2333 | 0.00418 | 352.2117 | 0 | 612.3601 | 6.6672e-06 | 613.2333 | 0.00187 | 352.2117 | 0 | 352.8009 | 1.8876e-05
| 402.1675 | 0.00026652 | 353.0153 | 0.0045546 | 352.4259 | 0.0079318 | 402.1675 | 0.05738 | 353.0153 | 0.00017431 | 352.4259 | -0.00021995 | 352.4259 | 0 | 401.3884 | 8.3672e-06 | 353.0153 | 0 | 346.94 | -0.0011299 | 353.0153 | 0 | 402.1675 | 0.00374 | 353.0153 | 0 | 346.94 | -0.0018108 | 353.0153 | 0 | 346.94 | -0.0021998 | 353.0153 | 0 | 401.3884 | 9.0759e-06 | 353.0153 | 0 | 401.3884 | 3.0966e-06 | 353.0153 | 0 | 352.4259 | 0 | 613.3928 | 0.00292 | 352.4259 | 0 | 612.5201 | 1.0001e-05 | 613.3928 | 0.00206 | 352.4259 | 0 | 353.0153 | 6.7671e-06
| 402.2803 | 0 | 353.2298 | 0.0065807 | 352.6401 | 0.010241 | 402.2803 | 0.05602 | 353.2298 | 0.00013693 | 352.6401 | 0.0013725 | 352.6401 | 0 | 401.5013 | 8.0648e-06 | 353.2298 | 0 | 347.15 | -0.00021923 | 353.2298 | 0 | 402.2803 | 0.00368 | 353.2298 | 0 | 347.15 | -0.00061613 | 353.2298 | 1.4286e-05 | 347.15 | 0.0022864 | 353.2298 | 0 | 401.5013 | 8.7831e-06 | 353.2298 | 0 | 401.5013 | 4.2825e-06 | 353.2298 | 0.00032751 | 352.64 | 0 | 613.5524 | 0.00432 | 352.6401 | 0 | 612.6801 | 0 | 613.5524 | 0.00196 | 352.64 | 0 | 353.2298 | 2.0498e-05
| 402.3931 | 0 | 353.4442 | 0.0049252 | 352.8542 | 0.010264 | 402.3931 | 0.05285 | 353.4442 | 0.0002676 | 352.8542 | 0.00051068 | 352.8542 | 0 | 401.6141 | 9.1289e-06 | 353.4442 | 0 | 347.36 | -0.00069142 | 353.4442 | 0 | 402.3931 | 0.00227 | 353.4442 | 0 | 347.36 | 0.00041703 | 353.4442 | 0 | 347.36 | -0.0023624 | 353.4442 | 0 | 401.6141 | 1.0938e-05 | 353.4442 | 0 | 401.6141 | 3.9531e-06 | 353.4442 | 0 | 352.8542 | 0 | 613.712 | 0.0057 | 352.8542 | 0 | 612.8401 | 1.0001e-05 | 613.712 | 0.00207 | 352.8542 | 0 | 353.4442 | 9.781e-06
| 402.5059 | 0 | 353.6587 | 0.0073489 | 353.0684 | 0.011884 | 402.5059 | 0.05273 | 353.6587 | 0.00050239 | 353.0684 | 0.001808 | 353.0684 | 0 | 401.727 | 8.4008e-06 | 353.6587 | 0 | 347.58 | 0.0010961 | 353.6587 | 0 | 402.5059 | 0.00218 | 353.6587 | 0 | 347.58 | -3.4977e-05 | 353.6587 | 1.1958e-05 | 347.58 | -0.0016147 | 353.6587 | 0 | 401.727 | 1.0493e-05 | 353.6587 | 0 | 401.727 | 5.5563e-06 | 353.6587 | 0.00033288 | 353.0684 | 0 | 613.8715 | 0.00513 | 353.0684 | 0 | 613.0001 | 6.6672e-06 | 613.8715 | 0.00185 | 353.0684 | 0 | 353.6587 | 2.0094e-05
| 402.6186 | 0.0007157 | 353.8731 | 0.0064217 | 353.2826 | 0.011592 | 402.6186 | 0.05037 | 353.8731 | -8.2912e-05 | 353.2826 | -0.00033874 | 353.2826 | 0 | 401.8399 | 8.1096e-06 | 353.8731 | 0 | 347.79 | -0.00069142 | 353.8731 | 0 | 402.6186 | 0.00386 | 353.8731 | 0 | 347.79 | -0.0010036 | 353.8731 | 0 | 347.79 | -0.0026549 | 353.8731 | 0 | 401.8399 | 1.0657e-05 | 353.8731 | 0 | 401.8399 | 4.8096e-06 | 353.8731 | 0 | 353.2826 | 0 | 614.0311 | 0.00485 | 353.2826 | 0 | 613.1601 | 3.0002e-05 | 614.0311 | 0.00203 | 353.2826 | 0 | 353.8731 | 8.0659e-06
| 402.7314 | 0 | 354.0876 | 0.0087588 | 353.4969 | 0.01373 | 402.7314 | 0.04625 | 354.0876 | 0.00068104 | 353.4969 | 0.0016159 | 353.4969 | 0 | 401.9527 | 6.911e-06 | 354.0876 | 0 | 348.01 | 0.003457 | 354.0876 | 0 | 402.7314 | 0.0034 | 354.0876 | 0 | 348.01 | 0.00015874 | 354.0876 | 7.3631e-06 | 348.01 | 0.0011812 | 354.0876 | 0 | 401.9527 | 9.5443e-06 | 354.0876 | 0 | 401.9527 | 3.8543e-06 | 354.0876 | 0.00033222 | 353.4969 | 0 | 614.1907 | 0.00494 | 353.4969 | 0 | 613.3201 | 6.6672e-06 | 614.1907 | 0.00191 | 353.4969 | 0 | 354.0876 | 1.8685e-05
| 402.8442 | 0 | 354.3021 | 0.0083923 | 353.7111 | 0.011644 | 402.8442 | 0.04734 | 354.3021 | -4.1313e-05 | 353.7111 | 0.00019126 | 353.7111 | 0 | 402.0656 | 7.7959e-06 | 354.3021 | 0 | 348.22 | -0.00045532 | 354.3021 | 0 | 402.8442 | 0.00459 | 354.3021 | 0 | 348.22 | -0.0022627 | 354.3021 | 0 | 348.22 | -0.0024598 | 354.3021 | 0 | 402.0656 | 9.9307e-06 | 354.3021 | 0 | 402.0656 | 3.2064e-06 | 354.3021 | 0 | 353.7111 | 0 | 614.3503 | 0.00424 | 353.7111 | 0 | 613.4802 | 1.0001e-05 | 614.3503 | 0.00193 | 353.7111 | 0 | 354.3021 | 1.1499e-05
| 402.957 | 0.00104 | 354.5166 | 0.010902 | 353.9254 | 0.014187 | 402.957 | 0.04415 | 354.5166 | 0.0007047 | 353.9254 | 0.00073132 | 353.9254 | 0 | 402.1785 | 8.0872e-06 | 354.5166 | 0 | 348.44 | -0.00021923 | 354.5166 | 0 | 402.957 | 0.00257 | 354.5166 | 0 | 348.44 | -0.002069 | 354.5166 | 1.7764e-06 | 348.44 | -8.6692e-05 | 354.5166 | 0 | 402.1785 | 9.193e-06 | 354.5166 | 0 | 402.1785 | 4.2825e-06 | 354.5166 | 0.0002125 | 353.9254 | 0 | 614.5099 | 0.00475 | 353.9254 | 0 | 613.6402 | 0 | 614.5099 | 0.00172 | 353.9254 | 0 | 354.5166 | 2.1193e-05
| 403.0698 | 0 | 354.7312 | 0.01103 | 354.1397 | 0.017008 | 403.0698 | 0.04423 | 354.7312 | -7.5099e-05 | 354.1397 | 1.9625e-05 | 354.1397 | 0 | 402.2914 | 9.5769e-06 | 354.7312 | 0 | 348.65 | -0.002108 | 354.7312 | 0 | 403.0698 | 0.00465 | 354.7312 | 0 | 348.65 | -0.0023273 | 354.7312 | 0 | 348.65 | -0.0013546 | 354.7312 | 0 | 402.2914 | 8.3147e-06 | 354.7312 | 0 | 402.2914 | 4.3814e-06 | 354.7312 | 0 | 354.1397 | 0 | 614.6695 | 0.0045 | 354.1397 | 0 | 613.8002 | 3.0002e-05 | 614.6695 | 0.00187 | 354.1397 | 0 | 354.7312 | 8.1763e-06
| 403.1826 | 0 | 354.9457 | 0.014303 | 354.354 | 0.019624 | 403.1826 | 0.04086 | 354.9457 | 0.0012399 | 354.354 | 0.0011432 | 354.354 | 0 | 402.4042 | 8.6248e-06 | 354.9457 | 0 | 348.87 | 0.00021923 | 354.9457 | 0 | 403.1826 | 0.00195 | 354.9457 | 0 | 348.87 | -0.00013183 | 354.9457 | 6.0729e-06 | 348.87 | 0.00079106 | 354.9457 | 0 | 402.4042 | 7.3075e-06 | 354.9457 | 0 | 402.4042 | 4.6998e-06 | 354.9457 | 0.00018091 | 354.354 | 0 | 614.8291 | 0.00438 | 354.354 | 0 | 613.9603 | 0 | 614.8291 | 0.00184 | 354.354 | 0 | 354.9457 | 1.7036e-05
| 403.2954 | 0.00075165 | 355.1602 | 0.015154 | 354.5683 | 0.019482 | 403.2954 | 0.0398 | 355.1602 | 0.00063508 | 354.5683 | -0.0003047 | 354.5683 | 0 | 402.5171 | 9.3081e-06 | 355.1603 | 0 | 349.08 | 0.00028669 | 355.1603 | 0 | 403.2954 | 0.00479 | 355.1603 | 0 | 349.08 | -0.0004547 | 355.1602 | 0 | 349.08 | -0.00070437 | 355.1603 | 0 | 402.5171 | 7.1084e-06 | 355.1603 | 0 | 402.5171 | 3.5248e-06 | 355.1603 | 0 | 354.5683 | 0 | 614.9887 | 0.0041 | 354.5683 | 0 | 614.1203 | 3.0002e-05 | 614.9887 | 0.00195 | 354.5683 | 0 | 355.1602 | 6.6918e-06
| 403.4082 | 0.00026995 | 355.3748 | 0.01913 | 354.7826 | 0.022218 | 403.4082 | 0.03615 | 355.3748 | 0.0010441 | 354.7826 | 0.00052461 | 354.7826 | 0 | 402.63 | 8.5016e-06 | 355.3748 | 0 | 349.3 | -0.0005565 | 355.3748 | 0 | 403.4082 | 0.00516 | 355.3748 | 0 | 349.3 | -0.00087442 | 355.3748 | 8.3372e-06 | 349.3 | 0.00082357 | 355.3748 | 0 | 402.63 | 7.0382e-06 | 355.3748 | 0 | 402.63 | 3.6347e-06 | 355.3748 | 0.00018956 | 354.7826 | 0 | 615.1484 | 0.00522 | 354.7826 | 0 | 614.2804 | 4.667e-05 | 615.1484 | 0.00175 | 354.7826 | 0 | 355.3748 | 1.9142e-05
| 403.521 | 0.00032042 | 355.5894 | 0.020021 | 354.9969 | 0.024635 | 403.521 | 0.03661 | 355.5894 | -0.0002616 | 354.9969 | 0.0001044 | 354.9969 | 0 | 402.7429 | 9.9129e-06 | 355.5894 | 0 | 349.51 | -0.001366 | 355.5894 | 0 | 403.521 | 0.00184 | 355.5894 | 0 | 349.51 | 9.4169e-05 | 355.5894 | 0 | 349.51 | -0.0023624 | 355.5894 | 0 | 402.7429 | 7.6823e-06 | 355.5894 | 0 | 402.7429 | 4.8096e-06 | 355.5894 | 0 | 354.9969 | 0 | 615.308 | 0.00352 | 354.9969 | 0 | 614.4405 | 3.0002e-05 | 615.308 | 0.0019 | 354.9969 | 0 | 355.5894 | 8.4176e-06
| 403.6338 | 0 | 355.804 | 0.023884 | 355.2113 | 0.026882 | 403.6338 | 0.03379 | 355.804 | 0.00040988 | 355.2113 | 0.0014537 | 355.2113 | 0 | 402.8558 | 9.6777e-06 | 355.804 | 0 | 349.73 | -0.00038786 | 355.804 | 0 | 403.6338 | 0.00397 | 355.804 | 0 | 349.73 | -0.0009067 | 355.804 | 5.3348e-06 | 349.73 | 0.00066102 | 355.804 | 0 | 402.8558 | 8.2327e-06 | 355.804 | 0 | 402.8558 | 5.0292e-06 | 355.804 | 0.00030688 | 355.2113 | 0 | 615.4676 | 0.00487 | 355.2113 | 0 | 614.6005 | 0 | 615.4676 | 0.0018 | 355.2113 | 0 | 355.804 | 2.2675e-05
| 403.7466 | 0 | 356.0186 | 0.026625 | 355.4257 | 0.02826 | 403.7466 | 0.03159 | 356.0186 | 0.00053904 | 355.4257 | -0.00042403 | 355.4257 | 0 | 402.9688 | 1.007e-05 | 356.0186 | 0 | 349.94 | -0.0018719 | 356.0186 | 0 | 403.7466 | 0.003 | 356.0186 | 0 | 349.94 | -0.00051927 | 356.0186 | 0 | 349.94 | -0.0018747 | 356.0186 | 0 | 402.9688 | 9.5092e-06 | 356.0186 | 0 | 402.9688 | 5.2379e-06 | 356.0186 | 0 | 355.4257 | 0 | 615.6273 | 0.00404 | 355.4257 | 0 | 614.7606 | 1.0001e-05 | 615.6273 | 0.00188 | 355.4257 | 0 | 356.0186 | 8.5054e-06
| 403.8594 | 7.1987e-05 | 356.2333 | 0.030241 | 355.64 | 0.030795 | 403.8594 | 0.03106 | 356.2333 | 0.0003298 | 355.64 | 0.00071565 | 355.64 | 0 | 403.0817 | 8.7368e-06 | 356.2333 | 0 | 350.16 | 0.0011299 | 356.2333 | 0 | 403.8594 | 0.00249 | 356.2333 | 0 | 350.16 | 0.00028789 | 356.2333 | 2.6275e-06 | 350.16 | 0.00085607 | 356.2333 | 0 | 403.0817 | 9.0524e-06 | 356.2333 | 0 | 403.0817 | 3.7445e-06 | 356.2333 | 0.00010407 | 355.64 | 0 | 615.7869 | 0.00622 | 355.64 | 0 | 614.9207 | 6.6672e-06 | 615.7869 | 0.00177 | 355.64 | 0 | 356.2333 | 1.8619e-05
| 403.9721 | 0.00023058 | 356.4479 | 0.033635 | 355.8545 | 0.034169 | 403.9721 | 0.03087 | 356.4479 | 0.00041848 | 355.8545 | 0.00012165 | 355.8545 | 0 | 403.1946 | 9.1289e-06 | 356.4479 | 0 | 350.37 | 0.00099496 | 356.4479 | 0 | 403.9721 | 0.00346 | 356.4479 | 0 | 350.37 | 0.00035245 | 356.4479 | 0 | 350.37 | 0.0019289 | 356.4479 | 0 | 403.1946 | 8.8065e-06 | 356.4479 | 0 | 403.1946 | 3.3162e-06 | 356.4479 | 0 | 355.8544 | 0 | 615.9466 | 0.00371 | 355.8545 | 0 | 615.0808 | 3.0002e-05 | 615.9466 | 0.00194 | 355.8544 | 0 | 356.4479 | 9.2084e-06
| 404.0849 | 5.399e-05 | 356.6626 | 0.038598 | 356.0689 | 0.038106 | 404.0849 | 0.0293 | 356.6626 | 0.00063855 | 356.0689 | 0.0022956 | 356.0689 | 0 | 403.3075 | 9.4873e-06 | 356.6626 | 0 | 350.59 | -0.0011299 | 356.6626 | 0 | 404.0849 | 0.0036 | 356.6626 | 0 | 350.59 | 0.00061074 | 356.6626 | 1.289e-05 | 350.59 | -0.00089942 | 356.6626 | 0 | 403.3075 | 7.612e-06 | 356.6626 | 0 | 403.3075 | 4.8096e-06 | 356.6626 | 0.00034681 | 356.0689 | 0 | 616.1063 | 0.00515 | 356.0689 | 0 | 615.2409 | 2.6669e-05 | 616.1063 | 0.00189 | 356.0689 | 0 | 356.6626 | 1.9937e-05
| 404.1977 | 0 | 356.8773 | 0.042368 | 356.2833 | 0.039799 | 404.1977 | 0.02762 | 356.8773 | 0.00031138 | 356.2833 | 0.00033343 | 356.2833 | 0 | 403.4205 | 9.8793e-06 | 356.8773 | 0 | 350.8 | -0.00062396 | 356.8773 | 0 | 404.1977 | 0.00281 | 356.8773 | 0 | 350.8 | -0.002973 | 356.8773 | 0 | 350.8 | -0.001062 | 356.8773 | 0 | 403.4205 | 8.8065e-06 | 356.8773 | 0 | 403.4205 | 6.4128e-06 | 356.8773 | 0 | 356.2833 | 0 | 616.2659 | 0.00373 | 356.2833 | 0 | 615.401 | 0 | 616.2659 | 0.00211 | 356.2833 | 0 | 356.8773 | 9.928e-06
| 404.3105 | 0.00025195 | 357.092 | 0.047978 | 356.4978 | 0.042083 | 404.3105 | 0.0277 | 357.092 | 0.00069423 | 356.4978 | 0.00095828 | 356.4978 | 0 | 403.5334 | 8.8936e-06 | 357.092 | 0 | 351.01 | 0.00096123 | 357.092 | 0 | 404.3105 | 0.00084224 | 357.092 | 0 | 351.01 | 0.0013211 | 357.092 | 1.1956e-05 | 351.01 | 0.0023515 | 357.092 | 0 | 403.5334 | 8.6191e-06 | 357.092 | 0 | 403.5334 | 6.6324e-06 | 357.092 | 0.00039638 | 356.4978 | 0 | 616.4256 | 0.00475 | 356.4978 | 0 | 615.5611 | 2.6669e-05 | 616.4256 | 0.00198 | 356.4978 | 0 | 357.092 | 1.7247e-05
| 404.4233 | 0 | 357.3067 | 0.051387 | 356.7122 | 0.046505 | 404.4233 | 0.02611 | 357.3067 | -8.1579e-05 | 356.7122 | 0.00036558 | 356.7122 | 0 | 403.6463 | 7.7175e-06 | 357.3067 | 0 | 351.23 | -0.0029174 | 357.3067 | 0 | 404.4233 | 0.00201 | 357.3067 | 0 | 351.23 | -0.0024564 | 357.3067 | 0 | 351.23 | -0.0015822 | 357.3067 | 0 | 403.6463 | 8.502e-06 | 357.3067 | 0 | 403.6463 | 3.9531e-06 | 357.3067 | 0 | 356.7122 | 0 | 616.5853 | 0.00366 | 356.7122 | 0 | 615.7212 | 1.0001e-05 | 616.5853 | 0.0021 | 356.7122 | 0 | 357.3067 | 9.2074e-06
| 404.5361 | 0 | 357.5214 | 0.058517 | 356.9267 | 0.049814 | 404.5361 | 0.02532 | 357.5214 | 0.0011196 | 356.9267 | 0.001008 | 356.9267 | 0 | 403.7593 | 6.9671e-06 | 357.5214 | 0 | 351.44 | -0.00089378 | 357.5214 | 0 | 404.5361 | 0.00232 | 357.5214 | 0 | 351.44 | 0.0022251 | 357.5214 | 7.2255e-06 | 351.44 | -0.00067186 | 357.5214 | 0 | 403.7593 | 7.6354e-06 | 357.5214 | 0 | 403.7593 | 2.4597e-06 | 357.5214 | 0.00016363 | 356.9267 | 0 | 616.745 | 0.00468 | 356.9267 | 0 | 615.8814 | 2.6669e-05 | 616.745 | 0.00182 | 356.9267 | 0 | 357.5214 | 2.0407e-05
| 404.6489 | 0 | 357.7361 | 0.064943 | 357.1412 | 0.054787 | 404.6489 | 0.02428 | 357.7361 | 6.9818e-05 | 357.1412 | 0.00027625 | 357.1412 | 0 | 403.8722 | 5.9254e-06 | 357.7361 | 0 | 351.66 | -0.0020068 | 357.7361 | 0 | 404.6489 | 0.00309 | 357.7361 | 0 | 351.66 | -0.0016815 | 357.7361 | 0 | 351.66 | -0.00015171 | 357.7361 | 0 | 403.8722 | 8.9939e-06 | 357.7361 | 0 | 403.8722 | 2.6684e-06 | 357.7362 | 0 | 357.1412 | 0 | 616.9047 | 0.00338 | 357.1412 | 0 | 616.0415 | 1.0001e-05 | 616.9047 | 0.00188 | 357.1412 | 0 | 357.7361 | 6.7417e-06
| 404.7617 | 0 | 357.9509 | 0.070846 | 357.3557 | 0.059238 | 404.7617 | 0.02315 | 357.9509 | 0.0011174 | 357.3557 | 0.0015035 | 357.3557 | 0 | 403.9852 | 5.4437e-06 | 357.9509 | 0 | 351.87 | 0.0025127 | 357.9509 | 0 | 404.7617 | 0.00124 | 357.9509 | 0 | 351.87 | -0.0014556 | 357.9509 | 1.2082e-05 | 351.87 | -0.00099695 | 357.9509 | 0 | 403.9852 | 9.6028e-06 | 357.9509 | 0 | 403.9852 | 3.7445e-06 | 357.9509 | 0.000262 | 357.3557 | 0 | 617.0644 | 0.0071 | 357.3557 | 0 | 616.2016 | 2.6669e-05 | 617.0644 | 0.00179 | 357.3557 | 0 | 357.9509 | 1.8935e-05
| 404.8745 | 0.00048213 | 358.1656 | 0.07626 | 357.5703 | 0.064172 | 404.8745 | 0.02533 | 358.1656 | -0.00030199 | 357.5703 | -7.7946e-05 | 357.5703 | 0 | 404.0982 | 6.7766e-06 | 358.1657 | 0 | 352.09 | -0.00059023 | 358.1657 | 0 | 404.8745 | 0.00354 | 358.1657 | 0 | 352.09 | -0.0023919 | 358.1656 | 0 | 352.09 | -0.00093193 | 358.1657 | 0 | 404.0982 | 9.7317e-06 | 358.1657 | 0 | 404.0982 | 5.0292e-06 | 358.1657 | 0 | 357.5702 | 0 | 617.2242 | 0.00346 | 357.5703 | 0 | 616.3618 | 0 | 617.2242 | 0.00194 | 357.5702 | 0 | 358.1656 | 7.2687e-06
| 404.9872 | 0.00041391 | 358.3804 | 0.085396 | 357.7848 | 0.070309 | 404.9872 | 0.01987 | 358.3804 | 0.00067744 | 357.7848 | 0.0014291 | 357.7848 | 0 | 404.2111 | 8.2664e-06 | 358.3804 | 0 | 352.3 | 0.00025296 | 358.3804 | 0 | 404.9872 | 0.00402 | 358.3804 | 0 | 352.3 | 0.00032017 | 358.3804 | 7.6724e-06 | 352.3 | 7.5855e-05 | 358.3804 | 0 | 404.2111 | 8.9353e-06 | 358.3804 | 0 | 404.2111 | 4.9194e-06 | 358.3804 | 0.00032618 | 357.7848 | 0 | 617.3839 | 0.00485 | 357.7848 | 0 | 616.5219 | 6.6672e-06 | 617.3839 | 0.00182 | 357.7848 | 0 | 358.3804 | 1.9556e-05
| 405.1 | 0 | 358.5952 | 0.092956 | 357.9994 | 0.074853 | 405.1 | 0.02098 | 358.5952 | 6.6964e-05 | 357.9994 | 0.00023866 | 357.9994 | 0 | 404.3241 | 9.5209e-06 | 358.5952 | 0 | 352.52 | 0.0014672 | 358.5952 | 0 | 405.1 | 0.00193 | 358.5952 | 0 | 352.52 | -0.0021982 | 358.5952 | 0 | 352.52 | -0.001257 | 358.5952 | 0 | 404.3241 | 8.502e-06 | 358.5952 | 0 | 404.3241 | 6.9509e-06 | 358.5953 | 0 | 357.9994 | 0 | 617.5436 | 0.00334 | 357.9994 | 0 | 616.6821 | 1.0001e-05 | 617.5436 | 0.00188 | 357.9994 | 0 | 358.5952 | 7.4504e-06
| 405.2128 | 0.00079184 | 358.81 | 0.10153 | 358.2139 | 0.081928 | 405.2128 | 0.01987 | 358.81 | 0.00089363 | 358.2139 | 0.00076843 | 358.2139 | 0 | 404.4371 | 9.0281e-06 | 358.81 | 0 | 352.73 | 5.0592e-05 | 358.81 | 0 | 405.2128 | 0.00064351 | 358.81 | 0 | 352.73 | 0.00022331 | 358.81 | 4.4113e-06 | 352.73 | -0.001192 | 358.81 | 0 | 404.4371 | 8.3498e-06 | 358.81 | 0 | 404.4371 | 8.9823e-06 | 358.81 | 0.00024576 | 358.2139 | 0 | 617.7034 | 0.00561 | 358.2139 | 0 | 616.8422 | 2.6669e-05 | 617.7034 | 0.00179 | 358.2139 | 0 | 358.81 | 1.9141e-05
| 405.3256 | 0 | 359.0249 | 0.11194 | 358.4285 | 0.089218 | 405.3256 | 0.02086 | 359.0249 | 0.00028578 | 358.4285 | 0.00071127 | 358.4285 | 0 | 404.5501 | 9.1289e-06 | 359.0249 | 0 | 352.95 | 0.00099496 | 359.0249 | 0 | 405.3256 | 0.00255 | 359.0249 | 0 | 352.95 | -0.0025855 | 359.0249 | 0 | 352.95 | -0.0012895 | 359.0249 | 0 | 404.5501 | 6.8508e-06 | 359.0249 | 0 | 404.5501 | 8.8725e-06 | 359.0249 | 0 | 358.4285 | 0 | 617.8631 | 0.00343 | 358.4285 | 0 | 617.0024 | 0 | 617.8631 | 0.0019 | 358.4285 | 0 | 359.0249 | 1.0797e-05
| 405.4384 | 0 | 359.2397 | 0.12154 | 358.6431 | 0.098262 | 405.4384 | 0.02067 | 359.2397 | 0.00088263 | 358.6431 | 0.0025528 | 358.6431 | 0 | 404.6631 | 8.524e-06 | 359.2397 | 0 | 353.16 | -0.00035414 | 359.2397 | 0 | 405.4384 | 0.00368 | 359.2397 | 0 | 353.16 | 0.00090132 | 359.2397 | 1.3652e-05 | 353.16 | -0.00063934 | 359.2397 | 0 | 404.6631 | 7.4364e-06 | 359.2397 | 0 | 404.6631 | 6.314e-06 | 359.2397 | 0.00032991 | 358.6431 | 0 | 618.0229 | 0.00563 | 358.6431 | 0 | 617.1626 | 6.6672e-06 | 618.0229 | 0.00183 | 358.6431 | 0 | 359.2397 | 2.041e-05
| 405.5512 | 0 | 359.4546 | 0.13331 | 358.8578 | 0.10439 | 405.5512 | 0.0189 | 359.4546 | 0.00028778 | 358.8578 | 0.00055424 | 358.8578 | 0 | 404.776 | 7.9079e-06 | 359.4546 | 0 | 353.38 | -0.0019057 | 359.4546 | 0 | 405.5512 | 0.00286 | 359.4546 | 0 | 353.38 | 0.00028789 | 359.4546 | 0 | 353.38 | -0.0010295 | 359.4546 | 0 | 404.776 | 8.2561e-06 | 359.4546 | 0 | 404.776 | 2.6684e-06 | 359.4546 | 0 | 358.8578 | 0 | 618.1826 | 0.00353 | 358.8578 | 0 | 617.3228 | 3.0002e-05 | 618.1826 | 0.00193 | 358.8578 | 0 | 359.4546 | 7.9116e-06
| 405.6639 | 0 | 359.6694 | 0.14914 | 359.0724 | 0.11477 | 405.6639 | 0.01907 | 359.6694 | 0.00067914 | 359.0724 | 0.0024883 | 359.0724 | 0 | 404.889 | 6.8774e-06 | 359.6694 | 0 | 353.59 | 0.0020068 | 359.6694 | 0 | 405.6639 | 0.00303 | 359.6694 | 0 | 353.59 | 0.00061074 | 359.6694 | 3.751e-06 | 353.59 | -0.00054182 | 359.6694 | 0 | 404.889 | 8.7245e-06 | 359.6694 | 0 | 404.889 | 3.3162e-06 | 359.6694 | 0.00030231 | 359.0724 | 0 | 618.3424 | 0.00626 | 359.0724 | 0 | 617.4829 | 0 | 618.3424 | 0.00186 | 359.0724 | 0 | 359.6694 | 2.0821e-05
| 405.7767 | 0 | 359.8843 | 0.15947 | 359.2871 | 0.12447 | 405.7767 | 0.01833 | 359.8843 | 0.00062355 | 359.2871 | 0.00094617 | 359.2871 | 0 | 405.002 | 7.4263e-06 | 359.8843 | 0 | 353.81 | -0.0041991 | 359.8843 | 0 | 405.7767 | 0.00414 | 359.8843 | 0 | 353.81 | -0.00080984 | 359.8843 | 0 | 353.81 | 0.00088859 | 359.8843 | 0 | 405.002 | 9.4857e-06 | 359.8843 | 0 | 405.002 | 4.1727e-06 | 359.8843 | 0 | 359.2871 | 0 | 618.5022 | 0.00357 | 359.2871 | 0 | 617.6431 | 0 | 618.5022 | 0.00196 | 359.2871 | 0 | 359.8843 | 9.0166e-06
| 405.8895 | 0 | 360.0992 | 0.17615 | 359.5017 | 0.13646 | 405.8895 | 0.01423 | 360.0992 | 0.00072822 | 359.5017 | 0.0020072 | 359.5017 | 0 | 405.1151 | 7.0679e-06 | 360.0992 | 0 | 354.02 | -0.0001855 | 360.0992 | 0 | 405.8895 | 0.00277 | 360.0992 | 0 | 354.02 | -0.00077756 | 360.0992 | 1.3309e-05 | 354.02 | -0.00024923 | 360.0992 | 0 | 405.1151 | 7.8462e-06 | 360.0992 | 0 | 405.1151 | 4.3814e-06 | 360.0992 | 0.000193 | 359.5017 | 0 | 618.662 | 0.00445 | 359.5017 | 0 | 617.8033 | 0 | 618.662 | 0.00186 | 359.5017 | 0 | 360.0992 | 2.1471e-05
| 406.0023 | 0.00057197 | 360.3141 | 0.1933 | 359.7164 | 0.14532 | 406.0023 | 0.01627 | 360.3141 | 0.0006081 | 359.7164 | 0.00057389 | 359.7164 | 0 | 405.2281 | 7.3479e-06 | 360.3141 | 0 | 354.24 | -0.00069142 | 360.3141 | 0 | 406.0023 | 0.00408 | 360.3141 | 0 | 354.24 | -0.0026824 | 360.3141 | 0 | 354.24 | -0.0023624 | 360.3141 | 0 | 405.2281 | 7.9048e-06 | 360.3141 | 0 | 405.2281 | 4.0629e-06 | 360.3141 | 0 | 359.7164 | 0 | 618.8218 | 0.00484 | 359.7164 | 0 | 617.9635 | 1.0001e-05 | 618.8218 | 0.00198 | 359.7164 | 0 | 360.3141 | 0.0068161
| 406.1151 | 0.0004859 | 360.5291 | 0.2103 | 359.9311 | 0.16007 | 406.1151 | 0.01806 | 360.5291 | 0.0018766 | 359.9311 | 0.0026193 | 359.9311 | 0 | 405.3411 | 6.8886e-06 | 360.5291 | 0 | 354.45 | 0.00015177 | 360.5291 | 0 | 406.1151 | 0.00192 | 360.5291 | 0 | 354.45 | -0.00016412 | 360.5291 | 1.6807e-05 | 354.45 | 0.00040094 | 360.5291 | 0 | 405.3411 | 5.8554e-06 | 360.5291 | 0 | 405.3411 | 3.5248e-06 | 360.529 | 0.00029955 | 359.9311 | 0 | 618.9816 | 0.00422 | 359.9311 | 0 | 618.1237 | 0 | 618.9816 | 0.00184 | 359.9311 | 0 | 360.5291 | 0.013558
| 406.2279 | 0 | 360.744 | 0.22671 | 360.1458 | 0.17252 | 406.2279 | 0.01602 | 360.744 | 0.0014469 | 360.1458 | 0.00091096 | 360.1458 | 0 | 405.4541 | 7.6167e-06 | 360.744 | 0 | 354.67 | -0.0022428 | 360.744 | 0 | 406.2279 | 0.0036 | 360.744 | 0 | 354.67 | -0.0025533 | 360.744 | 0 | 354.67 | -0.0020372 | 360.744 | 0 | 405.4541 | 6.5698e-06 | 360.744 | 0 | 405.4541 | 5.0292e-06 | 360.744 | 0 | 360.1458 | 0 | 619.1414 | 0.00315 | 360.1458 | 0 | 618.284 | 3.0002e-05 | 619.1414 | 0.00188 | 360.1458 | 0 | 360.744 | 0.007001
| 406.3406 | 0 | 360.959 | 0.24932 | 360.3606 | 0.18712 | 406.3406 | 0.01656 | 360.959 | 0.0013211 | 360.3606 | 0.0020988 | 360.3606 | 0 | 405.5672 | 8.4456e-06 | 360.959 | 0 | 354.88 | -0.0018719 | 360.959 | 0 | 406.3406 | 0.00249 | 360.959 | 0 | 354.88 | -0.00022869 | 360.959 | 7.7864e-06 | 354.88 | -0.0011595 | 360.959 | 0 | 405.5672 | 6.8976e-06 | 360.959 | 0 | 405.5672 | 5.5563e-06 | 360.959 | 0.00024111 | 360.3606 | 0 | 619.3012 | 0.00311 | 360.3606 | 0 | 618.4442 | 0 | 619.3012 | 0.00171 | 360.3606 | 0 | 360.959 | 0.014728
| 406.4534 | 0.00057197 | 361.174 | 0.272 | 360.5753 | 0.20207 | 406.4534 | 0.01776 | 361.174 | 0.00051411 | 360.5753 | 0.0012868 | 360.5753 | 0 | 405.6802 | 7.6951e-06 | 361.1739 | 0 | 355.1 | -0.0010624 | 361.1739 | 0 | 406.4534 | 0.00442 | 361.1739 | 0 | 355.1 | -0.0012619 | 361.174 | 0 | 355.1 | 0.00098612 | 361.1739 | 0 | 405.6802 | 6.8391e-06 | 361.1739 | 0 | 405.6802 | 5.3477e-06 | 361.1739 | 0 | 360.5753 | 0 | 619.461 | 0.00461 | 360.5753 | 0 | 618.6044 | 3.0002e-05 | 619.461 | 0.00183 | 360.5753 | 0 | 361.174 | 0.0053675
| 406.5662 | 0 | 361.3889 | 0.29609 | 360.7901 | 0.21764 | 406.5662 | 0.0141 | 361.3889 | 0.0012583 | 360.7901 | 0.0020022 | 360.7901 | 0 | 405.7932 | 6.6198e-06 | 361.3889 | 0 | 355.32 | 0.001602 | 361.3889 | 0 | 406.5662 | 0.00519 | 361.3889 | 0 | 355.32 | -0.00061613 | 361.3889 | 4.5909e-06 | 355.32 | -0.00076939 | 361.3889 | 0 | 405.7932 | 6.6283e-06 | 361.3889 | 0 | 405.7932 | 4.3814e-06 | 361.3889 | 0.00033612 | 360.7901 | 0 | 619.6208 | 0.00485 | 360.7901 | 0 | 618.7646 | 6.6672e-06 | 619.6208 | 0.00188 | 360.7901 | 0 | 361.3889 | 0.012877
| 406.679 | 0.00058994 | 361.6039 | 0.32221 | 361.0049 | 0.23715 | 406.679 | 0.01457 | 361.6039 | 0.00084166 | 361.0049 | 0.0010612 | 361.0049 | 0 | 405.9063 | 6.0486e-06 | 361.6039 | 0 | 355.53 | 0.0009275 | 361.6039 | 0 | 406.679 | 0.00539 | 361.6039 | 0 | 355.53 | 0.00015874 | 361.6039 | 0 | 355.53 | -0.00028175 | 361.6039 | 0 | 405.9063 | 7.0382e-06 | 361.6039 | 0 | 405.9063 | 4.1727e-06 | 361.6039 | 0 | 361.0049 | 0 | 619.7807 | 0.00311 | 361.0049 | 0 | 618.9249 | 1.0001e-05 | 619.7807 | 0.002 | 361.0049 | 0 | 361.6039 | 0.0046006
| 406.7918 | 0 | 361.8189 | 0.35244 | 361.2197 | 0.25838 | 406.7918 | 0.01307 | 361.8189 | 0.0015633 | 361.2197 | 0.0026642 | 361.2197 | 0 | 406.0193 | 7.5831e-06 | 361.8189 | 0 | 355.75 | 5.0592e-05 | 361.8189 | 0 | 406.7918 | 0.00303 | 361.8189 | 0 | 355.75 | -0.00039012 | 361.8189 | 1.1626e-05 | 355.75 | 0.00072604 | 361.8189 | 0 | 406.0193 | 7.0265e-06 | 361.8189 | 0 | 406.0193 | 5.9846e-06 | 361.8189 | 0.00028619 | 361.2197 | 0 | 619.9405 | 0.00274 | 361.2197 | 0 | 619.0851 | 0 | 619.9405 | 0.00192 | 361.2197 | 0 | 361.8189 | 0.013283
| 406.9045 | 0 | 362.034 | 0.38402 | 361.4345 | 0.27802 | 406.9045 | 0.01437 | 362.034 | 0.00070329 | 361.4345 | 0.00086207 | 361.4345 | 0 | 406.1324 | 8.2104e-06 | 362.034 | 0 | 355.96 | -0.002108 | 362.034 | 0 | 406.9045 | 0.00272 | 362.034 | 0 | 355.96 | 0.00038475 | 362.034 | 0 | 355.96 | -0.0025575 | 362.034 | 0 | 406.1324 | 5.6212e-06 | 362.034 | 0 | 406.1324 | 5.0292e-06 | 362.034 | 0 | 361.4345 | 0 | 620.1004 | 0.00464 | 361.4345 | 0 | 619.2454 | 5.0004e-05 | 620.1004 | 0.00194 | 361.4345 | 0 | 362.034 | 0.0076604
| 407.0173 | 0 | 362.249 | 0.4121 | 361.6493 | 0.30152 | 407.0173 | 0.01064 | 362.249 | 0.0013817 | 361.6493 | 0.0026614 | 361.6493 | 0 | 406.2454 | 8.3784e-06 | 362.249 | 0 | 356.18 | -0.00025296 | 362.249 | 0 | 407.0173 | 0.00374 | 362.249 | 0 | 356.18 | 6.1882e-05 | 362.249 | 9.3002e-06 | 356.18 | 0.00059601 | 362.249 | 0 | 406.2454 | 4.7429e-06 | 362.249 | 0 | 406.2454 | 4.6998e-06 | 362.249 | 0.00033243 | 361.6493 | 0 | 620.2602 | 0.00436 | 361.6493 | 0 | 619.4057 | 6.6672e-06 | 620.2602 | 0.0018 | 361.6493 | 0 | 362.249 | 0.01353
| 407.1301 | 0 | 362.4641 | 0.44624 | 361.8642 | 0.32407 | 407.1301 | 0.01318 | 362.4641 | 0.00055788 | 361.8642 | 0.0015522 | 361.8642 | 0 | 406.3585 | 7.4823e-06 | 362.4641 | 0 | 356.39 | 0.00021923 | 362.4641 | 0 | 407.1301 | 0.00303 | 362.4641 | 0 | 356.39 | 0.0012565 | 362.4641 | 0 | 356.39 | 0.00059601 | 362.4641 | 0 | 406.3585 | 5.1879e-06 | 362.4641 | 0 | 406.3585 | 3.7445e-06 | 362.4641 | 0 | 361.8642 | 0 | 620.4201 | 0.00482 | 361.8642 | 0 | 619.5659 | 1.0001e-05 | 620.4201 | 0.0018 | 361.8642 | 0 | 362.4641 | 0.0048785
| 407.2429 | 0 | 362.6792 | 0.48392 | 362.079 | 0.35238 | 407.2429 | 0.01055 | 362.6792 | 0.0016961 | 362.079 | 0.0033504 | 362.079 | 0 | 406.4716 | 7.0455e-06 | 362.6792 | 0 | 356.61 | 0.0018719 | 362.6792 | 0 | 407.2429 | 0.00192 | 362.6792 | 0 | 356.61 | -0.0010036 | 362.6792 | 8.4926e-06 | 356.61 | -0.001062 | 362.6792 | 0 | 406.4716 | 6.1365e-06 | 362.6792 | 0 | 406.4716 | 5.4575e-06 | 362.6792 | 0.00025171 | 362.079 | 0 | 620.5799 | 0.00466 | 362.079 | 0 | 619.7262 | 0 | 620.5799 | 0.00168 | 362.079 | 0 | 362.6792 | 0.012922
| 407.3557 | 0.00134 | 362.8943 | 0.52149 | 362.2939 | 0.37642 | 407.3557 | 0.01269 | 362.8943 | 0.00080269 | 362.2939 | 0.0014446 | 362.2939 | 0 | 406.5846 | 7.3479e-06 | 362.8943 | 0 | 356.82 | -0.0016358 | 362.8943 | 0 | 407.3557 | 0.00474 | 362.8943 | 0 | 356.82 | -0.0016815 | 362.8943 | 0 | 356.82 | -0.0015171 | 362.8943 | 0 | 406.5846 | 5.9374e-06 | 362.8943 | 0 | 406.5846 | 6.4128e-06 | 362.8943 | 0 | 362.2939 | 0 | 620.7398 | 0.00419 | 362.2939 | 0 | 619.8865 | 1.0001e-05 | 620.7398 | 0.00176 | 362.2939 | 0 | 362.8943 | 0.0046397
| 407.4684 | 0 | 363.1094 | 0.56023 | 362.5088 | 0.40634 | 407.4684 | 0.00949 | 363.1094 | 0.0013365 | 362.5088 | 0.0032757 | 362.5088 | 0 | 406.6977 | 7.6615e-06 | 363.1094 | 0 | 357.04 | 0.0011299 | 363.1094 | 0 | 407.4684 | 0.0009558 | 363.1094 | 0 | 357.04 | -0.0015847 | 363.1094 | 8.7083e-06 | 357.04 | 0.00030341 | 363.1094 | 0 | 406.6977 | 5.5275e-06 | 363.1094 | 0 | 406.6977 | 8.3454e-06 | 363.1094 | 0.00034112 | 362.5088 | 0 | 620.8997 | 0.00445 | 362.5088 | 0 | 620.0468 | 6.6672e-06 | 620.8997 | 0.00169 | 362.5088 | 0 | 363.1094 | 0.012881
| 407.5812 | 0.00151 | 363.3245 | 0.59527 | 362.7237 | 0.43504 | 407.5812 | 0.01183 | 363.3245 | 0.0013753 | 362.7237 | 0.0024998 | 362.7237 | 0 | 406.8108 | 7.6951e-06 | 363.3245 | 0 | 357.25 | -0.00079259 | 363.3245 | 0 | 407.5812 | 0.00357 | 363.3245 | 0 | 357.25 | -0.0024564 | 363.3245 | 0 | 357.25 | -0.00037928 | 363.3245 | 0 | 406.8108 | 5.4572e-06 | 363.3245 | 0 | 406.8108 | 8.1258e-06 | 363.3245 | 0 | 362.7237 | 0 | 621.0596 | 0.00452 | 362.7237 | 0 | 620.207 | 1.0001e-05 | 621.0596 | 0.00178 | 362.7237 | 0 | 363.3245 | 0.0040271
| 407.694 | 0 | 363.5396 | 0.63674 | 362.9386 | 0.46854 | 407.694 | 0.00991 | 363.5396 | 0.0015832 | 362.9386 | 0.0036302 | 362.9386 | 0 | 406.9239 | 7.0119e-06 | 363.5396 | 0 | 357.47 | 0.0010624 | 363.5396 | 0 | 407.694 | 0.00377 | 363.5396 | 0 | 357.47 | 0.00038475 | 363.5396 | 7.5625e-06 | 357.47 | 1.0836e-05 | 363.5396 | 0 | 406.9239 | 5.6914e-06 | 363.5396 | 0 | 406.9239 | 6.2042e-06 | 363.5396 | 0.0005031 | 362.9386 | 0 | 621.2195 | 0.00529 | 362.9386 | 0 | 620.3673 | 0 | 621.2195 | 0.00172 | 362.9386 | 0 | 363.5396 | 0.0098861
| 407.8068 | 0.00098522 | 363.7548 | 0.68336 | 363.1536 | 0.50173 | 407.8068 | 0.01004 | 363.7548 | 0.0014573 | 363.1536 | 0.0034561 | 363.1536 | 0 | 407.037 | 6.631e-06 | 363.7548 | 0 | 357.68 | -0.00065769 | 363.7548 | 0 | 407.8068 | 0.00263 | 363.7548 | 0 | 357.68 | -0.002521 | 363.7548 | 0 | 357.68 | -0.00089942 | 363.7548 | 0 | 407.037 | 5.9491e-06 | 363.7548 | 0 | 407.037 | 4.2825e-06 | 363.7548 | 0 | 363.1536 | 0 | 621.3794 | 0.00397 | 363.1536 | 0 | 620.5276 | 1.0001e-05 | 621.3794 | 0.00186 | 363.1536 | 0 | 363.7548 | 0.0037229
| 407.9196 | 0 | 363.9699 | 0.72071 | 363.3685 | 0.53884 | 407.9196 | 0.00798 | 363.9699 | 0.0017323 | 363.3685 | 0.0042923 | 363.3685 | 0 | 407.1501 | 7.1911e-06 | 363.9699 | 0 | 357.9 | -0.00052277 | 363.9699 | 0 | 407.9196 | 0.00402 | 363.9699 | 0 | 357.9 | -0.001617 | 363.9699 | 1.2236e-05 | 357.9 | -0.00086692 | 363.9699 | 0 | 407.1501 | 6.359e-06 | 363.9699 | 0 | 407.1501 | 3.2064e-06 | 363.9699 | 0.00018823 | 363.3685 | 0 | 621.5393 | 0.00587 | 363.3685 | 0 | 620.688 | 0 | 621.5393 | 0.00178 | 363.3685 | 0 | 363.9699 | 0.01218
| 408.0323 | 0.00075165 | 364.1851 | 0.76396 | 363.5835 | 0.57402 | 408.0323 | 0.00933 | 364.1851 | 0.0013159 | 363.5835 | 0.0031819 | 363.5835 | 0 | 407.2632 | 6.0822e-06 | 364.1851 | 0 | 358.11 | -0.0026813 | 364.1851 | 0 | 408.0323 | 0.00232 | 364.1851 | 0 | 358.11 | -0.00074527 | 364.1851 | 0 | 358.11 | -0.0018422 | 364.1851 | 0 | 407.2632 | 6.8976e-06 | 364.1851 | 0 | 407.2632 | 5.4575e-06 | 364.1851 | 0 | 363.5835 | 0 | 621.6992 | 0.00394 | 363.5835 | 0 | 620.8483 | 3.0002e-05 | 621.6992 | 0.00189 | 363.5835 | 0 | 364.1851 | 0.0056668
| 408.1451 | 0 | 364.4003 | 0.80194 | 363.7985 | 0.61134 | 408.1451 | 0.00833 | 364.4003 | 0.0017115 | 363.7985 | 0.0050905 | 363.7985 | 0 | 407.3763 | 6.5974e-06 | 364.4003 | 0 | 358.33 | -0.0011636 | 364.4003 | 0 | 408.1451 | 0.00368 | 364.4003 | 0 | 358.33 | 0.00057846 | 364.4003 | 1.1448e-05 | 358.33 | -0.001127 | 364.4003 | 0 | 407.3763 | 6.6869e-06 | 364.4003 | 0 | 407.3763 | 5.4575e-06 | 364.4003 | 0.00032457 | 363.7985 | 0 | 621.8591 | 0.00489 | 363.7985 | 0 | 621.0086 | 0 | 621.8591 | 0.00173 | 363.7985 | 0 | 364.4003 | 0.011068
| 408.2579 | 0.00118 | 364.6155 | 0.8318 | 364.0135 | 0.64694 | 408.2579 | 0.00784 | 364.6155 | 0.0013567 | 364.0135 | 0.0039852 | 364.0135 | 0 | 407.4894 | 6.239e-06 | 364.6155 | 0 | 358.54 | -0.00065769 | 364.6155 | 0 | 408.2579 | 0.00516 | 364.6155 | 0 | 358.54 | -0.0011004 | 364.6155 | 0 | 358.54 | -5.4182e-05 | 364.6155 | 0 | 407.4894 | 7.4715e-06 | 364.6155 | 0 | 407.4894 | 5.5563e-06 | 364.6155 | 0 | 364.0135 | 0 | 622.0191 | 0.00426 | 364.0135 | 0 | 621.1689 | 3.0002e-05 | 622.0191 | 0.00183 | 364.0135 | 0 | 364.6155 | 0.0043516
| 408.3707 | 0 | 364.8307 | 0.86238 | 364.2285 | 0.68186 | 408.3707 | 0.00494 | 364.8307 | 0.0020065 | 364.2285 | 0.0053518 | 364.2285 | 0 | 407.6025 | 7.2247e-06 | 364.8307 | 0 | 358.76 | 0.00032042 | 364.8307 | 0 | 408.3707 | 0.00317 | 364.8307 | 0 | 358.76 | -0.0012296 | 364.8307 | 1.0972e-05 | 358.76 | -0.0021023 | 364.8307 | 0 | 407.6025 | 7.612e-06 | 364.8307 | 0 | 407.6025 | 4.0629e-06 | 364.8308 | 0.00027456 | 364.2285 | 0 | 622.179 | 0.00464 | 364.2285 | 0 | 621.3293 | 6.6672e-06 | 622.179 | 0.00178 | 364.2285 | 0 | 364.8307 | 0.010113
| 408.4834 | 0.00046416 | 365.046 | 0.88868 | 364.4435 | 0.71574 | 408.4834 | 0.00773 | 365.046 | 0.001527 | 364.4435 | 0.0034942 | 364.4435 | 0 | 407.7157 | 6.8774e-06 | 365.046 | 0 | 358.98 | -0.00059023 | 365.046 | 0 | 408.4834 | 0.00309 | 365.046 | 0 | 358.98 | -0.0015202 | 365.046 | 0 | 358.98 | -0.00076939 | 365.046 | 0 | 407.7157 | 8.4318e-06 | 365.046 | 0 | 407.7157 | 2.5695e-06 | 365.046 | 0 | 364.4435 | 0 | 622.339 | 0.0044 | 364.4435 | 0 | 621.4896 | 5.0004e-05 | 622.339 | 0.00196 | 364.4435 | 0 | 365.046 | 0.0048437
| 408.5962 | 0 | 365.2612 | 0.91367 | 364.6586 | 0.75363 | 408.5962 | 0.00474 | 365.2612 | 0.0022412 | 364.6586 | 0.0056297 | 364.6586 | 0 | 407.8288 | 6.2278e-06 | 365.2612 | 0 | 359.19 | 0.0016358 | 365.2612 | 0 | 408.5962 | 0.00311 | 365.2612 | 0 | 359.19 | -0.0010681 | 365.2612 | 7.6694e-06 | 359.19 | -0.00041178 | 365.2612 | 0 | 407.8288 | 7.4364e-06 | 365.2612 | 0 | 407.8288 | 1.8228e-06 | 365.2612 | 0.00018745 | 364.6586 | 0 | 622.4989 | 0.0049 | 364.6586 | 0 | 621.65 | 6.6672e-06 | 622.4989 | 0.00186 | 364.6586 | 0 | 365.2612 | 0.0096012
| 408.709 | 0.00115 | 365.4765 | 0.94165 | 364.8736 | 0.78737 | 408.709 | 0.00718 | 365.4765 | 0.0020211 | 364.8736 | 0.0041886 | 364.8736 | 0 | 407.9419 | 5.8469e-06 | 365.4765 | 0 | 359.41 | -0.0013322 | 365.4765 | 0 | 408.709 | 0.00351 | 365.4765 | 0 | 359.41 | 0.0004816 | 365.4765 | 0 | 359.41 | 0.00040094 | 365.4765 | 0 | 407.9419 | 6.8742e-06 | 365.4765 | 0 | 407.9419 | 2.3499e-06 | 365.4765 | 0 | 364.8736 | 0 | 622.6589 | 0.00392 | 364.8736 | 0 | 621.8103 | 1.0001e-05 | 622.6589 | 0.00194 | 364.8736 | 0 | 365.4765 | 0.0036368
| 408.8218 | 0 | 365.6918 | 0.95762 | 365.0887 | 0.82396 | 408.8218 | 0.00547 | 365.6918 | 0.0032439 | 365.0887 | 0.0069373 | 365.0887 | 0 | 408.0551 | 5.9702e-06 | 365.6918 | 0 | 359.62 | -0.00048905 | 365.6918 | 0 | 408.8218 | 0.00337 | 365.6918 | 0 | 359.62 | -0.00026098 | 365.6918 | 1.134e-05 | 359.62 | -0.0034351 | 365.6918 | 0 | 408.0551 | 5.5392e-06 | 365.6918 | 0 | 408.0551 | 3.2064e-06 | 365.6918 | 0.00040355 | 365.0887 | 0 | 622.8188 | 0.00397 | 365.0887 | 0 | 621.9707 | 0 | 622.8188 | 0.00177 | 365.0887 | 0 | 365.6918 | 0.0095317
| 408.9345 | 0.00122 | 365.9071 | 0.97217 | 365.3038 | 0.85715 | 408.9345 | 0.00699 | 365.9071 | 0.0022332 | 365.3038 | 0.0056731 | 365.3038 | 0 | 408.1682 | 5.9478e-06 | 365.9071 | 0 | 359.84 | -0.0011299 | 365.9071 | 0 | 408.9345 | 0.00403 | 365.9071 | 0 | 359.84 | -9.9549e-05 | 365.9071 | 0 | 359.84 | -0.0029475 | 365.9071 | 0 | 408.1682 | 5.0239e-06 | 365.9071 | 0 | 408.1682 | 4.2825e-06 | 365.9071 | 0 | 365.3038 | 0 | 622.9788 | 0.00334 | 365.3038 | 0 | 622.131 | 1.0001e-05 | 622.9788 | 0.00183 | 365.3038 | 0 | 365.9071 | 0.0038218
| 409.0473 | 0 | 366.1224 | 0.98744 | 365.5189 | 0.88709 | 409.0473 | 0.00294 | 366.1224 | 0.0028723 | 365.5189 | 0.0078673 | 365.5189 | 0 | 408.2813 | 5.8917e-06 | 366.1224 | 0 | 360.05 | 0.0015008 | 366.1224 | 0 | 409.0473 | 0.00223 | 366.1224 | 0 | 360.05 | 0.00090132 | 366.1224 | 1.1013e-05 | 360.05 | 4.3346e-05 | 366.1224 | 0 | 408.2813 | 5.0122e-06 | 366.1224 | 0 | 408.2813 | 5.2379e-06 | 366.1224 | 0.00034797 | 365.5189 | 0 | 623.1388 | 0.00487 | 365.5189 | 0 | 622.2914 | 6.6672e-06 | 623.1388 | 0.00173 | 365.5189 | 0 | 366.1224 | 0.0085708
| 409.1601 | 0.00058994 | 366.3377 | 0.99346 | 365.7341 | 0.91243 | 409.1601 | 0.00482 | 366.3377 | 0.0027323 | 365.7341 | 0.0068224 | 365.7341 | 0 | 408.3945 | 5.5557e-06 | 366.3377 | 0 | 360.27 | -0.0023441 | 366.3377 | 0 | 409.1601 | 0.00326 | 366.3377 | 0 | 360.27 | -0.00074527 | 366.3377 | 0 | 360.27 | -0.0024923 | 366.3377 | 0 | 408.3945 | 5.0474e-06 | 366.3377 | 0 | 408.3945 | 4.3814e-06 | 366.3377 | 0 | 365.7341 | 0 | 623.2988 | 0.00311 | 365.7341 | 0 | 622.4518 | 1.0001e-05 | 623.2988 | 0.00177 | 365.7341 | 0 | 366.3377 | 0.0046524
| 409.2729 | 0 | 366.553 | 1 | 365.9492 | 0.93968 | 409.2729 | 0.00282 | 366.553 | 0.0031552 | 365.9492 | 0.0074697 | 365.9492 | 0 | 408.5077 | 6.1046e-06 | 366.553 | 0 | 360.48 | 0.0023778 | 366.553 | 0 | 409.2729 | 0.0032 | 366.553 | 0 | 360.48 | 9.4169e-05 | 366.553 | 1.1288e-05 | 360.48 | -0.0013546 | 366.553 | 0 | 408.5077 | 4.8014e-06 | 366.553 | 0 | 408.5077 | 5.1281e-06 | 366.553 | 0.0003709 | 365.9492 | 0 | 623.4588 | 0.00527 | 365.9492 | 0 | 622.6122 | 0 | 623.4588 | 0.00172 | 365.9492 | 0 | 366.553 | 0.0094611
| 409.3856 | 0.00075165 | 366.7684 | 0.99508 | 366.1644 | 0.95927 | 409.3856 | 0.00539 | 366.7684 | 0.0026845 | 366.1644 | 0.007459 | 366.1644 | 0 | 408.6208 | 6.0262e-06 | 366.7684 | 0 | 360.7 | -0.0014334 | 366.7684 | 0 | 409.3856 | 0.0042 | 366.7684 | 0 | 360.7 | -0.0025533 | 366.7684 | 0 | 360.7 | 0.00033593 | 366.7684 | 0 | 408.6208 | 5.5392e-06 | 366.7684 | 0 | 408.6208 | 3.8543e-06 | 366.7684 | 0 | 366.1644 | 0 | 623.6188 | 0.00369 | 366.1644 | 0 | 622.7726 | 1.0001e-05 | 623.6188 | 0.00183 | 366.1644 | 0 | 366.7684 | 0.0041182
| 409.4984 | 0 | 366.9838 | 0.99675 | 366.3795 | 0.97509 | 409.4984 | 0.00276 | 366.9838 | 0.0036567 | 366.3795 | 0.0096209 | 366.3795 | 0 | 408.734 | 6.4742e-06 | 366.9838 | 0 | 360.91 | -0.0010624 | 366.9838 | 0 | 409.4984 | 0.00465 | 366.9838 | 0 | 360.91 | 0.00041703 | 366.9838 | 1.0304e-05 | 360.91 | 0.00017338 | 366.9838 | 0 | 408.734 | 5.8554e-06 | 366.9838 | 0 | 408.734 | 5.2379e-06 | 366.9838 | 0.00038505 | 366.3795 | 0 | 623.7788 | 0.00513 | 366.3795 | 0 | 622.933 | 6.6672e-06 | 623.7788 | 0.00182 | 366.3795 | 0 | 366.9838 | 0.0096354
| 409.6112 | 0 | 367.1992 | 0.98398 | 366.5947 | 0.98785 | 409.6112 | 0.00486 | 367.1992 | 0.0034335 | 366.5947 | 0.0096347 | 366.5947 | 0 | 408.8472 | 6.6534e-06 | 367.1992 | 0 | 361.13 | -0.00079259 | 367.1992 | 0 | 409.6112 | 0.00445 | 367.1992 | 0 | 361.13 | -0.00032556 | 367.1992 | 0 | 361.13 | -0.00080189 | 367.1992 | 0 | 408.8472 | 6.5698e-06 | 367.1992 | 0 | 408.8472 | 4.1727e-06 | 367.1992 | 0 | 366.5947 | 0 | 623.9388 | 0.00419 | 366.5947 | 0 | 623.0934 | 0 | 623.9388 | 0.00188 | 366.5947 | 0 | 367.1992 | 0.0040566
| 409.724 | 0 | 367.4146 | 0.97646 | 366.8099 | 0.99191 | 409.724 | 0.0024 | 367.4146 | 0.0043815 | 366.8099 | 0.010692 | 366.8099 | 0 | 408.9604 | 7.2807e-06 | 367.4146 | 0 | 361.35 | -0.00089378 | 367.4146 | 0 | 409.724 | 0.00476 | 367.4146 | 0 | 361.35 | 0.0011919 | 367.4146 | 6.759e-06 | 361.35 | 0.00098612 | 367.4146 | 0 | 408.9604 | 5.3635e-06 | 367.4146 | 0 | 408.9604 | 4.3814e-06 | 367.4146 | 0.0001861 | 366.8099 | 0 | 624.0988 | 0.00622 | 366.8099 | 0 | 623.2538 | 0 | 624.0988 | 0.00174 | 366.8099 | 0 | 367.4146 | 0.008285
| 409.8367 | 0.00058994 | 367.63 | 0.95727 | 367.0252 | 0.9982 | 409.8367 | 0.00463 | 367.63 | 0.0033038 | 367.0252 | 0.0095048 | 367.0252 | 0 | 409.0735 | 7.3479e-06 | 367.63 | 0 | 361.56 | 0.00069142 | 367.63 | 0 | 409.8367 | 0.00329 | 367.63 | 0 | 361.56 | -2.6905e-06 | 367.63 | 0 | 361.56 | -0.0008344 | 367.63 | 0 | 409.0735 | 5.0942e-06 | 367.63 | 0 | 409.0735 | 4.4912e-06 | 367.63 | 0 | 367.0251 | 0 | 624.2589 | 0.00443 | 367.0252 | 0 | 623.4142 | 1.0001e-05 | 624.2589 | 0.00186 | 367.0251 | 0 | 367.63 | 0.0043869
| 409.9495 | 0 | 367.8454 | 0.94645 | 367.2404 | 1 | 409.9495 | 0.00097331 | 367.8454 | 0.0047598 | 367.2404 | 0.011837 | 367.2404 | 0 | 409.1867 | 7.1463e-06 | 367.8454 | 0 | 361.78 | 1.6864e-05 | 367.8454 | 0 | 409.9495 | 0.00385 | 367.8454 | 0 | 361.78 | -0.0016493 | 367.8454 | 9.578e-06 | 361.78 | -0.0010945 | 367.8454 | 0 | 409.1867 | 5.4572e-06 | 367.8454 | 0 | 409.1867 | 4.9194e-06 | 367.8454 | 0.00024601 | 367.2404 | 0 | 624.4189 | 0.00538 | 367.2404 | 0 | 623.5746 | 2.6669e-05 | 624.4189 | 0.00183 | 367.2404 | 0 | 367.8454 | 0.0081296
| 410.0623 | 5.091e-05 | 368.0609 | 0.92872 | 367.4556 | 0.99762 | 410.0623 | 0.00401 | 368.0609 | 0.005183 | 367.4556 | 0.012029 | 367.4556 | 0 | 409.2999 | 6.4182e-06 | 368.0608 | 0 | 361.99 | -5.0592e-05 | 368.0608 | 0 | 410.0623 | 0.00326 | 368.0608 | 0 | 361.99 | 6.1882e-05 | 368.0609 | 0 | 361.99 | -0.0021348 | 368.0608 | 0 | 409.2999 | 5.8905e-06 | 368.0608 | 0 | 409.2999 | 6.2042e-06 | 368.0609 | 0 | 367.4556 | 0 | 624.5789 | 0.00373 | 367.4556 | 0 | 623.735 | 1.0001e-05 | 624.5789 | 0.00194 | 367.4556 | 0 | 368.0609 | 0.0038798
| 410.175 | 0 | 368.2763 | 0.91366 | 367.6709 | 0.99227 | 410.175 | 0.00123 | 368.2763 | 0.005532 | 367.6709 | 0.013706 | 367.6709 | 0 | 409.4131 | 6.7094e-06 | 368.2763 | 0 | 362.21 | 0.00086005 | 368.2763 | 0 | 410.175 | 0.00337 | 368.2763 | 0 | 362.21 | -0.001165 | 368.2763 | 1.2178e-05 | 362.21 | 0.00049847 | 368.2763 | 0 | 409.4131 | 6.8391e-06 | 368.2763 | 0 | 409.4131 | 6.2042e-06 | 368.2763 | 0.00041031 | 367.6709 | 0 | 624.739 | 0.00513 | 367.6709 | 0 | 623.8955 | 0 | 624.739 | 0.00174 | 367.6709 | 0 | 368.2763 | 0.007914
| 410.2878 | 0.00178 | 368.4918 | 0.88341 | 367.8862 | 0.985 | 410.2878 | 0.00376 | 368.4918 | 0.0057202 | 367.8862 | 0.013386 | 367.8862 | 0 | 409.5263 | 7.0455e-06 | 368.4918 | 0 | 362.42 | -0.00032042 | 368.4918 | 0 | 410.2878 | 0.00354 | 368.4918 | 0 | 362.42 | 0.00086903 | 368.4918 | 0 | 362.42 | 0.00010836 | 368.4918 | 0 | 409.5263 | 6.3472e-06 | 368.4918 | 0 | 409.5263 | 7.6976e-06 | 368.4918 | 0 | 367.8862 | 0 | 624.8991 | 0.00376 | 367.8862 | 0 | 624.0559 | 0 | 624.8991 | 0.0018 | 367.8862 | 0 | 368.4918 | 0.002428
| 410.4006 | 0 | 368.7072 | 0.86559 | 368.1015 | 0.97509 | 410.4006 | 0.00172 | 368.7072 | 0.0059767 | 368.1015 | 0.015932 | 368.1015 | 0 | 409.6395 | 6.8326e-06 | 368.7073 | 0 | 362.64 | 0.001231 | 368.7073 | 0 | 410.4006 | 0.00317 | 368.7073 | 0 | 362.64 | 0.00015874 | 368.7072 | 8.7525e-06 | 362.64 | -0.0013546 | 368.7073 | 0 | 409.6395 | 6.4644e-06 | 368.7073 | 0 | 409.6395 | 8.1258e-06 | 368.7072 | 0.00030685 | 368.1015 | 0 | 625.0591 | 0.00316 | 368.1015 | 0 | 624.2164 | 6.6672e-06 | 625.0591 | 0.00171 | 368.1015 | 0 | 368.7072 | 0.0077422
| 410.5134 | 0 | 368.9228 | 0.83708 | 368.3168 | 0.95684 | 410.5134 | 0.00267 | 368.9228 | 0.0063618 | 368.3168 | 0.014788 | 368.3168 | 0 | 409.7528 | 5.8357e-06 | 368.9228 | 0 | 362.86 | 0.00011805 | 368.9228 | 0 | 410.5134 | 0.00397 | 368.9228 | 0 | 362.86 | -0.0012296 | 368.9228 | 0 | 362.86 | 0.0012787 | 368.9228 | 0 | 409.7528 | 5.3987e-06 | 368.9228 | 0 | 409.7528 | 7.6976e-06 | 368.9228 | 0 | 368.3168 | 0 | 625.2192 | 0.00385 | 368.3168 | 0 | 624.3768 | 3.0002e-05 | 625.2192 | 0.00192 | 368.3168 | 0 | 368.9228 | 0.0031724
| 410.6261 | 0.00041391 | 369.1383 | 0.80659 | 368.5321 | 0.93561 | 410.6261 | 0.00095592 | 369.1383 | 0.00761 | 368.5321 | 0.017709 | 368.5321 | 0 | 409.866 | 5.3205e-06 | 369.1383 | 0 | 363.07 | 0.00048905 | 369.1383 | 0 | 410.6261 | 0.00334 | 369.1383 | 0 | 363.07 | -0.00071299 | 369.1383 | 6.9848e-06 | 363.07 | 0.0011162 | 369.1383 | 0 | 409.866 | 4.6843e-06 | 369.1383 | 0 | 409.866 | 4.6998e-06 | 369.1383 | 0.00031454 | 368.5321 | 0 | 625.3793 | 0.00575 | 368.5321 | 0 | 624.5373 | 6.6672e-06 | 625.3793 | 0.00183 | 368.5321 | 0 | 369.1383 | 0.0079556
| 410.7389 | 0.0004462 | 369.3538 | 0.77802 | 368.7475 | 0.91058 | 410.7389 | 0.00288 | 369.3538 | 0.0081265 | 368.7475 | 0.017025 | 368.7475 | 0 | 409.9792 | 6.463e-06 | 369.3538 | 0 | 363.29 | -0.0024789 | 369.3538 | 0 | 410.7389 | 0.00411 | 369.3538 | 0 | 363.29 | -0.0010681 | 369.3538 | 0 | 363.29 | 0.00043346 | 369.3538 | 0 | 409.9792 | 4.4969e-06 | 369.3538 | 0 | 409.9792 | 2.3499e-06 | 369.3538 | 0 | 368.7475 | 0 | 625.5394 | 0.00401 | 368.7475 | 0 | 624.6977 | 3.0002e-05 | 625.5394 | 0.00187 | 368.7475 | 0 | 369.3538 | 0.003151
| 410.8517 | 0 | 369.5693 | 0.74865 | 368.9628 | 0.88743 | 410.8517 | 0.00108 | 369.5693 | 0.0087377 | 368.9628 | 0.019777 | 368.9628 | 0 | 410.0924 | 6.0822e-06 | 369.5694 | 0 | 363.5 | 0.00069142 | 369.5694 | 0 | 410.8517 | 0.00379 | 369.5694 | 0 | 363.5 | -0.0015202 | 369.5693 | 9.178e-06 | 363.5 | -0.00067186 | 369.5694 | 0 | 410.0924 | 4.4735e-06 | 369.5694 | 0 | 410.0924 | 1.9217e-06 | 369.5693 | 0.00020896 | 368.9629 | 0 | 625.6995 | 0.00527 | 368.9628 | 0 | 624.8582 | 2.6669e-05 | 625.6995 | 0.00172 | 368.9629 | 0 | 369.5693 | 0.0075072
| 410.9644 | 0.00035636 | 369.7849 | 0.72228 | 369.1782 | 0.86942 | 410.9644 | 0.00312 | 369.7849 | 0.0080531 | 369.1782 | 0.02013 | 369.1782 | 0 | 410.2057 | 5.5781e-06 | 369.7849 | 0 | 363.72 | 0.00096123 | 369.7849 | 0 | 410.9644 | 0.00386 | 369.7849 | 0 | 363.72 | -0.00077756 | 369.7849 | 0 | 363.72 | -0.0015171 | 369.7849 | 0 | 410.2057 | 5.1527e-06 | 369.7849 | 0 | 410.2057 | 3.6347e-06 | 369.7849 | 0 | 369.1782 | 0 | 625.8596 | 0.00369 | 369.1782 | 0 | 625.0187 | 3.0002e-05 | 625.8596 | 0.00179 | 369.1782 | 0 | 369.7849 | 0.0030317
| 411.0772 | 0 | 370.0005 | 0.70169 | 369.3936 | 0.85372 | 411.0772 | 0.00101 | 370.0005 | 0.0096849 | 369.3936 | 0.022866 | 369.3936 | 0 | 410.3189 | 4.1444e-06 | 370.0005 | 0 | 363.93 | 5.0592e-05 | 370.0005 | 0 | 411.0772 | 0.00243 | 370.0005 | 0 | 363.93 | 0.0009659 | 370.0005 | 5.1863e-06 | 363.93 | 4.3346e-05 | 370.0005 | 0 | 410.3189 | 4.9888e-06 | 370.0005 | 0 | 410.3189 | 4.2825e-06 | 370.0005 | 0.0002696 | 369.3936 | 0 | 626.0197 | 0.00571 | 369.3936 | 0 | 625.1792 | 0 | 626.0197 | 0.00173 | 369.3936 | 0 | 370.0005 | 0.0069764
| 411.19 | 0 | 370.2161 | 0.67465 | 369.609 | 0.83198 | 411.19 | 0.00336 | 370.2161 | 0.0094491 | 369.609 | 0.02347 | 369.609 | 0 | 410.4321 | 4.6708e-06 | 370.2161 | 0 | 364.15 | -0.0032547 | 370.2161 | 0 | 411.19 | 0.00388 | 370.2161 | 0 | 364.15 | -0.0009067 | 370.2161 | 0 | 364.15 | -0.0011595 | 370.2161 | 0 | 410.4321 | 5.586e-06 | 370.2161 | 0 | 410.4321 | 5.9846e-06 | 370.2161 | 0 | 369.609 | 0 | 626.1798 | 0.00355 | 369.609 | 0 | 625.3397 | 1.0001e-05 | 626.1798 | 0.00179 | 369.609 | 0 | 370.2161 | 0.0036579
| 411.3028 | 0 | 370.4317 | 0.65402 | 369.8244 | 0.81311 | 411.3028 | 0.0002607 | 370.4317 | 0.0099049 | 369.8244 | 0.025474 | 369.8244 | 0 | 410.5454 | 4.7717e-06 | 370.4317 | 0 | 364.37 | -0.00025296 | 370.4317 | 0 | 411.3028 | 0.00238 | 370.4317 | 0 | 364.37 | 0.0015793 | 370.4317 | 1.1106e-05 | 364.37 | -0.00015171 | 370.4317 | 0 | 410.5454 | 5.3401e-06 | 370.4317 | 0 | 410.5454 | 4.1727e-06 | 370.4317 | 0.00022756 | 369.8245 | 0 | 626.3399 | 0.00478 | 369.8244 | 0 | 625.5001 | 6.6672e-06 | 626.3399 | 0.00171 | 369.8245 | 0 | 370.4317 | 0.0077001
| 411.4155 | 0.00041025 | 370.6473 | 0.62502 | 370.0399 | 0.78492 | 411.4155 | 0.00238 | 370.6473 | 0.010814 | 370.0399 | 0.025948 | 370.0399 | 0 | 410.6587 | 5.9254e-06 | 370.6473 | 0 | 364.58 | -0.0013997 | 370.6473 | 0 | 411.4155 | 0.0034 | 370.6473 | 0 | 364.58 | -0.0023273 | 370.6473 | 0 | 364.58 | -0.0016147 | 370.6473 | 0 | 410.6587 | 5.3635e-06 | 370.6473 | 0 | 410.6587 | 3.426e-06 | 370.6473 | 0 | 370.0399 | 0 | 626.5 | 0.00364 | 370.0399 | 0 | 625.6607 | 3.0002e-05 | 626.5 | 0.00188 | 370.0399 | 0 | 370.6473 | 0.0033041
| 411.5283 | 0 | 370.8629 | 0.59718 | 370.2553 | 0.75545 | 411.5283 | 0.0002607 | 370.8629 | 0.011206 | 370.2553 | 0.02876 | 370.2553 | 0 | 410.7719 | 5.3653e-06 | 370.8629 | 0 | 364.8 | 0.001602 | 370.8629 | 0 | 411.5283 | 0.00425 | 370.8629 | 0 | 364.8 | 0.0013211 | 370.8629 | 1.3011e-05 | 364.8 | 0.00046596 | 370.8629 | 0 | 410.7719 | 4.7663e-06 | 370.8629 | 0 | 410.7719 | 3.7445e-06 | 370.8629 | 0.00049358 | 370.2553 | 0 | 626.6602 | 0.00515 | 370.2553 | 0 | 625.8212 | 6.6672e-06 | 626.6602 | 0.00181 | 370.2553 | 0 | 370.8629 | 0.0072905
| 411.6411 | 8.684e-05 | 371.0786 | 0.5655 | 370.4708 | 0.72657 | 411.6411 | 0.00198 | 371.0786 | 0.011948 | 370.4708 | 0.030011 | 370.4708 | 0 | 410.8852 | 6.463e-06 | 371.0786 | 0 | 365.01 | -0.00038786 | 371.0786 | 0 | 411.6411 | 0.00425 | 371.0786 | 0 | 365.01 | -0.0019076 | 371.0786 | 3.8945e-06 | 365.01 | -0.0037928 | 371.0786 | 0 | 410.8852 | 4.8834e-06 | 371.0786 | 0 | 410.8852 | 5.5563e-06 | 371.0786 | 0 | 370.4708 | 0 | 626.8203 | 0.00362 | 370.4708 | 0 | 625.9817 | 1.0001e-05 | 626.8203 | 0.00188 | 370.4708 | 0 | 371.0786 | 0.0038004
| 411.7538 | 0 | 371.2943 | 0.54116 | 370.6863 | 0.69865 | 411.7538 | 0 | 371.2943 | 0.012901 | 370.6863 | 0.031827 | 370.6863 | 0 | 410.9984 | 6.1046e-06 | 371.2942 | 0 | 365.23 | 0.0018044 | 371.2942 | 0 | 411.7538 | 0.00311 | 371.2942 | 0 | 365.23 | -0.00035784 | 371.2943 | 7.3882e-06 | 365.23 | 0.00059601 | 371.2942 | 0 | 410.9984 | 3.8646e-06 | 371.2942 | 0 | 410.9984 | 5.9846e-06 | 371.2942 | 0.00027125 | 370.6863 | 0 | 626.9805 | 0.00589 | 370.6863 | 0 | 626.1422 | 0 | 626.9805 | 0.00174 | 370.6863 | 0 | 371.2943 | 0.0078979
| 411.8666 | 0.00098522 | 371.5099 | 0.51599 | 370.9018 | 0.67424 | 411.8666 | 0.00244 | 371.5099 | 0.013023 | 370.9018 | 0.032713 | 370.9018 | 0 | 411.1117 | 5.7349e-06 | 371.5099 | 0 | 365.45 | -0.00062396 | 371.5099 | 0 | 411.8666 | 0.00448 | 371.5099 | 0 | 365.45 | -0.0024887 | 371.5099 | 0 | 365.45 | -0.00086692 | 371.5099 | 0 | 411.1117 | 4.3681e-06 | 371.5099 | 0 | 411.1117 | 4.8096e-06 | 371.5099 | 0 | 370.9018 | 0 | 627.1406 | 0.00413 | 370.9018 | 0 | 626.3027 | 1.0001e-05 | 627.1406 | 0.00185 | 370.9018 | 0 | 371.5099 | 0.0033169
| 411.9794 | 0 | 371.7256 | 0.49615 | 371.1173 | 0.65115 | 411.9794 | 0.00043451 | 371.7256 | 0.014885 | 371.1173 | 0.03635 | 371.1173 | 0 | 411.225 | 3.8532e-06 | 371.7256 | 0 | 365.66 | 0.0005565 | 371.7256 | 0 | 411.9794 | 0.00362 | 371.7256 | 0 | 365.66 | -0.0013264 | 371.7256 | 9.682e-06 | 365.66 | 0.00088859 | 371.7256 | 0 | 411.225 | 4.4969e-06 | 371.7256 | 0 | 411.225 | 3.9531e-06 | 371.7256 | 0.00033519 | 371.1173 | 0 | 627.3008 | 0.00645 | 371.1173 | 0 | 626.4633 | 0 | 627.3008 | 0.00173 | 371.1173 | 0 | 371.7256 | 0.0065974
| 412.0922 | 0.00039229 | 371.9413 | 0.47432 | 371.3328 | 0.62506 | 412.0922 | 0.00213 | 371.9413 | 0.016127 | 371.3328 | 0.037478 | 371.3328 | 0 | 411.3383 | 4.3236e-06 | 371.9413 | 0 | 365.88 | -0.0019393 | 371.9413 | 0 | 412.0922 | 0.00491 | 371.9413 | 0 | 365.88 | 0.00038475 | 371.9413 | 0 | 365.88 | 0.00062851 | 371.9413 | 0 | 411.3383 | 5.8671e-06 | 371.9413 | 0 | 411.3383 | 6.314e-06 | 371.9413 | 0 | 371.3329 | 0 | 627.461 | 0.00211 | 371.3328 | 0 | 626.6238 | 5.0004e-05 | 627.461 | 0.00181 | 371.3329 | 0 | 371.9413 | 0.0045425
| 412.2049 | 0 | 372.157 | 0.45601 | 371.5484 | 0.60506 | 412.2049 | 0.00015642 | 372.157 | 0.01708 | 371.5484 | 0.041442 | 371.5484 | 0 | 411.4516 | 4.6372e-06 | 372.157 | 0 | 366.09 | 1.6864e-05 | 372.157 | 0 | 412.2049 | 0.00397 | 372.157 | 0 | 366.09 | -0.0020367 | 372.157 | 9.7627e-06 | 366.09 | -0.00057433 | 372.157 | 0 | 411.4516 | 6.359e-06 | 372.157 | 0 | 411.4516 | 5.7759e-06 | 372.157 | 0.00025121 | 371.5484 | 0 | 627.6211 | 0.00394 | 371.5484 | 0 | 626.7843 | 0 | 627.6211 | 0.0017 | 371.5484 | 0 | 372.157 | 0.0067691
| 412.3177 | 0.00145 | 372.3728 | 0.43541 | 371.764 | 0.58188 | 412.3177 | 0.00253 | 372.3728 | 0.017591 | 371.764 | 0.041935 | 371.764 | 0 | 411.5649 | 5.1637e-06 | 372.3728 | 0 | 366.31 | -0.0012985 | 372.3728 | 0 | 412.3177 | 0.00445 | 372.3728 | 0 | 366.31 | 0.0022573 | 372.3728 | 0 | 366.31 | -0.0012245 | 372.3728 | 0 | 411.5649 | 5.5626e-06 | 372.3728 | 0 | 411.5649 | 5.3477e-06 | 372.3728 | 0 | 371.764 | 0 | 627.7813 | 0.00308 | 371.764 | 0 | 626.9449 | 0 | 627.7813 | 0.00182 | 371.764 | 0 | 372.3728 | 0.0034472
| 412.4305 | 0 | 372.5885 | 0.4175 | 371.9795 | 0.56036 | 412.4305 | 0 | 372.5885 | 0.0191 | 371.9795 | 0.046152 | 371.9795 | 0 | 411.6782 | 4.7156e-06 | 372.5885 | 0 | 366.53 | -0.0013997 | 372.5885 | 0 | 412.4305 | 0.00326 | 372.5885 | 0 | 366.53 | -2.6905e-06 | 372.5885 | 4.9217e-06 | 366.53 | 0.0010186 | 372.5885 | 0 | 411.6782 | 4.5555e-06 | 372.5885 | 0 | 411.6782 | 5.3477e-06 | 372.5885 | 0.00046194 | 371.9795 | 0 | 627.9415 | 0.0057 | 371.9795 | 0 | 627.1055 | 0 | 627.9415 | 0.0017 | 371.9795 | 0 | 372.5885 | 0.0076682
| 412.5432 | 0.00026652 | 372.8043 | 0.39851 | 372.1951 | 0.5397 | 412.5432 | 0.00166 | 372.8043 | 0.019917 | 372.1951 | 0.0478 | 372.1951 | 0 | 411.7915 | 4.2788e-06 | 372.8043 | 0 | 366.74 | -0.0010624 | 372.8043 | 0 | 412.5432 | 0.00417 | 372.8043 | 0 | 366.74 | -0.0004547 | 372.8043 | 0 | 366.74 | -0.00050931 | 372.8043 | 0 | 411.7915 | 4.0636e-06 | 372.8043 | 0 | 411.7915 | 5.5563e-06 | 372.8043 | 0 | 372.1951 | 0 | 628.1017 | 0.0026 | 372.1951 | 0 | 627.266 | 3.0002e-05 | 628.1017 | 0.00185 | 372.1951 | 0 | 372.8043 | 0.0030969
| 412.656 | 0 | 373.0201 | 0.3795 | 372.4107 | 0.51858 | 412.656 | 6.9519e-05 | 373.0201 | 0.021995 | 372.4107 | 0.051613 | 372.4107 | 0 | 411.9048 | 3.8084e-06 | 373.0201 | 0 | 366.96 | 0.00069142 | 373.0201 | 0 | 412.656 | 0.00402 | 373.0201 | 0 | 366.96 | 0.0010628 | 373.0201 | 1.4858e-05 | 366.96 | -0.00021673 | 373.0201 | 0 | 411.9048 | 4.778e-06 | 373.0201 | 0 | 411.9048 | 7.1595e-06 | 373.0201 | 0.00023736 | 372.4107 | 0 | 628.2619 | 0.00447 | 372.4107 | 0 | 627.4266 | 0 | 628.2619 | 0.00183 | 372.4107 | 0 | 373.0201 | 0.0074925
| 412.7688 | 0.00030245 | 373.2358 | 0.36274 | 372.6264 | 0.49815 | 412.7688 | 0.00184 | 373.2358 | 0.023479 | 372.6264 | 0.054745 | 372.6264 | 0 | 412.0181 | 3.7076e-06 | 373.2358 | 0 | 367.17 | -0.0011299 | 373.2358 | 0 | 412.7688 | 0.00442 | 373.2358 | 0 | 367.17 | -0.0028116 | 373.2358 | 0 | 367.17 | -0.0027849 | 373.2358 | 0 | 412.0181 | 4.8483e-06 | 373.2358 | 0 | 412.0181 | 5.2379e-06 | 373.2358 | 0 | 372.6264 | 0 | 628.4221 | 0.00478 | 372.6264 | 0 | 627.5871 | 5.0004e-05 | 628.4221 | 0.00189 | 372.6264 | 0 | 373.2358 | 0.004027
| 412.8816 | 0 | 373.4517 | 0.35024 | 372.842 | 0.47577 | 412.8816 | 0 | 373.4517 | 0.024695 | 372.842 | 0.059128 | 372.842 | 0 | 412.1314 | 3.3155e-06 | 373.4517 | 0 | 367.39 | -0.00089378 | 373.4517 | 0 | 412.8816 | 0.00391 | 373.4517 | 0 | 367.39 | 2.9596e-05 | 373.4517 | 1.0715e-05 | 367.39 | 0.00043346 | 373.4517 | 0 | 412.1314 | 4.6609e-06 | 373.4517 | 0 | 412.1314 | 5.6661e-06 | 373.4517 | 0.00028465 | 372.842 | 0 | 628.5823 | 0.00392 | 372.842 | 0 | 627.7477 | 6.6672e-06 | 628.5823 | 0.00175 | 372.842 | 0 | 373.4517 | 0.007328
| 412.9943 | 0 | 373.6675 | 0.33063 | 373.0577 | 0.4572 | 412.9943 | 0.00215 | 373.6675 | 0.026488 | 373.0577 | 0.062007 | 373.0577 | 0 | 412.2448 | 4.5588e-06 | 373.6675 | 0 | 367.61 | -0.0028838 | 373.6675 | 0 | 412.9943 | 0.00303 | 373.6675 | 0 | 367.61 | -0.0021658 | 373.6675 | 0 | 367.61 | -0.00024923 | 373.6675 | 0 | 412.2448 | 5.668e-06 | 373.6675 | 0 | 412.2448 | 4.2825e-06 | 373.6675 | 0 | 373.0577 | 0 | 628.7426 | 0.00346 | 373.0577 | 0 | 627.9083 | 1.0001e-05 | 628.7426 | 0.00175 | 373.0577 | 0 | 373.6675 | 0.0033009
| 413.1071 | 0 | 373.8833 | 0.31751 | 373.2733 | 0.43898 | 413.1071 | 0 | 373.8833 | 0.029232 | 373.2733 | 0.065661 | 373.2733 | 0 | 412.3581 | 3.6179e-06 | 373.8833 | 0 | 367.82 | 0.001231 | 373.8833 | 0 | 413.1071 | 0.00419 | 373.8833 | 0 | 367.82 | -0.0021336 | 373.8833 | 4.3476e-06 | 367.82 | -0.00060684 | 373.8833 | 0 | 412.3581 | 5.9725e-06 | 373.8833 | 0 | 412.3581 | 6.2042e-06 | 373.8833 | 0.00017554 | 373.2733 | 0 | 628.9028 | 0.00469 | 373.2733 | 0 | 628.0689 | 0 | 628.9028 | 0.00168 | 373.2733 | 0 | 373.8833 | 0.0061897
| 413.2199 | 0.0014 | 374.0992 | 0.29973 | 373.489 | 0.41753 | 413.2199 | 0.00213 | 374.0992 | 0.030841 | 373.489 | 0.07011 | 373.489 | 0 | 412.4714 | 4.3796e-06 | 374.0992 | 0 | 368.04 | 0.00052277 | 374.0992 | 0 | 413.2199 | 0.00334 | 374.0992 | 0 | 368.04 | -0.0037156 | 374.0992 | 0 | 368.04 | -0.00015171 | 374.0992 | 0 | 412.4714 | 6.1365e-06 | 374.0992 | 0 | 412.4714 | 7.8074e-06 | 374.0992 | 0 | 373.489 | 0 | 629.063 | 0.00468 | 373.489 | 0 | 628.2295 | 1.0001e-05 | 629.063 | 0.00171 | 373.489 | 0 | 374.0992 | 0.0036473
| 413.3326 | 0 | 374.315 | 0.28699 | 373.7047 | 0.40381 | 413.3326 | 0 | 374.315 | 0.032899 | 373.7047 | 0.076251 | 373.7047 | 0 | 412.5847 | 3.0019e-06 | 374.315 | 0 | 368.25 | 8.4319e-05 | 374.315 | 0 | 413.3326 | 0.00414 | 374.315 | 0 | 368.25 | -0.00026098 | 374.315 | 1.3186e-05 | 368.25 | 0.0022864 | 374.315 | 0 | 412.5847 | 5.1527e-06 | 374.315 | 0 | 412.5847 | 6.7313e-06 | 374.315 | 0.00031326 | 373.7047 | 0 | 629.2233 | 0.00489 | 373.7047 | 0 | 628.3901 | 6.6672e-06 | 629.2233 | 0.00161 | 373.7047 | 0 | 374.315 | 0.0073359
| 413.4454 | 3.2945e-05 | 374.5309 | 0.2772 | 373.9204 | 0.38786 | 413.4454 | 0.00132 | 374.5309 | 0.033408 | 373.9204 | 0.079412 | 373.9204 | 0 | 412.6981 | 2.9459e-06 | 374.5309 | 0 | 368.47 | -0.0015684 | 374.5309 | 0 | 413.4454 | 0.00547 | 374.5309 | 0 | 368.47 | -0.00097128 | 374.5309 | 0 | 368.47 | 0.00027091 | 374.5309 | 0 | 412.6981 | 6.2184e-06 | 374.5309 | 0 | 412.6981 | 5.1281e-06 | 374.5309 | 0 | 373.9204 | 0 | 629.3835 | 0.00419 | 373.9204 | 0 | 628.5507 | 1.0001e-05 | 629.3835 | 0.00178 | 373.9204 | 0 | 374.5309 | 0.0035462
| 413.5582 | 0 | 374.7468 | 0.2624 | 374.1362 | 0.37067 | 413.5582 | 0 | 374.7468 | 0.037271 | 374.1362 | 0.085671 | 374.1362 | 0 | 412.8114 | 2.4306e-06 | 374.7468 | 0 | 368.69 | 0.00075887 | 374.7468 | 0 | 413.5582 | 0.00368 | 374.7468 | 0 | 368.69 | -0.0015202 | 374.7468 | 8.7948e-06 | 368.69 | 0.00010836 | 374.7468 | 0 | 412.8114 | 5.6212e-06 | 374.7468 | 0 | 412.8114 | 2.4597e-06 | 374.7468 | 0.00035704 | 374.1362 | 0 | 629.5438 | 0.0039 | 374.1362 | 0 | 628.7114 | 0 | 629.5438 | 0.00177 | 374.1362 | 0 | 374.7468 | 0.0081128
| 413.6709 | 0.00127 | 374.9627 | 0.25034 | 374.3519 | 0.356 | 413.6709 | 0.00295 | 374.9627 | 0.03877 | 374.3519 | 0.090673 | 374.3519 | 0 | 412.9248 | 2.5874e-06 | 374.9627 | 0 | 368.9 | 0.00075887 | 374.9627 | 0 | 413.6709 | 0.00369 | 374.9627 | 0 | 368.9 | -0.0013264 | 374.9627 | 0 | 368.9 | -0.00021673 | 374.9627 | 0 | 412.9248 | 6.0779e-06 | 374.9627 | 0 | 412.9248 | 4.2825e-06 | 374.9627 | 0 | 374.3519 | 0 | 629.7041 | 0.00306 | 374.3519 | 0 | 628.872 | 1.0001e-05 | 629.7041 | 0.00186 | 374.3519 | 0 | 374.9627 | 0.0029357
| 413.7837 | 0 | 375.1786 | 0.24088 | 374.5677 | 0.34238 | 413.7837 | 0 | 375.1786 | 0.042389 | 374.5677 | 0.097701 | 374.5677 | 0 | 413.0382 | 2.9683e-06 | 375.1786 | 0 | 369.12 | 0.0014334 | 375.1786 | 0 | 413.7837 | 0.00402 | 375.1786 | 0 | 369.12 | 0.00044931 | 375.1786 | 1.6121e-05 | 369.12 | 0.00049847 | 375.1786 | 0 | 413.0382 | 5.0239e-06 | 375.1786 | 0 | 413.0382 | 3.2064e-06 | 375.1787 | 0.00045174 | 374.5677 | 0 | 629.8643 | 0.00461 | 374.5677 | 0 | 629.0326 | 6.6672e-06 | 629.8643 | 0.00177 | 374.5677 | 0 | 375.1786 | 0.007197
| 413.8965 | 0.00142 | 375.3946 | 0.22993 | 374.7835 | 0.32496 | 413.8965 | 0.0017 | 375.3946 | 0.045547 | 374.7835 | 0.10231 | 374.7835 | 0 | 413.1515 | 2.7443e-06 | 375.3946 | 0 | 369.33 | -0.00086005 | 375.3946 | 0 | 413.8965 | 0.00366 | 375.3946 | 0 | 369.33 | 0.0016117 | 375.3946 | 0 | 369.33 | 0.0028717 | 375.3946 | 0 | 413.1515 | 5.2347e-06 | 375.3946 | 0 | 413.1515 | 5.0292e-06 | 375.3946 | 0 | 374.7835 | 0 | 630.0246 | 0.00482 | 374.7835 | 0 | 629.1932 | 5.0004e-05 | 630.0246 | 0.00181 | 374.7835 | 0 | 375.3946 | 0.0036811
| 414.0092 | 0 | 375.6105 | 0.22073 | 374.9993 | 0.31376 | 414.0092 | 0 | 375.6105 | 0.049811 | 374.9993 | 0.10942 | 374.9993 | 0 | 413.2649 | 2.4978e-06 | 375.6105 | 0 | 369.55 | -8.4319e-05 | 375.6105 | 0 | 414.0092 | 0.0034 | 375.6105 | 0 | 369.55 | 0.0015793 | 375.6105 | 9.814e-06 | 369.55 | 0.00049847 | 375.6105 | 0 | 413.2649 | 5.9491e-06 | 375.6105 | 0 | 413.2649 | 6.4128e-06 | 375.6105 | 0.00031051 | 374.9993 | 0 | 630.1849 | 0.00429 | 374.9993 | 0 | 629.3539 | 0 | 630.1849 | 0.00179 | 374.9993 | 0 | 375.6105 | 0.0074567
| 414.122 | 0.00032042 | 375.8265 | 0.21085 | 375.2151 | 0.29773 | 414.122 | 0.00255 | 375.8265 | 0.051851 | 375.2151 | 0.11647 | 375.2151 | 0 | 413.3783 | 2.0274e-06 | 375.8265 | 0 | 369.77 | -0.0011299 | 375.8265 | 0 | 414.122 | 0.00246 | 375.8265 | 0 | 369.77 | -0.0030376 | 375.8265 | 0 | 369.77 | -0.0013546 | 375.8265 | 0 | 413.3783 | 5.8905e-06 | 375.8265 | 0 | 413.3783 | 9.4106e-06 | 375.8265 | 0 | 375.2151 | 0 | 630.3452 | 0.00345 | 375.2151 | 0 | 629.5145 | 1.0001e-05 | 630.3452 | 0.00183 | 375.2151 | 0 | 375.8265 | 0.0032839
| 414.2348 | 0 | 376.0425 | 0.20136 | 375.4309 | 0.28915 | 414.2348 | 0 | 376.0425 | 0.056089 | 375.4309 | 0.12551 | 375.4309 | 0 | 413.4916 | 2.2178e-06 | 376.0425 | 0 | 369.98 | 0.0010287 | 376.0425 | 0 | 414.2348 | 0.0055 | 376.0425 | 0 | 369.98 | -0.0014878 | 376.0425 | 1.3259e-05 | 369.98 | 0.00030341 | 376.0425 | 0 | 413.4916 | 6.0193e-06 | 376.0425 | 0 | 413.4916 | 8.016e-06 | 376.0425 | 0.0002343 | 375.4309 | 0 | 630.5055 | 0.0054 | 375.4309 | 0 | 629.6752 | 6.6672e-06 | 630.5055 | 0.00179 | 375.4309 | 0 | 376.0425 | 0.0069276
| 414.3475 | 0.00067977 | 376.2585 | 0.19254 | 375.6467 | 0.27793 | 414.3475 | 0.00104 | 376.2585 | 0.058795 | 375.6467 | 0.13322 | 375.6467 | 0 | 413.605 | 2.3746e-06 | 376.2585 | 0 | 370.2 | 0.00011805 | 376.2585 | 0 | 414.3475 | 0.00454 | 376.2585 | 0 | 370.2 | 9.4169e-05 | 376.2585 | 0 | 370.2 | -0.0018747 | 376.2585 | 0 | 413.605 | 5.2816e-06 | 376.2585 | 0 | 413.605 | 6.5226e-06 | 376.2585 | 0 | 375.6467 | 0 | 630.6658 | 0.00433 | 375.6467 | 0 | 629.8359 | 0 | 630.6658 | 0.00183 | 375.6467 | 0 | 376.2585 | 0.0040222
| 414.4603 | 0 | 376.4745 | 0.18738 | 375.8626 | 0.2688 | 414.4603 | 0 | 376.4745 | 0.064956 | 375.8626 | 0.1429 | 375.8626 | 0 | 413.7184 | 2.0834e-06 | 376.4745 | 0 | 370.41 | 0.00069142 | 376.4745 | 0 | 414.4603 | 0.00487 | 376.4745 | 0 | 370.41 | 6.1882e-05 | 376.4745 | 1.1037e-05 | 370.41 | -0.00034676 | 376.4745 | 0 | 413.7184 | 5.2347e-06 | 376.4745 | 0 | 413.7184 | 4.3814e-06 | 376.4745 | 0.00014117 | 375.8626 | 0 | 630.8261 | 0.00411 | 375.8626 | 0 | 629.9965 | 6.6672e-06 | 630.8261 | 0.00173 | 375.8626 | 0 | 376.4745 | 0.0069108
| 414.5731 | 0.00073368 | 376.6905 | 0.17752 | 376.0785 | 0.25785 | 414.5731 | 0.00102 | 376.6905 | 0.069317 | 376.0785 | 0.15201 | 376.0785 | 0 | 413.8318 | 2.2738e-06 | 376.6905 | 0 | 370.63 | -0.00086005 | 376.6905 | 0 | 414.5731 | 0.00454 | 376.6905 | 0 | 370.63 | -0.0029407 | 376.6905 | 0 | 370.63 | -0.00099695 | 376.6905 | 0 | 413.8318 | 5.0474e-06 | 376.6905 | 0 | 413.8318 | 4.601e-06 | 376.6905 | 0 | 376.0785 | 0 | 630.9864 | 0.0038 | 376.0785 | 0 | 630.1572 | 3.0002e-05 | 630.9864 | 0.00179 | 376.0785 | 0 | 376.6905 | 0.0038315
| 414.6859 | 0 | 376.9066 | 0.17297 | 376.2944 | 0.24619 | 414.6859 | 0 | 376.9066 | 0.074188 | 376.2944 | 0.16197 | 376.2944 | 0 | 413.9452 | 2.3522e-06 | 376.9066 | 0 | 370.85 | -0.00021923 | 376.9066 | 0 | 414.6859 | 0.00374 | 376.9066 | 0 | 370.85 | -0.0006807 | 376.9066 | 1.2934e-05 | 370.85 | 0.00062851 | 376.9066 | 0 | 413.9452 | 4.3564e-06 | 376.9066 | 0 | 413.9452 | 4.2825e-06 | 376.9066 | 0.00043525 | 376.2944 | 0 | 631.1468 | 0.00348 | 376.2944 | 0 | 630.3179 | 6.6672e-06 | 631.1468 | 0.00172 | 376.2944 | 0 | 376.9066 | 0.0060841
| 414.7986 | 0.00122 | 377.1226 | 0.16565 | 376.5103 | 0.23955 | 414.7986 | 0.00173 | 377.1226 | 0.078459 | 376.5103 | 0.17219 | 376.5103 | 0 | 414.0586 | 2.2402e-06 | 377.1226 | 0 | 371.06 | 8.4319e-05 | 377.1226 | 0 | 414.7986 | 0.00468 | 377.1226 | 0 | 371.06 | -0.00093899 | 377.1226 | 0 | 371.06 | 0.00040094 | 377.1226 | 0 | 414.0586 | 5.1762e-06 | 377.1226 | 0 | 414.0586 | 4.601e-06 | 377.1226 | 0 | 376.5103 | 0 | 631.3071 | 0.00415 | 376.5103 | 0 | 630.4786 | 0 | 631.3071 | 0.00186 | 376.5103 | 0 | 377.1226 | 0.0028514
| 414.9114 | 0 | 377.3387 | 0.15922 | 376.7262 | 0.23212 | 414.9114 | 0 | 377.3387 | 0.085039 | 376.7262 | 0.18592 | 376.7262 | 0 | 414.172 | 1.8034e-06 | 377.3387 | 0 | 371.28 | -0.00065769 | 377.3387 | 0 | 414.9114 | 0.00419 | 377.3387 | 0 | 371.28 | -0.00026098 | 377.3387 | 1.4452e-05 | 371.28 | -0.00096444 | 377.3387 | 0 | 414.172 | 5.4221e-06 | 377.3387 | 0 | 414.172 | 6.314e-06 | 377.3387 | 0.00035351 | 376.7262 | 0 | 631.4674 | 0.00636 | 376.7262 | 0 | 630.6392 | 6.6672e-06 | 631.4674 | 0.00172 | 376.7262 | 0 | 377.3387 | 0.0063864
| 415.0242 | 0.00041025 | 377.5547 | 0.15385 | 376.9421 | 0.22345 | 415.0242 | 0.00173 | 377.5547 | 0.091498 | 376.9421 | 0.1958 | 376.9421 | 0 | 414.2854 | 1.6241e-06 | 377.5548 | 0 | 371.5 | -0.00069142 | 377.5548 | 0 | 415.0242 | 0.00286 | 377.5548 | 0 | 371.5 | -0.0004547 | 377.5547 | 0 | 371.5 | -0.0017121 | 377.5548 | 0 | 414.2854 | 6.7103e-06 | 377.5548 | 0 | 414.2854 | 7.0607e-06 | 377.5548 | 0 | 376.9421 | 0 | 631.6278 | 0.00484 | 376.9421 | 0 | 630.7999 | 0 | 631.6278 | 0.00183 | 376.9421 | 0 | 377.5547 | 0.0033847
| 415.1369 | 0 | 377.7708 | 0.14608 | 377.1581 | 0.21614 | 415.1369 | 0 | 377.7708 | 0.099269 | 377.1581 | 0.2113 | 377.1581 | 0 | 414.3988 | 1.7474e-06 | 377.7709 | 0 | 371.71 | -0.00079259 | 377.7709 | 0 | 415.1369 | 0.0036 | 377.7709 | 0 | 371.71 | -0.00048698 | 377.7708 | 1.502e-05 | 371.71 | 0.0009536 | 377.7709 | 0 | 414.3988 | 5.3635e-06 | 377.7709 | 0 | 414.3988 | 6.8411e-06 | 377.7708 | 0.00028972 | 377.1581 | 0 | 631.7881 | 0.00584 | 377.1581 | 0 | 630.9606 | 6.6672e-06 | 631.7881 | 0.00167 | 377.1581 | 0 | 377.7708 | 0.0068063
| 415.2497 | 0.00147 | 377.987 | 0.14326 | 377.374 | 0.21005 | 415.2497 | 0.00128 | 377.987 | 0.10322 | 377.374 | 0.22462 | 377.374 | 0 | 414.5123 | 1.5681e-06 | 377.987 | 0 | 371.93 | -0.00086005 | 377.987 | 0 | 415.2497 | 0.00499 | 377.987 | 0 | 371.93 | -0.0013909 | 377.987 | 0 | 371.93 | -0.0010945 | 377.987 | 0 | 414.5123 | 5.6095e-06 | 377.987 | 0 | 414.5123 | 6.6324e-06 | 377.987 | 0 | 377.374 | 0 | 631.9485 | 0.00448 | 377.374 | 0 | 631.1214 | 3.0002e-05 | 631.9485 | 0.00186 | 377.374 | 0 | 377.987 | 0.0031278
| 415.3625 | 0 | 378.2031 | 0.13926 | 377.59 | 0.20255 | 415.3625 | 0 | 378.2031 | 0.11403 | 377.59 | 0.2387 | 377.59 | 0 | 414.6257 | 9.4089e-07 | 378.2031 | 0 | 372.15 | 0.0009275 | 378.2031 | 0 | 415.3625 | 0.00445 | 378.2031 | 0 | 372.15 | 0.00073989 | 378.2031 | 7.8002e-06 | 372.15 | -2.1673e-05 | 378.2031 | 0 | 414.6257 | 4.4384e-06 | 378.2031 | 0 | 414.6257 | 6.2042e-06 | 378.2031 | 0.00017402 | 377.59 | 0 | 632.1089 | 0.00536 | 377.59 | 0 | 631.2821 | 2.6669e-05 | 632.1089 | 0.00165 | 377.59 | 0 | 378.2031 | 0.0060464
| 415.4752 | 0.00046416 | 378.4193 | 0.13526 | 377.806 | 0.19865 | 415.4752 | 0.00121 | 378.4193 | 0.12198 | 377.806 | 0.25769 | 377.806 | 0 | 414.7391 | 1.0641e-06 | 378.4192 | 0 | 372.36 | -0.0018044 | 378.4192 | 0 | 415.4752 | 0.00488 | 378.4192 | 0 | 372.36 | -0.0017784 | 378.4193 | 0 | 372.36 | -0.0047354 | 378.4192 | 0 | 414.7391 | 4.8834e-06 | 378.4192 | 0 | 414.7391 | 6.0944e-06 | 378.4192 | 0 | 377.806 | 0 | 632.2693 | 0.00408 | 377.806 | 0 | 631.4428 | 1.0001e-05 | 632.2693 | 0.00181 | 377.806 | 0 | 378.4193 | 0.0031688
| 415.588 | 0 | 378.6354 | 0.13233 | 378.022 | 0.19133 | 415.588 | 0 | 378.6354 | 0.13341 | 378.022 | 0.27733 | 378.022 | 0 | 414.8526 | 8.8488e-07 | 378.6354 | 0.004765 | 372.58 | 0.00025296 | 378.6354 | 0.0098647 | 415.588 | 0.00422 | 378.6354 | 0.0056524 | 372.58 | 0.0024188 | 378.6354 | 0.0057853 | 372.58 | -0.00073687 | 378.6354 | 0.0043153 | 414.8526 | 4.0285e-06 | 378.6354 | 0.0043431 | 414.8526 | 4.8096e-06 | 378.6354 | 0.00022997 | 378.022 | 0 | 632.4296 | 0.00612 | 378.022 | 0 | 631.6035 | 0 | 632.4296 | 0.00161 | 378.022 | 0 | 378.6354 | 0.0063562
| 415.7008 | 0.00041025 | 378.8516 | 0.12438 | 378.2381 | 0.18443 | 415.7008 | 0.00114 | 378.8516 | 0.14052 | 378.2381 | 0.28602 | 378.2381 | 0 | 414.966 | 1.1761e-06 | 378.8516 | 0 | 372.79 | -0.00069142 | 378.8516 | 0.0017694 | 415.7008 | 0.00374 | 378.8516 | 0 | 372.79 | 0.00032017 | 378.8516 | 0 | 372.79 | -0.0013546 | 378.8516 | 0 | 414.966 | 4.7663e-06 | 378.8516 | 0 | 414.966 | 6.8411e-06 | 378.8516 | 0 | 378.2381 | 0 | 632.59 | 0.00311 | 378.2381 | 0 | 631.7643 | 1.0001e-05 | 632.59 | 0.00181 | 378.2381 | 0 | 378.8516 | 0.003308
| 415.8135 | 0 | 379.0677 | 0.11791 | 378.4541 | 0.17639 | 415.8135 | 0 | 379.0677 | 0.14685 | 378.4541 | 0.29987 | 378.4541 | 0 | 415.0795 | 7.8407e-07 | 379.0677 | 0.0046017 | 373.01 | 0.0018381 | 379.0677 | 0.0083172 | 415.8135 | 0.00442 | 379.0677 | 0.0074287 | 373.01 | -0.0015847 | 379.0677 | 0.0041379 | 373.01 | 0.0019289 | 379.0677 | 0.0015699 | 415.0795 | 6.1833e-06 | 379.0677 | 0.0034824 | 415.0795 | 7.5878e-06 | 379.0677 | 0.00021564 | 378.4541 | 0 | 632.7504 | 0.0049 | 378.4541 | 0 | 631.925 | 0 | 632.7504 | 0.00163 | 378.4541 | 0 | 379.0677 | 0.0070623
| 415.9263 | 0.0005001 | 379.2839 | 0.11381 | 378.6702 | 0.16788 | 415.9263 | 0.00101 | 379.2839 | 0.15462 | 378.6702 | 0.31425 | 378.6702 | 0 | 415.1929 | 1.0641e-06 | 379.2839 | 0 | 373.23 | 0.00028669 | 379.2839 | 0 | 415.9263 | 0.00408 | 379.2839 | 0 | 373.23 | -0.00048698 | 379.2839 | 0 | 373.23 | -0.0023624 | 379.2839 | 0 | 415.1929 | 7.2255e-06 | 379.2839 | 0 | 415.1929 | 8.5541e-06 | 379.2839 | 0 | 378.6702 | 0 | 632.9108 | 0.00364 | 378.6702 | 0 | 632.0857 | 1.0001e-05 | 632.9108 | 0.00171 | 378.6702 | 0 | 379.2839 | 0.0025543
| 416.0391 | 0 | 379.5002 | 0.11233 | 378.8862 | 0.16772 | 416.0391 | 5.2137e-05 | 379.5002 | 0.16863 | 378.8862 | 0.33731 | 378.8862 | 0 | 415.3064 | 8.2888e-07 | 379.5002 | 0.0034356 | 373.44 | 0.0014672 | 379.5002 | 0.0090521 | 416.0391 | 0.00465 | 379.5002 | 0.0076292 | 373.44 | -0.00051927 | 379.5002 | 0.0047056 | 373.44 | 0.0010836 | 379.5002 | 0.0016154 | 415.3064 | 7.2724e-06 | 379.5002 | 0.0033393 | 415.3064 | 5.8857e-06 | 379.5002 | 5.5566e-05 | 378.8862 | 0 | 633.0712 | 0.00614 | 378.8862 | 0 | 632.2465 | 0 | 633.0712 | 0.00164 | 378.8862 | 0 | 379.5002 | 0.0064869
| 416.1518 | 0.00075165 | 379.7164 | 0.11024 | 379.1023 | 0.16576 | 416.1518 | 0.00108 | 379.7164 | 0.1803 | 379.1023 | 0.36316 | 379.1023 | 0 | 415.4198 | 1.1985e-06 | 379.7164 | 0 | 373.66 | -0.00082632 | 379.7164 | 0.00055653 | 416.1518 | 0.00442 | 379.7164 | 0 | 373.66 | 0.0002556 | 379.7164 | 0.00095777 | 373.66 | 0.00075855 | 379.7164 | 0 | 415.4198 | 6.6049e-06 | 379.7164 | 0 | 415.4198 | 5.5563e-06 | 379.7164 | 0 | 379.1023 | 0 | 633.2317 | 0.00359 | 379.1023 | 0 | 632.4072 | 1.0001e-05 | 633.2317 | 0.00176 | 379.1023 | 0 | 379.7164 | 0.0028113
| 416.2646 | 0 | 379.9326 | 0.10839 | 379.3184 | 0.16391 | 416.2646 | 0 | 379.9326 | 0.19725 | 379.3184 | 0.39007 | 379.3184 | 0 | 415.5333 | 7.0567e-07 | 379.9326 | 0.0038767 | 373.88 | 0.0011636 | 379.9326 | 0.0089407 | 416.2646 | 0.00493 | 379.9326 | 0.0054145 | 373.88 | 0.00064304 | 379.9326 | 0.0031767 | 373.88 | 0.00043346 | 379.9326 | 0.0019757 | 415.5333 | 7.085e-06 | 379.9326 | 0.0035846 | 415.5333 | 3.7445e-06 | 379.9326 | 0.0001833 | 379.3184 | 0 | 633.3921 | 0.00517 | 379.3184 | 0 | 632.568 | 6.6672e-06 | 633.3921 | 0.00172 | 379.3184 | 0 | 379.9326 | 0.0058027
| 416.3774 | 0.00058994 | 380.1489 | 0.1056 | 379.5345 | 0.16075 | 416.3774 | 0.00137 | 380.1489 | 0.20926 | 379.5345 | 0.4138 | 379.5345 | 0 | 415.6468 | 6.7206e-07 | 380.1489 | 0 | 374.09 | 0.0005565 | 380.1489 | 0.0019451 | 416.3774 | 0.0051 | 380.1489 | 0 | 374.09 | -0.00019641 | 380.1489 | 0.00049026 | 374.09 | -0.00034676 | 380.1489 | 0 | 415.6468 | 6.1013e-06 | 380.1489 | 0 | 415.6468 | 4.4912e-06 | 380.1489 | 0 | 379.5345 | 0 | 633.5525 | 0.00302 | 379.5345 | 0 | 632.7288 | 1.0001e-05 | 633.5525 | 0.00177 | 379.5345 | 0 | 380.1489 | 0.002679
| 416.4901 | 0 | 380.3652 | 0.1043 | 379.7507 | 0.15735 | 416.4901 | 0 | 380.3652 | 0.22952 | 379.7507 | 0.44266 | 379.7507 | 0 | 415.7603 | 1.0081e-07 | 380.3652 | 0.0046626 | 374.31 | 0.00079259 | 380.3652 | 0.0062701 | 416.4901 | 0.00592 | 380.3652 | 0.005154 | 374.31 | 0.00012645 | 380.3652 | 0.0021642 | 374.31 | 0.0016038 | 380.3652 | 0.0042859 | 415.7603 | 5.6914e-06 | 380.3652 | 0.00082463 | 415.7603 | 4.9194e-06 | 380.3652 | 5.6725e-05 | 379.7507 | 0 | 633.713 | 0.00483 | 379.7507 | 0 | 632.8896 | 6.6672e-06 | 633.713 | 0.0017 | 379.7507 | 0 | 380.3652 | 0.004538
| 416.6029 | 0.00224 | 380.5815 | 0.10169 | 379.9668 | 0.15489 | 416.6029 | 0.00060691 | 380.5815 | 0.24396 | 379.9668 | 0.47036 | 379.9668 | 0 | 415.8737 | 1.7922e-07 | 380.5814 | 0 | 374.53 | -0.00052277 | 380.5814 | 0 | 416.6029 | 0.00326 | 380.5814 | 0 | 374.53 | -0.0009067 | 380.5815 | 0 | 374.53 | -0.00054182 | 380.5814 | 0 | 415.8737 | 5.0122e-06 | 380.5814 | 0 | 415.8737 | 4.3814e-06 | 380.5815 | 0 | 379.9668 | 0 | 633.8734 | 0.00411 | 379.9668 | 0 | 633.0503 | 3.0002e-05 | 633.8734 | 0.00174 | 379.9668 | 0 | 380.5815 | 0.0030451
| 416.7157 | 0 | 380.7977 | 0.10039 | 380.183 | 0.15357 | 416.7157 | 0 | 380.7977 | 0.26133 | 380.183 | 0.49872 | 380.183 | 0 | 415.9872 | 2.1282e-07 | 380.7977 | 0.0039041 | 374.74 | 0.001602 | 380.7977 | 0.0072367 | 416.7157 | 0.00306 | 380.7977 | 0.0043083 | 374.74 | -0.00084214 | 380.7977 | 0.004855 | 374.74 | -0.0010295 | 380.7977 | 0.0033091 | 415.9872 | 5.6914e-06 | 380.7977 | 0.0045207 | 415.9872 | 2.9978e-06 | 380.7977 | 0.00022704 | 380.183 | 0 | 634.0339 | 0.00492 | 380.183 | 0 | 633.2111 | 0 | 634.0339 | 0.00168 | 380.183 | 0 | 380.7977 | 0.0059939
| 416.8284 | 0.00131 | 381.0141 | 0.096183 | 380.3992 | 0.14945 | 416.8284 | 0.00206 | 381.0141 | 0.28004 | 380.3992 | 0.52823 | 380.3992 | 0 | 416.1007 | 2.5762e-07 | 381.0141 | 0 | 374.96 | -0.0018381 | 381.0141 | 0 | 416.8284 | 0.00556 | 381.0141 | 0 | 374.96 | 0.00032017 | 381.0141 | 0 | 374.96 | -0.00080189 | 381.0141 | 0 | 416.1007 | 7.003e-06 | 381.0141 | 0 | 416.1007 | 3.3162e-06 | 381.0141 | 0 | 380.3992 | 0 | 634.1943 | 0.00466 | 380.3992 | 0 | 633.3719 | 0 | 634.1943 | 0.00175 | 380.3992 | 0 | 381.0141 | 0.0034235
| 416.9412 | 0 | 381.2304 | 0.096748 | 380.6154 | 0.14762 | 416.9412 | 0 | 381.2304 | 0.30036 | 380.6154 | 0.56235 | 380.6154 | 0 | 416.2142 | 1.7922e-07 | 381.2304 | 0.0035098 | 375.18 | 0.00075887 | 381.2304 | 0.0055141 | 416.9412 | 0.00573 | 381.2304 | 0.0063611 | 375.18 | -0.00084214 | 381.2304 | 0.0017506 | 375.18 | 0.0010836 | 381.2304 | 0.00093445 | 416.2142 | 7.612e-06 | 381.2304 | 0.0016046 | 416.2142 | 6.5226e-06 | 381.2304 | 0.00022252 | 380.6154 | 0 | 634.3548 | 0.00635 | 380.6154 | 0 | 633.5327 | 6.6672e-06 | 634.3548 | 0.00172 | 380.6154 | 0 | 381.2304 | 0.005769
| 417.054 | 0.00069774 | 381.4467 | 0.094872 | 380.8316 | 0.14508 | 417.054 | 0.00156 | 381.4467 | 0.32134 | 380.8316 | 0.59784 | 380.8316 | 0 | 416.3277 | 2.8003e-07 | 381.4467 | 0 | 375.39 | -0.00089378 | 381.4467 | 0 | 417.054 | 0.00505 | 381.4467 | 0 | 375.39 | -0.00055155 | 381.4467 | 0 | 375.39 | -0.0022973 | 381.4467 | 0 | 416.3277 | 7.6823e-06 | 381.4467 | 0 | 416.3277 | 9.191e-06 | 381.4467 | 0 | 380.8316 | 0 | 634.5153 | 0.00468 | 380.8316 | 0 | 633.6935 | 1.0001e-05 | 634.5153 | 0.00175 | 380.8316 | 0 | 381.4467 | 0.0027693
| 417.1668 | 0 | 381.6631 | 0.093797 | 381.0478 | 0.14365 | 417.1668 | 0 | 381.6631 | 0.34501 | 381.0478 | 0.63303 | 381.0478 | 0.011958 | 416.4412 | 2.3522e-07 | 381.6631 | 0.0038674 | 375.61 | 0.0005565 | 381.6631 | 0.0066511 | 417.1668 | 0.00516 | 381.6631 | 0.0091733 | 375.61 | 0.0002556 | 381.6631 | 0.0027906 | 375.61 | 1.0836e-05 | 381.6631 | 0.0037331 | 416.4412 | 6.0193e-06 | 381.6631 | 0.0049064 | 416.4412 | 7.5878e-06 | 381.6631 | 0.00039471 | 381.0478 | 0.00601 | 634.6757 | 0.00478 | 381.0478 | -0.0010145 | 633.8543 | 0 | 634.6757 | 0.00168 | 381.0478 | 0.00655 | 381.6631 | 0.0052536
| 417.2795 | 0.00076961 | 381.8795 | 0.091219 | 381.2641 | 0.14056 | 417.2795 | 0.00113 | 381.8795 | 0.36476 | 381.2641 | 0.63945 | 381.2641 | 0.0041187 | 416.5547 | 2.3522e-07 | 381.8795 | 0 | 375.83 | -0.00099496 | 381.8795 | 0 | 417.2795 | 0.00178 | 381.8795 | 0 | 375.83 | -0.00084214 | 381.8795 | 0 | 375.83 | 0.00020589 | 381.8795 | 0 | 416.5547 | 5.6914e-06 | 381.8795 | 0 | 416.5547 | 5.7759e-06 | 381.8795 | 0 | 381.264 | -0.0085 | 634.8362 | 0.0036 | 381.2641 | 0.00032925 | 634.0152 | 1.0001e-05 | 634.8362 | 0.00172 | 381.264 | -0.00513 | 381.8795 | 0.0021144
| 417.3923 | 0 | 382.0959 | 0.088437 | 381.4803 | 0.14037 | 417.3923 | 0 | 382.0959 | 0.39522 | 381.4803 | 0.64652 | 381.4803 | 0.012486 | 416.6683 | 5.6005e-08 | 382.0958 | 0.0024163 | 376.04 | 0.0010624 | 382.0958 | 0.0044393 | 417.3923 | 0.00467 | 382.0958 | 0.0047771 | 376.04 | -0.00055155 | 382.0959 | 0.0029319 | 376.04 | -0.0008344 | 382.0958 | 0.0033181 | 416.6683 | 4.8834e-06 | 382.0958 | 0.0020235 | 416.6683 | 3.7445e-06 | 382.0959 | 0.0003141 | 381.4803 | 0.00377 | 634.9967 | 0.00464 | 381.4803 | 0.0090974 | 634.176 | 0 | 634.9967 | 0.00173 | 381.4803 | 0.00743 | 382.0959 | 0.0049143
| 417.5051 | 0.00015871 | 382.3123 | 0.087627 | 381.6966 | 0.13904 | 417.5051 | 0.0017 | 382.3123 | 0.42339 | 381.6966 | 0.68206 | 381.6966 | 0.0047519 | 416.7818 | 5.6005e-08 | 382.3122 | 0 | 376.26 | -0.0013322 | 382.3122 | 0 | 417.5051 | 0.00403 | 382.3122 | 0 | 376.26 | -0.001165 | 382.3123 | 0 | 376.26 | 0.00033593 | 382.3122 | 0 | 416.7818 | 5.586e-06 | 382.3122 | 0 | 416.7818 | 5.0292e-06 | 382.3123 | 0 | 381.6966 | -0.00471 | 635.1572 | 0.00373 | 381.6966 | -0.0061764 | 634.3368 | 1.0001e-05 | 635.1572 | 0.00179 | 381.6966 | -0.00233 | 382.3123 | 0.0019672
| 417.6178 | 0 | 382.5287 | 0.087738 | 381.9129 | 0.13986 | 417.6178 | 0 | 382.5287 | 0.45647 | 381.9129 | 0.71968 | 381.9129 | 0.014452 | 416.8953 | 7.8407e-08 | 382.5287 | 0.0046523 | 376.48 | 0.0015346 | 382.5287 | 0.0048352 | 417.6178 | 0.00351 | 382.5287 | 0.0045885 | 376.48 | -0.0016493 | 382.5287 | 0.0025756 | 376.48 | 0.00069354 | 382.5287 | 0.0021347 | 416.8953 | 6.277e-06 | 382.5287 | 0.002631 | 416.8953 | 8.2356e-06 | 382.5287 | 0.00022462 | 381.9129 | 0.00401 | 635.3177 | 0.00524 | 381.9129 | 0.0031841 | 634.4977 | 0 | 635.3177 | 0.00176 | 381.9129 | 0.00708 | 382.5287 | 0.0049699
| 417.7306 | 0.00042823 | 382.7451 | 0.087782 | 382.1292 | 0.13893 | 417.7306 | 0.00031212 | 382.7451 | 0.49169 | 382.1292 | 0.74376 | 382.1292 | 0.0067676 | 417.0088 | 4.4804e-08 | 382.7451 | 0 | 376.69 | 0.00079259 | 382.7451 | 0 | 417.7306 | 0.00425 | 382.7451 | 0 | 376.69 | -0.00055155 | 382.7451 | 0 | 376.69 | -0.0008344 | 382.7451 | 0 | 417.0088 | 7.3661e-06 | 382.7451 | 0 | 417.0088 | 8.9823e-06 | 382.7451 | 0 | 382.1292 | -0.0055 | 635.4782 | 0.00258 | 382.1292 | -0.022583 | 634.6585 | 3.0002e-05 | 635.4782 | 0.00179 | 382.1292 | -0.00147 | 382.7451 | 0.0024661
| 417.8434 | 0 | 382.9615 | 0.088237 | 382.3455 | 0.14006 | 417.8434 | 0 | 382.9615 | 0.53043 | 382.3455 | 0.75776 | 382.3455 | 0.01536 | 417.1224 | 4.4804e-08 | 382.9615 | 0.0017154 | 376.91 | -5.0592e-05 | 382.9615 | 0.0070685 | 417.8434 | 0.00467 | 382.9615 | 0.0047758 | 376.91 | -0.0012296 | 382.9615 | 0.0043837 | 376.91 | -0.00057433 | 382.9615 | 0.0037621 | 417.1224 | 7.4481e-06 | 382.9615 | 0.0024748 | 417.1224 | 8.4443e-06 | 382.9615 | 0.00019071 | 382.3455 | 0.00646 | 635.6387 | 0.00548 | 382.3455 | 0.014174 | 634.8193 | 6.6672e-06 | 635.6387 | 0.00169 | 382.3455 | 0.00506 | 382.9615 | 0.0052148
| 417.9561 | 1.4969e-05 | 383.178 | 0.085234 | 382.5618 | 0.13577 | 417.9561 | 0.00109 | 383.178 | 0.55909 | 382.5618 | 0.75386 | 382.5618 | 0.0085273 | 417.2359 | 2.0162e-07 | 383.178 | 0 | 377.13 | -0.0013997 | 383.178 | 0 | 417.9561 | 0.00363 | 383.178 | 0 | 377.13 | -0.00058385 | 383.178 | 0 | 377.13 | -0.0012245 | 383.178 | 0 | 417.2359 | 7.3075e-06 | 383.178 | 0 | 417.2359 | 8.3454e-06 | 383.178 | 0 | 382.5618 | -0.00396 | 635.7993 | 0.00285 | 382.5618 | -0.0014615 | 634.9802 | 3.0002e-05 | 635.7993 | 0.00172 | 382.5618 | -0.00059422 | 383.178 | 0.0024962
| 418.0689 | 0 | 383.3945 | 0.084358 | 382.7782 | 0.13456 | 418.0689 | 0 | 383.3945 | 0.58797 | 382.7782 | 0.79062 | 382.7782 | 0.015532 | 417.3495 | 2.0162e-07 | 383.3945 | 0.0025416 | 377.34 | -0.00021923 | 383.3945 | 0.003754 | 418.0689 | 0.00277 | 383.3945 | 0.0045228 | 377.34 | 0.0012565 | 383.3945 | 0.0018997 | 377.34 | 0.0016688 | 383.3945 | 0.0019375 | 417.3495 | 5.9374e-06 | 383.3945 | 0.002093 | 417.3495 | 8.4443e-06 | 383.3945 | 0.00014019 | 382.7782 | 0.00245 | 635.9598 | 0.00436 | 382.7782 | -0.0049134 | 635.1411 | 6.6672e-06 | 635.9598 | 0.00163 | 382.7782 | 0.00373 | 383.3945 | 0.0049217
| 418.1817 | 0.00064383 | 383.611 | 0.081441 | 382.9945 | 0.13196 | 418.1817 | 0.00149 | 383.611 | 0.62031 | 382.9945 | 0.78924 | 382.9945 | 0.010371 | 417.463 | 2.1282e-07 | 383.611 | 0 | 377.56 | 0.0015684 | 383.611 | 0 | 418.1817 | 0.00326 | 383.611 | 0 | 377.56 | -0.0022627 | 383.611 | 0 | 377.56 | 0.0014413 | 383.611 | 0 | 417.463 | 5.9491e-06 | 383.611 | 0 | 417.463 | 9.729e-06 | 383.611 | 0 | 382.9946 | -0.00286 | 636.1204 | 0.00411 | 382.9945 | -0.0028719 | 635.3019 | 3.0002e-05 | 636.1204 | 0.00171 | 382.9946 | -0.00159 | 383.611 | 0.0025349
| 418.2945 | 0 | 383.8275 | 0.080521 | 383.2109 | 0.12855 | 418.2945 | 0 | 383.8275 | 0.64585 | 383.2109 | 0.81259 | 383.2109 | 0.016355 | 417.5766 | 2.2402e-08 | 383.8275 | 0.0024121 | 377.78 | 0.0010961 | 383.8275 | 0.0039546 | 418.2945 | 0.00402 | 383.8275 | 0.00289 | 377.78 | -0.00026098 | 383.8275 | 0.0017102 | 377.78 | -0.00021673 | 383.8275 | 0.00016741 | 417.5766 | 4.9654e-06 | 383.8275 | 0.002217 | 417.5766 | 6.9509e-06 | 383.8274 | 0.00011964 | 383.2109 | 0.00396 | 636.2809 | 0.00455 | 383.2109 | 0.003445 | 635.4628 | 0 | 636.2809 | 0.00169 | 383.2109 | 0.00292 | 383.8275 | 0.0046071
| 418.4072 | 0.00076961 | 384.044 | 0.077252 | 383.4273 | 0.12677 | 418.4072 | 0.00076297 | 384.044 | 0.67767 | 383.4273 | 0.82504 | 383.4273 | 0.01158 | 417.6901 | 2.2402e-08 | 384.044 | 0 | 377.99 | -0.0011636 | 384.044 | 0 | 418.4072 | 0.00374 | 384.044 | 3.1229e-05 | 377.99 | -0.0022305 | 384.044 | 0 | 377.99 | 0.0012462 | 384.044 | 0 | 417.6901 | 6.2419e-06 | 384.044 | 0 | 417.6901 | 8.1258e-06 | 384.044 | 0 | 383.4273 | -0.0055 | 636.4415 | 0.00419 | 383.4273 | -0.00087209 | 635.6237 | 1.0001e-05 | 636.4415 | 0.00181 | 383.4273 | -0.00081608 | 384.044 | 0.0025746
| 418.52 | 0 | 384.2605 | 0.076014 | 383.6437 | 0.12455 | 418.52 | 0 | 384.2605 | 0.70886 | 383.6437 | 0.86484 | 383.6437 | 0.017909 | 417.8037 | 0 | 384.2605 | 0.0032968 | 378.21 | 0.0025127 | 384.2605 | 0.0044311 | 418.52 | 0.00473 | 384.2605 | 0.00084295 | 378.21 | 0.00057846 | 384.2605 | 0.0029496 | 378.21 | 0.00040094 | 384.2605 | 0.00013029 | 417.8037 | 6.1833e-06 | 384.2605 | 0.0024674 | 417.8037 | 7.3791e-06 | 384.2605 | 0.00028105 | 383.6437 | 0.00287 | 636.602 | 0.00439 | 383.6437 | 0.0079424 | 635.7846 | 0 | 636.602 | 0.00179 | 383.6437 | 0.00271 | 384.2605 | 0.00397
| 418.6328 | 0.00064383 | 384.4771 | 0.072658 | 383.8602 | 0.12162 | 418.6328 | 0.00298 | 384.4771 | 0.7439 | 383.8602 | 0.87661 | 383.8602 | 0.013419 | 417.9173 | 3.3603e-07 | 384.4771 | 0 | 378.43 | -0.00062396 | 384.4771 | 0 | 418.6328 | 0.00326 | 384.4771 | 0 | 378.43 | -0.0019076 | 384.4771 | 0 | 378.43 | -0.0026549 | 384.4771 | 0 | 417.9173 | 7.7174e-06 | 384.4771 | 0 | 417.9173 | 7.0607e-06 | 384.4771 | 0 | 383.8602 | -0.0044 | 636.7626 | 0.00368 | 383.8602 | -0.0017545 | 635.9455 | 3.0002e-05 | 636.7626 | 0.00182 | 383.8602 | -0.00136 | 384.4771 | 0.0020548
| 418.7455 | 0 | 384.6936 | 0.07285 | 384.0766 | 0.12064 | 418.7455 | 0 | 384.6936 | 0.77959 | 384.0766 | 0.91909 | 384.0766 | 0.020658 | 418.0308 | 3.3603e-07 | 384.6936 | 0.0026107 | 378.64 | 0.00062396 | 384.6936 | 0.0041083 | 418.7455 | 0.00382 | 384.6936 | 0.0026843 | 378.64 | 0.00054618 | 384.6936 | 0.0032995 | 378.64 | 7.5855e-05 | 384.6936 | 0.0023537 | 418.0308 | 7.1084e-06 | 384.6936 | 0.0028883 | 418.0308 | 5.3477e-06 | 384.6936 | 0.0003787 | 384.0766 | 0.00202 | 636.9231 | 0.00457 | 384.0766 | 0.0019565 | 636.1064 | 0 | 636.9231 | 0.00171 | 384.0766 | 0.00391 | 384.6936 | 0.0044902
| 418.8583 | 0.00089539 | 384.9102 | 0.070454 | 384.2931 | 0.11899 | 418.8583 | 0.00168 | 384.9102 | 0.80777 | 384.2931 | 0.92431 | 384.2931 | 0.015551 | 418.1444 | 3.3603e-07 | 384.9102 | 0 | 378.86 | -0.0009275 | 384.9102 | 0 | 418.8583 | 0.00499 | 384.9102 | 0 | 378.86 | -0.0023596 | 384.9102 | 0 | 378.86 | -0.0010295 | 384.9102 | 0 | 418.1444 | 7.2255e-06 | 384.9102 | 0 | 418.1444 | 3.6347e-06 | 384.9102 | 0 | 384.2931 | -0.00424 | 637.0837 | 0.00433 | 384.2931 | -0.0003963 | 636.2673 | 1.0001e-05 | 637.0837 | 0.00169 | 384.2931 | -0.00456 | 384.9102 | 0.0019805
| 418.9711 | 0 | 385.1268 | 0.071217 | 384.5095 | 0.11642 | 418.9711 | 0 | 385.1268 | 0.83638 | 384.5095 | 0.9498 | 384.5095 | 0.023093 | 418.258 | 0 | 385.1268 | 0.0042006 | 379.08 | 0.00075887 | 385.1268 | 0.0040296 | 418.9711 | 0.00538 | 385.1268 | 0.0042743 | 379.08 | 0.00015874 | 385.1268 | 0.0027338 | 379.08 | 0.0015712 | 385.1268 | 0.00070125 | 418.258 | 5.4221e-06 | 385.1268 | 0.00096847 | 418.258 | 5.7759e-06 | 385.1268 | 0.00023907 | 384.5095 | 0.0013 | 637.2443 | 0.00471 | 384.5095 | -0.00097561 | 636.4282 | 6.6672e-06 | 637.2443 | 0.00155 | 384.5095 | 0.0029 | 385.1268 | 0.0040797
| 419.0838 | 0 | 385.3434 | 0.066339 | 384.726 | 0.11454 | 419.0838 | 0.00172 | 385.3434 | 0.86436 | 384.726 | 0.96275 | 384.726 | 0.019312 | 418.3716 | 5.6005e-08 | 385.3434 | 0 | 379.29 | -0.0020068 | 385.3434 | 0 | 419.0838 | 0.00425 | 385.3434 | 0.0008049 | 379.29 | -0.00035784 | 385.3434 | 0.0010043 | 379.29 | -0.00063934 | 385.3434 | 0 | 418.3716 | 5.832e-06 | 385.3434 | 0 | 418.3716 | 5.8857e-06 | 385.3434 | 0 | 384.726 | -0.0021 | 637.4049 | 0.00373 | 384.726 | -0.013624 | 636.5891 | 1.0001e-05 | 637.4049 | 0.00167 | 384.726 | -0.00189 | 385.3434 | 0.0019095
| 419.1966 | 0 | 385.56 | 0.065418 | 384.9425 | 0.11203 | 419.1966 | 0 | 385.56 | 0.88476 | 384.9425 | 0.97565 | 384.9425 | 0.02512 | 418.4852 | 5.6005e-08 | 385.56 | 0.0019104 | 379.51 | -0.00021923 | 385.56 | 0.0057103 | 419.1966 | 0.00649 | 385.56 | 0.0021849 | 379.51 | 0.0007076 | 385.56 | 0.0031622 | 379.51 | 0.0022864 | 385.56 | 0.0015489 | 418.4852 | 5.0239e-06 | 385.56 | 0.0036101 | 418.4852 | 6.9509e-06 | 385.56 | 0.00034805 | 384.9425 | 0.00132 | 637.5655 | 0.00506 | 384.9425 | 0.011707 | 636.75 | 6.6672e-06 | 637.5655 | 0.00163 | 384.9425 | 0.0035 | 385.56 | 0.0038613
| 419.3094 | 8.684e-05 | 385.7766 | 0.061954 | 385.159 | 0.10562 | 419.3094 | 0.00265 | 385.7766 | 0.89987 | 385.159 | 0.97302 | 385.159 | 0.020228 | 418.5988 | 1.0081e-07 | 385.7766 | 0 | 379.73 | 0.00079259 | 385.7766 | 2.8542e-05 | 419.3094 | 0.00309 | 385.7766 | 0 | 379.73 | -0.0017461 | 385.7766 | 0 | 379.73 | 0.00010836 | 385.7766 | 0 | 418.5988 | 6.4292e-06 | 385.7766 | 0 | 418.5988 | 5.3477e-06 | 385.7766 | 0 | 385.159 | -0.00265 | 637.7261 | 0.00447 | 385.159 | -0.0070639 | 636.9109 | 0 | 637.7261 | 0.00174 | 385.159 | -0.00171 | 385.7766 | 0.0020896
| 419.4222 | 0 | 385.9933 | 0.061464 | 385.3756 | 0.10667 | 419.4222 | 0 | 385.9933 | 0.92662 | 385.3756 | 0.98122 | 385.3756 | 0.028498 | 418.7124 | 4.4804e-08 | 385.9933 | 0.0010909 | 379.94 | 0.0010961 | 385.9933 | 0.004043 | 419.4222 | 0.0047 | 385.9933 | 0.0036271 | 379.94 | -0.00097128 | 385.9933 | 0.0019535 | 379.94 | -0.00070437 | 385.9933 | 0.0004817 | 418.7124 | 5.9491e-06 | 385.9933 | 0.0030283 | 418.7124 | 5.9846e-06 | 385.9933 | 0.00044299 | 385.3756 | 0.00213 | 637.8867 | 0.00545 | 385.3756 | -0.0039034 | 637.0719 | 0 | 637.8867 | 0.00158 | 385.3756 | 0.00484 | 385.9933 | 0.0035656
| 419.5349 | 0 | 386.2099 | 0.060308 | 385.5921 | 0.10322 | 419.5349 | 0.00079764 | 386.2099 | 0.93833 | 385.5921 | 0.9835 | 385.5921 | 0.023858 | 418.826 | 1.5681e-07 | 386.2099 | 0 | 380.16 | -0.0030861 | 386.2099 | 0 | 419.5349 | 0.00493 | 386.2099 | 0 | 380.16 | 0.0018699 | 386.2099 | 0 | 380.16 | -0.001062 | 386.2099 | 0 | 418.826 | 6.5932e-06 | 386.2099 | 0 | 418.826 | 8.1258e-06 | 386.2099 | 0 | 385.5921 | -0.00377 | 638.0474 | 0.00348 | 385.5921 | -0.0046945 | 637.2328 | 1.0001e-05 | 638.0474 | 0.00173 | 385.5921 | -0.00519 | 386.2099 | 0.0021191
| 419.6477 | 0 | 386.4266 | 0.058472 | 385.8087 | 0.1004 | 419.6477 | 0 | 386.4266 | 0.96017 | 385.8087 | 1 | 385.8087 | 0.031778 | 418.9396 | 1.2321e-07 | 386.4266 | 0.0043915 | 380.38 | 0.00075887 | 386.4266 | 0.0042763 | 419.6477 | 0.00425 | 386.4266 | 0.0043286 | 380.38 | -0.00029326 | 386.4266 | 0.0032522 | 380.38 | 4.3346e-05 | 386.4266 | 0.0010028 | 418.9396 | 6.8391e-06 | 386.4266 | 0.00358 | 418.9396 | 9.0921e-06 | 386.4266 | 0.00035773 | 385.8087 | 0.00272 | 638.208 | 0.00529 | 385.8087 | 0.0023629 | 637.3938 | 0 | 638.208 | 0.00172 | 385.8087 | 0.00427 | 386.4266 | 0.0037966
| 419.7605 | 0.00075165 | 386.6433 | 0.057111 | 386.0253 | 0.099575 | 419.7605 | 0.00163 | 386.6433 | 0.97629 | 386.0253 | 0.97474 | 386.0253 | 0.027104 | 419.0532 | 1.0193e-05 | 386.6433 | 0 | 380.6 | -0.0011299 | 386.6433 | 0 | 419.7605 | 0.00533 | 386.6433 | 0 | 380.6 | -0.0015524 | 386.6433 | 0 | 380.6 | 0.00043346 | 386.6433 | 0 | 419.0532 | 8.2327e-06 | 386.6433 | 0 | 419.0532 | 8.2356e-06 | 386.6433 | 0 | 386.0253 | -0.00248 | 638.3686 | 0.00434 | 386.0253 | -0.0060269 | 637.5547 | 3.0002e-05 | 638.3686 | 0.00177 | 386.0253 | -0.01284 | 386.6433 | 0.0019211
| 419.8733 | 0 | 386.86 | 0.056076 | 386.2419 | 0.097781 | 419.8733 | 0 | 386.86 | 0.98948 | 386.2419 | 0.96404 | 386.2419 | 0.033342 | 419.1669 | 1.007e-05 | 386.86 | 0.0022021 | 380.81 | -0.00062396 | 386.86 | 0.0030187 | 419.8733 | 0.00405 | 386.86 | 0.0023319 | 380.81 | 0.00038475 | 386.86 | 0.0023411 | 380.81 | 0.0031967 | 386.86 | 0.0018982 | 419.1669 | 8.0102e-06 | 386.86 | 0.0029496 | 419.1669 | 7.1595e-06 | 386.86 | 0.00023579 | 386.2419 | 0.00118 | 638.5293 | 0.00473 | 386.2419 | 0.0016852 | 637.7157 | 2.6669e-05 | 638.5293 | 0.00167 | 386.2419 | 0.01323 | 386.86 | 0.0032904
| 419.986 | 0.00046416 | 387.0767 | 0.055013 | 386.4585 | 0.095079 | 419.986 | 0.00173 | 387.0767 | 0.99736 | 386.4585 | 0.95028 | 386.4585 | 0.030553 | 419.2805 | 7.3333e-05 | 387.0767 | 0 | 381.03 | -0.00069142 | 387.0767 | 0 | 419.986 | 0.00505 | 387.0767 | 0 | 381.03 | 0.00073989 | 387.0767 | 0 | 381.03 | 0.0018964 | 387.0767 | 0 | 419.2805 | 7.6354e-06 | 387.0767 | 0 | 419.2805 | 5.5563e-06 | 387.0767 | 0 | 386.4585 | -0.00333 | 638.6899 | 0.00382 | 386.4585 | -0.0030287 | 637.8766 | 5.0004e-05 | 638.6899 | 0.00171 | 386.4585 | 0.00039354 | 387.0767 | 0.0014674
| 420.0988 | 0 | 387.2935 | 0.053957 | 386.6751 | 0.093953 | 420.0988 | 0 | 387.2935 | 0.99987 | 386.6751 | 0.95182 | 386.6751 | 0.036145 | 419.3941 | 6.3264e-05 | 387.2935 | 0.0011963 | 381.25 | -8.4319e-05 | 387.2935 | 0.0037273 | 420.0988 | 0.00408 | 387.2935 | 0.00022812 | 381.25 | -0.00016412 | 387.2935 | 0.0013768 | 381.25 | -0.00093193 | 387.2935 | 0 | 419.3941 | 6.4409e-06 | 387.2935 | 0.000992 | 419.3941 | 9.9487e-06 | 387.2935 | 0.00012082 | 386.6751 | 0.00113 | 638.8506 | 0.00599 | 386.6751 | -0.00073575 | 638.0376 | 6.6672e-06 | 638.8506 | 0.00167 | 386.6751 | 0.00348 | 387.2935 | 0.0038124
| 420.2116 | 0.0004462 | 387.5102 | 0.05207 | 386.8917 | 0.091448 | 420.2116 | 0.00175 | 387.5102 | 1 | 386.8917 | 0.90473 | 386.8917 | 0.032042 | 419.5078 | 0.00024888 | 387.5102 | 0 | 381.46 | -0.0034908 | 387.5102 | 0 | 420.2116 | 0.00357 | 387.5102 | 0 | 381.46 | -0.0019076 | 387.5102 | 0 | 381.46 | 0.00085607 | 387.5102 | 0 | 419.5078 | 6.113e-06 | 387.5102 | 0 | 419.5078 | 9.5204e-06 | 387.5102 | 0 | 386.8917 | -0.00081263 | 639.0112 | 0.00477 | 386.8917 | -0.0053486 | 638.1986 | 1.0001e-05 | 639.0112 | 0.00168 | 386.8917 | -0.00308 | 387.5102 | 0.0019345
| 420.3243 | 0 | 387.727 | 0.050251 | 387.1084 | 0.088756 | 420.3243 | 0 | 387.727 | 0.99986 | 387.1084 | 0.89528 | 387.1084 | 0.039435 | 419.6214 | 0.00024012 | 387.727 | 0.0024749 | 381.68 | 0.00032042 | 387.727 | 0.0034669 | 420.3243 | 0.00496 | 387.727 | 0.004484 | 381.68 | 0.00051389 | 387.727 | 0.0022551 | 381.68 | -0.0015171 | 387.727 | 0.0007099 | 419.6214 | 5.9491e-06 | 387.727 | 0.0011095 | 419.6214 | 1.0157e-05 | 387.727 | 0.00013906 | 387.1084 | 0.00263 | 639.1719 | 0.00675 | 387.1084 | 0.0044357 | 638.3596 | 0 | 639.1719 | 0.0016 | 387.1084 | 0.0058 | 387.727 | 0.0036846
| 420.4371 | 0.00051807 | 387.9437 | 0.047306 | 387.3251 | 0.087132 | 420.4371 | 0.00027745 | 387.9437 | 0.99315 | 387.3251 | 0.87746 | 387.3251 | 0.036764 | 419.7351 | 0.00091745 | 387.9437 | 0 | 381.9 | 0.00042159 | 387.9437 | 0 | 420.4371 | 0.00445 | 387.9437 | 0 | 381.9 | -0.0039094 | 387.9437 | 0 | 381.9 | -0.0018422 | 387.9437 | 0 | 419.7351 | 6.113e-06 | 387.9437 | 0 | 419.7351 | 5.6661e-06 | 387.9437 | 0 | 387.3251 | -0.00197 | 639.3326 | 0.00273 | 387.3251 | -0.0075774 | 638.5205 | 1.0001e-05 | 639.3326 | 0.0017 | 387.3251 | -0.00113 | 387.9437 | 0.0022535
| 420.5499 | 0 | 388.1605 | 0.047582 | 387.5417 | 0.086409 | 420.5499 | 0 | 388.1605 | 0.98374 | 387.5417 | 0.88786 | 387.5417 | 0.045117 | 419.8487 | 0.00106 | 388.1605 | 0.0028418 | 382.11 | -0.00096123 | 388.1605 | 0.0047364 | 420.5499 | 0.00504 | 388.1605 | 0.0038271 | 382.11 | -0.0013587 | 388.1605 | 0.0032 | 382.11 | -5.4182e-05 | 388.1605 | 0.001907 | 419.8487 | 7.0616e-06 | 388.1605 | 0.0024973 | 419.8487 | 4.1727e-06 | 388.1605 | 0.00027633 | 387.5417 | 0.00161 | 639.4932 | 0.0048 | 387.5417 | -0.0009868 | 638.6815 | 6.6672e-06 | 639.4932 | 0.00166 | 387.5417 | 0.00272 | 388.1605 | 0.0039215
| 420.6627 | 0.00109 | 388.3773 | 0.045285 | 387.7584 | 0.084157 | 420.6627 | 0.00020808 | 388.3773 | 0.97494 | 387.7584 | 0.84508 | 387.7584 | 0.041068 | 419.9624 | 0.00206 | 388.3773 | 0 | 382.33 | -0.0020068 | 388.3773 | 0 | 420.6627 | 0.00508 | 388.3773 | 0 | 382.33 | -0.0011327 | 388.3773 | 0.0011806 | 382.33 | -0.0018422 | 388.3773 | 0 | 419.9624 | 7.2255e-06 | 388.3773 | 0 | 419.9624 | 3.3162e-06 | 388.3773 | 0 | 387.7584 | -0.0015 | 639.6539 | 0.00329 | 387.7584 | 0.0020326 | 638.8425 | 0 | 639.6539 | 0.0018 | 387.7584 | -0.00264 | 388.3773 | 0.0024321
| 420.7754 | 0 | 388.5941 | 0.044412 | 387.9752 | 0.082493 | 420.7754 | 0 | 388.5941 | 0.96173 | 387.9752 | 0.84459 | 387.9752 | 0.048422 | 420.076 | 0.00195 | 388.5941 | 0.0022343 | 382.55 | 5.0592e-05 | 388.5941 | 0.0034554 | 420.7754 | 0.00507 | 388.5941 | 0.0030044 | 382.55 | 0.00083675 | 388.5941 | 0.0028667 | 382.55 | -0.0017446 | 388.5941 | 0.0020438 | 420.076 | 7.3309e-06 | 388.5941 | 0.0019525 | 420.076 | 4.4912e-06 | 388.5942 | 0.00010247 | 387.9752 | 0.00198 | 639.8146 | 0.00643 | 387.9752 | 0.0078391 | 639.0035 | 0 | 639.8146 | 0.00163 | 387.9752 | 0.0054 | 388.5941 | 0.0037984
| 420.8882 | 0.000554 | 388.811 | 0.04407 | 388.1919 | 0.078897 | 420.8882 | 0.00118 | 388.811 | 0.94406 | 388.1919 | 0.80972 | 388.1919 | 0.045797 | 420.1897 | 0.00287 | 388.811 | 0 | 382.77 | -0.0010287 | 388.811 | 0 | 420.8882 | 0.00468 | 388.811 | 0 | 382.77 | -0.00080984 | 388.811 | 0 | 382.77 | -0.00060684 | 388.811 | 0 | 420.1897 | 7.53e-06 | 388.811 | 0 | 420.1897 | 4.4912e-06 | 388.811 | 0 | 388.1919 | -0.00331 | 639.9753 | 0.00329 | 388.1919 | -0.00033196 | 639.1645 | 1.0001e-05 | 639.9753 | 0.00178 | 388.1919 | -0.0014 | 388.811 | 0.0016887
| 421.001 | 0 | 389.0278 | 0.041825 | 388.4086 | 0.077588 | 421.001 | 0 | 389.0278 | 0.92833 | 388.4086 | 0.79674 | 388.4086 | 0.053797 | 420.3034 | 0.00269 | 389.0278 | 0.0029629 | 382.98 | 0.00065769 | 389.0278 | 0.004433 | 421.001 | 0.0055 | 389.0278 | 0.0022412 | 382.98 | 0.00080447 | 389.0278 | 0.0014601 | 382.98 | 0.00085607 | 389.0278 | 0.0016614 | 420.3034 | 6.9328e-06 | 389.0278 | 0.0023443 | 420.3034 | 6.0944e-06 | 389.0278 | 0.000222 | 388.4086 | 0.00292 | 640.136 | 0.0048 | 388.4086 | 0.00322 | 639.3256 | 0 | 640.136 | 0.00166 | 388.4086 | 0.0051 | 389.0278 | 0.003516
| 421.1138 | 0 | 389.2447 | 0.039919 | 388.6254 | 0.074754 | 421.1138 | 0.00146 | 389.2447 | 0.91012 | 388.6254 | 0.76801 | 388.6254 | 0.051417 | 420.4171 | 0.00371 | 389.2447 | 0 | 383.2 | -0.0019731 | 389.2447 | 0 | 421.1138 | 0.00386 | 389.2447 | 0 | 383.2 | -0.0016815 | 389.2447 | 0 | 383.2 | 0.00056349 | 389.2447 | 0 | 420.4171 | 7.003e-06 | 389.2447 | 0 | 420.4171 | 5.7759e-06 | 389.2447 | 0 | 388.6254 | -0.00206 | 640.2968 | 0.00311 | 388.6254 | -0.0032471 | 639.4866 | 1.0001e-05 | 640.2968 | 0.00179 | 388.6254 | -0.00083622 | 389.2447 | 0.0018568
| 421.2265 | 0 | 389.4615 | 0.038539 | 388.8422 | 0.07389 | 421.2265 | 0 | 389.4615 | 0.88874 | 388.8422 | 0.75664 | 388.8422 | 0.058669 | 420.5307 | 0.00352 | 389.4616 | 0.0021819 | 383.42 | 0.00035414 | 389.4616 | 0.0036306 | 421.2265 | 0.00641 | 389.4616 | 0.0017542 | 383.42 | -0.00087442 | 389.4615 | 0.0018643 | 383.42 | 7.5855e-05 | 389.4616 | 0.0017896 | 420.5307 | 5.7031e-06 | 389.4616 | 0.0013762 | 420.5307 | 6.0944e-06 | 389.4615 | 0.0004051 | 388.8422 | 0.0014 | 640.4575 | 0.00309 | 388.8422 | -0.0023886 | 639.6476 | 0 | 640.4575 | 0.00167 | 388.8422 | 0.00175 | 389.4615 | 0.0034088
| 421.3393 | 0.00125 | 389.6784 | 0.036445 | 389.059 | 0.071517 | 421.3393 | 0.0014 | 389.6784 | 0.86534 | 389.059 | 0.7327 | 389.059 | 0.057673 | 420.6444 | 0.00453 | 389.6784 | 0 | 383.63 | -0.0013997 | 389.6784 | 0 | 421.3393 | 0.00542 | 389.6784 | 0 | 383.63 | 0.0015148 | 389.6784 | 0 | 383.63 | 0.0002384 | 389.6784 | 0 | 420.6444 | 5.8085e-06 | 389.6784 | 0 | 420.6444 | 5.3477e-06 | 389.6784 | 0 | 389.059 | -0.00397 | 640.6182 | 0.00232 | 389.059 | -0.0020836 | 639.8087 | 0 | 640.6182 | 0.00179 | 389.059 | -0.00076249 | 389.6784 | 0.0017235
| 421.4521 | 0 | 389.8954 | 0.037576 | 389.2758 | 0.07274 | 421.4521 | 0 | 389.8954 | 0.8422 | 389.2758 | 0.73671 | 389.2758 | 0.068012 | 420.7581 | 0.00444 | 389.8954 | 0.0038614 | 383.85 | 0.0012985 | 389.8954 | 0.0044085 | 421.4521 | 0.00303 | 389.8954 | 0.0044155 | 383.85 | 0.0018376 | 389.8954 | 0.0035849 | 383.85 | -0.00070437 | 389.8954 | 0.0029581 | 420.7581 | 5.2933e-06 | 389.8954 | 0.0020602 | 420.7581 | 6.2042e-06 | 389.8954 | 0.00065736 | 389.2758 | 0.00215 | 640.779 | 0.00432 | 389.2758 | 0.00031896 | 639.9697 | 6.6672e-06 | 640.779 | 0.00173 | 389.2758 | 0.00407 | 389.8954 | 0.0035821
| 421.5649 | 0.00080555 | 390.1123 | 0.034774 | 389.4926 | 0.06828 | 421.5649 | 0.00163 | 390.1123 | 0.81712 | 389.4926 | 0.71456 | 389.4926 | 0.067166 | 420.8718 | 0.00567 | 390.1123 | 0 | 384.07 | -0.0027488 | 390.1123 | 0.00012895 | 421.5649 | 0.00539 | 390.1123 | 0 | 384.07 | -0.0021982 | 390.1123 | 0 | 384.07 | -0.00021673 | 390.1123 | 0 | 420.8718 | 6.9328e-06 | 390.1123 | 0 | 420.8718 | 6.7313e-06 | 390.1123 | 0 | 389.4926 | -0.00179 | 640.9397 | 0.00338 | 389.4926 | 0.00040379 | 640.1308 | 0 | 640.9397 | 0.00179 | 389.4926 | -0.00015348 | 390.1123 | 0.0013429
| 421.6777 | 0 | 390.3292 | 0.034972 | 389.7094 | 0.06812 | 421.6777 | 0 | 390.3292 | 0.79594 | 389.7094 | 0.71276 | 389.7094 | 0.077528 | 420.9855 | 0.00557 | 390.3292 | 0.0032619 | 384.29 | -0.001231 | 390.3292 | 0.004449 | 421.6777 | 0.00536 | 390.3292 | 0.0029346 | 384.29 | -0.0018108 | 390.3292 | 0.0024699 | 384.29 | -0.0015171 | 390.3292 | 0.0014315 | 420.9855 | 6.2184e-06 | 390.3292 | 0.0022826 | 420.9855 | 6.6324e-06 | 390.3292 | 0.00015048 | 389.7094 | 0.0024 | 641.1004 | 0.00663 | 389.7094 | -0.0037369 | 640.2918 | 6.6672e-06 | 641.1004 | 0.0016 | 389.7094 | 0.00102 | 390.3292 | 0.0032722
| 421.7904 | 0.00125 | 390.5461 | 0.03289 | 389.9263 | 0.065975 | 421.7904 | 0.00109 | 390.5461 | 0.76955 | 389.9263 | 0.68605 | 389.9263 | 0.077054 | 421.0992 | 0.00707 | 390.5461 | 0 | 384.5 | 0.00038786 | 390.5461 | 0 | 421.7904 | 0.00499 | 390.5461 | 0 | 384.5 | -0.00058385 | 390.5461 | 0 | 384.5 | 0.0012787 | 390.5461 | 0 | 421.0992 | 6.0193e-06 | 390.5461 | 0 | 421.0992 | 7.0607e-06 | 390.5461 | 0 | 389.9263 | -0.00274 | 641.2612 | 0.00343 | 389.9263 | 0.00050435 | 640.4529 | 3.0002e-05 | 641.2612 | 0.0017 | 389.9263 | -0.00178 | 390.5461 | 0.0018675
| 421.9032 | 0 | 390.7631 | 0.033755 | 390.1432 | 0.065233 | 421.9032 | 0 | 390.7631 | 0.74435 | 390.1432 | 0.66802 | 390.1432 | 0.085494 | 421.2129 | 0.00708 | 390.7631 | 0.0028413 | 384.72 | 0.0016695 | 390.7631 | 0.0020139 | 421.9032 | 0.00573 | 390.7631 | 0.002796 | 384.72 | 0.00044931 | 390.7631 | 0.0018656 | 384.72 | 0.0015712 | 390.7631 | 0.0016442 | 421.2129 | 5.1762e-06 | 390.7631 | 0.0017065 | 421.2129 | 7.9172e-06 | 390.7631 | 0.000179 | 390.1432 | -0.00083955 | 641.422 | 0.00522 | 390.1432 | 0.0011197 | 640.6139 | 0 | 641.422 | 0.00161 | 390.1432 | 0.00395 | 390.7631 | 0.0035332
| 422.016 | 0 | 390.9801 | 0.032238 | 390.36 | 0.062886 | 422.016 | 0.00057222 | 390.9801 | 0.71764 | 390.36 | 0.6435 | 390.36 | 0.085325 | 421.3266 | 0.00844 | 390.9801 | 0 | 384.94 | -0.0010624 | 390.9801 | 0 | 422.016 | 0.00564 | 390.9801 | 0 | 384.94 | -0.00061613 | 390.9801 | 0 | 384.94 | -0.00063934 | 390.9801 | 0 | 421.3266 | 5.3752e-06 | 390.9801 | 0 | 421.3266 | 7.2693e-06 | 390.9801 | 0 | 390.36 | -0.0028 | 641.5827 | 0.00431 | 390.36 | -0.0048896 | 640.775 | 3.0002e-05 | 641.5827 | 0.00175 | 390.36 | 0.00038554 | 390.9801 | 0.0019934
| 422.1288 | 0 | 391.1971 | 0.031561 | 390.5769 | 0.061927 | 422.1288 | 0 | 391.1971 | 0.69912 | 390.5769 | 0.62757 | 390.5769 | 0.093716 | 421.4404 | 0.00815 | 391.1971 | 0.0027333 | 385.15 | -0.00035414 | 391.1971 | 0.0036676 | 422.1288 | 0.0055 | 391.1971 | 0.0029406 | 385.15 | 0.00038475 | 391.1971 | 0.0012404 | 385.15 | 4.3346e-05 | 391.1971 | 0.00033313 | 421.4404 | 5.8085e-06 | 391.1971 | 0.0021533 | 421.4404 | 6.4128e-06 | 391.1971 | 7.7622e-05 | 390.5769 | 0.00078674 | 641.7435 | 0.00589 | 390.5769 | 0.0029626 | 640.9361 | 6.6672e-06 | 641.7435 | 0.00159 | 390.5769 | 0.0018 | 391.1971 | 0.0034262
| 422.2415 | 1.4969e-05 | 391.4141 | 0.029161 | 390.7939 | 0.060319 | 422.2415 | 0.00132 | 391.4141 | 0.67207 | 390.7939 | 0.58523 | 390.7939 | 0.092716 | 421.5541 | 0.00956 | 391.4141 | 0 | 385.37 | -0.00035414 | 391.4141 | 0 | 422.2415 | 0.00397 | 391.4141 | 0 | 385.37 | 6.1882e-05 | 391.4141 | 0 | 385.37 | -0.001257 | 391.4141 | 0 | 421.5541 | 4.9302e-06 | 391.4141 | 0 | 421.5541 | 5.2379e-06 | 391.4141 | 0 | 390.7939 | -0.00257 | 641.9043 | 0.0057 | 390.7939 | -0.0072005 | 641.0972 | 1.0001e-05 | 641.9043 | 0.00173 | 390.7939 | -0.00024249 | 391.4141 | 0.0018039
| 422.3543 | 0 | 391.6311 | 0.029119 | 391.0108 | 0.059141 | 422.3543 | 0 | 391.6311 | 0.64742 | 391.0108 | 0.57641 | 391.0108 | 0.10202 | 421.6678 | 0.00961 | 391.6311 | 0.002652 | 385.59 | 0.00015177 | 391.6311 | 0.0032887 | 422.3543 | 0.00425 | 391.6311 | 0.0025123 | 385.59 | 0.0029676 | 391.6311 | 0.002458 | 385.59 | 0.0022864 | 391.6311 | 0.0019756 | 421.6678 | 6.6283e-06 | 391.6311 | 0.001652 | 421.6678 | 5.3477e-06 | 391.6311 | 0.00038404 | 391.0108 | 0.00058399 | 642.0651 | 0.00513 | 391.0108 | 0.0091625 | 641.2582 | 6.6672e-06 | 642.0651 | 0.00163 | 391.0108 | 0.00283 | 391.6311 | 0.0037661
| 422.4671 | 0.00102 | 391.8481 | 0.027695 | 391.2277 | 0.057825 | 422.4671 | 0.00147 | 391.8481 | 0.61791 | 391.2277 | 0.54002 | 391.2277 | 0.10045 | 421.7816 | 0.0109 | 391.8481 | 0 | 385.81 | 0.0010287 | 391.8481 | 0 | 422.4671 | 0.00471 | 391.8481 | 0 | 385.81 | -3.4977e-05 | 391.8481 | 0 | 385.81 | -0.0024274 | 391.8481 | 0 | 421.7816 | 7.4715e-06 | 391.8481 | 0 | 421.7816 | 5.0292e-06 | 391.8481 | 0 | 391.2277 | -0.00328 | 642.2259 | 0.00274 | 391.2277 | -0.0035969 | 641.4193 | 1.0001e-05 | 642.2259 | 0.00176 | 391.2277 | -0.00132 | 391.8481 | 0.0017979
| 422.5799 | 0 | 392.0652 | 0.027403 | 391.4447 | 0.056525 | 422.5799 | 0 | 392.0652 | 0.59669 | 391.4447 | 0.52696 | 391.4447 | 0.11079 | 421.8953 | 0.01071 | 392.0652 | 0.0030468 | 386.02 | -0.00015177 | 392.0652 | 0.0030322 | 422.5799 | 0.00564 | 392.0652 | 0.0031217 | 386.02 | -0.00087442 | 392.0652 | 0.0022725 | 386.02 | 0.0011487 | 392.0652 | 0.001691 | 421.8953 | 8.9939e-06 | 392.0652 | 0.0017236 | 421.8953 | 5.8857e-06 | 392.0652 | 0.00036496 | 391.4447 | 0.00272 | 642.3867 | 0.00501 | 391.4447 | 5.6487e-05 | 641.5804 | 0 | 642.3867 | 0.00162 | 391.4447 | 0.00416 | 392.0652 | 0.0037338
| 422.6926 | 0.00104 | 392.2822 | 0.025681 | 391.6617 | 0.054758 | 422.6926 | 0.00114 | 392.2822 | 0.57429 | 391.6617 | 0.49963 | 391.6617 | 0.11166 | 422.0091 | 0.01206 | 392.2822 | 0 | 386.24 | 0.0015008 | 392.2822 | 0 | 422.6926 | 0.00519 | 392.2822 | 0 | 386.24 | -0.0018108 | 392.2822 | 0 | 386.24 | -0.00099695 | 392.2822 | 0 | 422.0091 | 8.2327e-06 | 392.2822 | 0 | 422.0091 | 6.9509e-06 | 392.2822 | 0 | 391.6617 | -0.00193 | 642.5475 | 0.00375 | 391.6617 | -0.00017348 | 641.7415 | 0 | 642.5475 | 0.0017 | 391.6617 | -0.00080401 | 392.2822 | 0.001742
| 422.8054 | 0 | 392.4993 | 0.026866 | 391.8787 | 0.054107 | 422.8054 | 0 | 392.4993 | 0.5514 | 391.8787 | 0.48918 | 391.8787 | 0.12338 | 422.1228 | 0.012 | 392.4993 | 0.0019431 | 386.46 | 0.00028669 | 392.4993 | 0.0023759 | 422.8054 | 0.0055 | 392.4993 | 0.0028632 | 386.46 | -0.0016815 | 392.4993 | 0.0021503 | 386.46 | -0.0010295 | 392.4993 | 0.00073905 | 422.1228 | 8.6191e-06 | 392.4993 | 0.0018406 | 422.1228 | 5.4575e-06 | 392.4993 | 0.00039009 | 391.8786 | 0.0016 | 642.7083 | 0.00441 | 391.8787 | -8.7306e-05 | 641.9027 | 0 | 642.7083 | 0.0016 | 391.8786 | 0.00451 | 392.4993 | 0.0032764
| 422.9182 | 0.00084148 | 392.7164 | 0.024189 | 392.0957 | 0.052446 | 422.9182 | 0.00091902 | 392.7164 | 0.52979 | 392.0957 | 0.45996 | 392.0957 | 0.12273 | 422.2366 | 0.01367 | 392.7164 | 0 | 386.68 | -0.0011299 | 392.7164 | 0 | 422.9182 | 0.00442 | 392.7164 | 0 | 386.68 | -0.00042241 | 392.7164 | 0 | 386.68 | 0.00098612 | 392.7164 | 0 | 422.2366 | 7.8228e-06 | 392.7164 | 0 | 422.2366 | 6.314e-06 | 392.7164 | 0 | 392.0957 | -0.00301 | 642.8691 | 0.00436 | 392.0957 | -0.0044218 | 642.0638 | 3.0002e-05 | 642.8691 | 0.00172 | 392.0957 | -0.01116 | 392.7164 | 0.0019387
| 423.031 | 0 | 392.9335 | 0.024325 | 392.3127 | 0.050621 | 423.031 | 0 | 392.9335 | 0.51056 | 392.3127 | 0.44603 | 392.3127 | 0.13259 | 422.3503 | 0.01391 | 392.9335 | 0.0013611 | 386.89 | 0.0012648 | 392.9335 | 0.0034953 | 423.031 | 0.00442 | 392.9335 | 0.0026014 | 386.89 | 0.0012888 | 392.9335 | 0.0010963 | 386.89 | -0.00028175 | 392.9335 | 0.0013633 | 422.3503 | 7.003e-06 | 392.9335 | 0.00071136 | 422.3503 | 6.2042e-06 | 392.9335 | 0.00027609 | 392.3127 | 0.00149 | 643.0299 | 0.00483 | 392.3127 | 0.002881 | 642.2249 | 0 | 643.0299 | 0.00165 | 392.3127 | 0.01067 | 392.9335 | 0.0034811
| 423.1438 | 0.0014 | 393.1506 | 0.023136 | 392.5297 | 0.049214 | 423.1438 | 0.00161 | 393.1506 | 0.48708 | 392.5297 | 0.42299 | 392.5297 | 0.13336 | 422.4641 | 0.01571 | 393.1506 | 0 | 387.11 | -0.001737 | 393.1506 | 0 | 423.1438 | 0.00516 | 393.1506 | 0 | 387.11 | -6.7263e-05 | 393.1506 | 0 | 387.11 | -0.0013546 | 393.1506 | 0 | 422.4641 | 6.9562e-06 | 393.1506 | 0 | 422.4641 | 7.0607e-06 | 393.1506 | 0 | 392.5297 | -0.00142 | 643.1908 | 0.0041 | 392.5297 | -0.0062663 | 642.386 | 0 | 643.1908 | 0.00179 | 392.5297 | -5.8148e-06 | 393.1506 | 0.0019866
| 423.2565 | 0.00106 | 393.3678 | 0.0227 | 392.7468 | 0.048152 | 423.2565 | 0 | 393.3678 | 0.46526 | 392.7468 | 0.40419 | 392.7468 | 0.14278 | 422.5779 | 0.01592 | 393.3678 | 0.0033 | 387.33 | -0.00035414 | 393.3678 | 0.0029448 | 423.2565 | 0.00692 | 393.3678 | 0.0025852 | 387.33 | 0.0035165 | 393.3678 | 0.00179 | 387.33 | 0.00075855 | 393.3678 | 0.0015972 | 422.5779 | 7.7994e-06 | 393.3678 | 0.002367 | 422.5779 | 4.2825e-06 | 393.3678 | 0.00019068 | 392.7468 | 0.00319 | 643.3516 | 0.00489 | 392.7468 | 0.0019408 | 642.5472 | 0 | 643.3516 | 0.00168 | 392.7468 | 0.00229 | 393.3678 | 0.0036214
| 423.3693 | 0 | 393.5849 | 0.020533 | 392.9638 | 0.046483 | 423.3693 | 0.00137 | 393.5849 | 0.44546 | 392.9638 | 0.3828 | 392.9638 | 0.14392 | 422.6916 | 0.01755 | 393.5849 | 0 | 387.55 | -0.00082632 | 393.5849 | 0 | 423.3693 | 0.00445 | 393.5849 | 0 | 387.55 | -0.0021013 | 393.5849 | 0 | 387.55 | 0.0027091 | 393.5849 | 0 | 422.6916 | 9.193e-06 | 393.5849 | 0 | 422.6916 | 3.8543e-06 | 393.5849 | 0 | 392.9638 | -0.00297 | 643.5125 | 0.00315 | 392.9638 | -0.0036763 | 642.7083 | 1.0001e-05 | 643.5125 | 0.00186 | 392.9638 | 0.0013 | 393.5849 | 0.002005
| 423.4821 | 0 | 393.8021 | 0.021031 | 393.1809 | 0.046422 | 423.4821 | 0 | 393.8021 | 0.42605 | 393.1809 | 0.37167 | 393.1809 | 0.1536 | 422.8054 | 0.01813 | 393.8021 | 0.0021766 | 387.76 | -0.00052277 | 393.8021 | 0.0022111 | 423.4821 | 0.00649 | 393.8021 | 0.0024219 | 387.76 | -0.00084214 | 393.8021 | 0.0015863 | 387.76 | 0.00066102 | 393.8021 | 0.0016351 | 422.8054 | 9.0173e-06 | 393.8021 | 0.0012405 | 422.8054 | 3.0966e-06 | 393.8021 | 0.00049513 | 393.1809 | 0.00058179 | 643.6733 | 0.00334 | 393.1809 | 0.0041649 | 642.8695 | 0 | 643.6733 | 0.00173 | 393.1809 | 0.00434 | 393.8021 | 0.003578
| 423.5949 | 0.00084148 | 394.0193 | 0.02086 | 393.398 | 0.044878 | 423.5949 | 0.00079764 | 394.0193 | 0.4052 | 393.398 | 0.35075 | 393.398 | 0.1566 | 422.9192 | 0.01996 | 394.0192 | 0 | 387.98 | 0.001231 | 394.0192 | 0 | 423.5949 | 0.00553 | 394.0192 | 0 | 387.98 | -2.6905e-06 | 394.0193 | 0 | 387.98 | -0.0010295 | 394.0192 | 0 | 422.9192 | 9.6848e-06 | 394.0192 | 0 | 422.9192 | 4.8096e-06 | 394.0193 | 0 | 393.398 | -0.00246 | 643.8342 | 0.00313 | 393.398 | -0.005474 | 643.0306 | 3.0002e-05 | 643.8342 | 0.00182 | 393.398 | 0.00026435 | 394.0193 | 0.002192
| 423.7077 | 0.00037793 | 394.2364 | 0.020854 | 393.6151 | 0.044704 | 423.7077 | 0 | 394.2364 | 0.39238 | 393.6151 | 0.34023 | 393.6151 | 0.16863 | 423.033 | 0.02059 | 394.2364 | 0.0034967 | 388.2 | -0.0019393 | 394.2364 | 0.0041044 | 423.7077 | 0.00431 | 394.2364 | 0.0048257 | 388.2 | -0.0025533 | 394.2364 | 0.0025623 | 388.2 | 0.0015712 | 394.2364 | 0 | 423.033 | 8.3498e-06 | 394.2364 | 0.0020814 | 423.033 | 5.3477e-06 | 394.2364 | 0.00042072 | 393.6151 | 0.00082686 | 643.9951 | 0.00584 | 393.6151 | 0.0020379 | 643.1918 | 0 | 643.9951 | 0.00163 | 393.6151 | 0.00303 | 394.2364 | 0.0033211
| 423.8204 | 0.00084148 | 394.4536 | 0.018401 | 393.8322 | 0.042453 | 423.8204 | 0.00091902 | 394.4536 | 0.37676 | 393.8322 | 0.32442 | 393.8322 | 0.17244 | 423.1468 | 0.02191 | 394.4536 | 0 | 388.42 | -0.0019731 | 394.4536 | 0 | 423.8204 | 0.00527 | 394.4536 | 0 | 388.42 | -0.0013587 | 394.4536 | 0 | 388.42 | -0.00096444 | 394.4536 | 0 | 423.1468 | 7.9399e-06 | 394.4536 | 0 | 423.1468 | 7.5878e-06 | 394.4536 | 0 | 393.8322 | -0.00213 | 644.1559 | 0.00401 | 393.8322 | 0.0027302 | 643.3529 | 1.0001e-05 | 644.1559 | 0.00174 | 393.8322 | -6.4337e-05 | 394.4536 | 0.0018814
| 423.9332 | 0 | 394.6708 | 0.018523 | 394.0494 | 0.042565 | 423.9332 | 0 | 394.6708 | 0.35801 | 394.0494 | 0.31974 | 394.0494 | 0.18523 | 423.2606 | 0.02228 | 394.6709 | 0.0029617 | 388.63 | -0.0020742 | 394.6709 | 0.0028752 | 423.9332 | 0.00521 | 394.6709 | 0.002314 | 388.63 | 0.00080447 | 394.6708 | 0.002443 | 388.63 | 0.0014088 | 394.6709 | 0.0010069 | 423.2606 | 6.9562e-06 | 394.6709 | 0.0016064 | 423.2606 | 7.1595e-06 | 394.6708 | 0.00036524 | 394.0494 | 0.00338 | 644.3168 | 0.00568 | 394.0494 | 0.006369 | 643.5141 | 6.6672e-06 | 644.3168 | 0.00162 | 394.0494 | 0.00136 | 394.6708 | 0.003453
| 424.046 | 0.00012278 | 394.8881 | 0.01745 | 394.2665 | 0.040543 | 424.046 | 0.00022542 | 394.8881 | 0.344 | 394.2665 | 0.30109 | 394.2665 | 0.19118 | 423.3744 | 0.02271 | 394.8881 | 0 | 388.85 | 0.0005565 | 394.8881 | 0 | 424.046 | 0.00553 | 394.8881 | 0 | 388.85 | 0.00038475 | 394.8881 | 0 | 388.85 | 0.0020589 | 394.8881 | 0 | 423.3744 | 7.5534e-06 | 394.8881 | 0 | 423.3744 | 5.8857e-06 | 394.8881 | 0 | 394.2665 | -0.003 | 644.4777 | 0.00434 | 394.2665 | 0.0034678 | 643.6753 | 3.0002e-05 | 644.4777 | 0.00174 | 394.2665 | 8.2591e-05 | 394.8881 | 0.001897
| 424.1588 | 0 | 395.1053 | 0.017465 | 394.4837 | 0.040261 | 424.1588 | 0 | 395.1053 | 0.32852 | 394.4837 | 0.29845 | 394.4837 | 0.20727 | 423.4882 | 0.02303 | 395.1053 | 0.0018391 | 389.07 | -0.0023441 | 395.1053 | 0.0024564 | 424.1588 | 0.00618 | 395.1053 | 0.0025501 | 389.07 | -9.9549e-05 | 395.1053 | 0.0012216 | 389.07 | -0.0015822 | 395.1053 | 0.0021244 | 423.4882 | 7.8579e-06 | 395.1053 | 0.0007478 | 423.4882 | 3.6347e-06 | 395.1053 | 0.00031531 | 394.4837 | 3.5948e-05 | 644.6386 | 0.00563 | 394.4837 | 0.00074825 | 643.8365 | 2.6669e-05 | 644.6386 | 0.00164 | 394.4837 | 0.00246 | 395.1053 | 0.0038459
| 424.2716 | 0.00080555 | 395.3226 | 0.016264 | 394.7009 | 0.039591 | 424.2716 | 0.00163 | 395.3226 | 0.31292 | 394.7009 | 0.28299 | 394.7009 | 0.21139 | 423.602 | 0.02252 | 395.3226 | 0 | 389.29 | -0.001602 | 395.3226 | 0 | 424.2716 | 0.00547 | 395.3226 | 0.00094158 | 389.29 | -0.0011327 | 395.3226 | 0.00052283 | 389.29 | -0.0021023 | 395.3226 | 0 | 423.602 | 9.2164e-06 | 395.3226 | 0 | 423.602 | 2.4597e-06 | 395.3226 | 0 | 394.7009 | -0.00241 | 644.7995 | 0.00364 | 394.7009 | -0.0054465 | 643.9977 | 3.0002e-05 | 644.7995 | 0.00173 | 394.7009 | -6.0373e-06 | 395.3226 | 0.0023905
| 424.3844 | 0 | 395.5399 | 0.01644 | 394.9181 | 0.038292 | 424.3844 | 0 | 395.5399 | 0.29816 | 394.9181 | 0.27636 | 394.9181 | 0.22626 | 423.7158 | 0.02327 | 395.5399 | 0.0027301 | 389.5 | -0.0013997 | 395.5399 | 0.0030812 | 424.3844 | 0.00712 | 395.5399 | 0.0023962 | 389.5 | -6.7263e-05 | 395.5399 | 0.0021831 | 389.5 | 0.0012787 | 395.5399 | 0.00036194 | 423.7158 | 9.1578e-06 | 395.5399 | 0.0014739 | 423.7158 | 2.5695e-06 | 395.5399 | 0.00039556 | 394.9181 | 0.00126 | 644.9604 | 0.00476 | 394.9181 | 0.0014751 | 644.1589 | 0 | 644.9604 | 0.00159 | 394.9181 | 0.00488 | 395.5399 | 0.0039341
| 424.4971 | 0.00073368 | 395.7571 | 0.014946 | 395.1353 | 0.036514 | 424.4971 | 0.00097105 | 395.7571 | 0.28385 | 395.1353 | 0.26834 | 395.1353 | 0.23344 | 423.8296 | 0.02246 | 395.7572 | 0 | 389.72 | -0.0019057 | 395.7572 | 0 | 424.4971 | 0.00559 | 395.7572 | 0 | 389.72 | -0.0018752 | 395.7571 | 0 | 389.72 | 0.0010511 | 395.7572 | 0 | 423.8296 | 1.0141e-05 | 395.7572 | 0 | 423.8296 | 5.8857e-06 | 395.7571 | 0 | 395.1353 | -0.00354 | 645.1213 | 0.00387 | 395.1353 | -0.0076817 | 644.3201 | 0 | 645.1213 | 0.00166 | 395.1353 | -0.00127 | 395.7571 | 0.0025672
| 424.6099 | 0 | 395.9745 | 0.015732 | 395.3525 | 0.035986 | 424.6099 | 0 | 395.9745 | 0.27411 | 395.3525 | 0.26071 | 395.3525 | 0.24954 | 423.9435 | 0.02379 | 395.9745 | 0.0020516 | 389.94 | -0.00065769 | 395.9745 | 0.003203 | 424.6099 | 0.00749 | 395.9745 | 0.0026082 | 389.94 | 0.0018699 | 395.9745 | 0.0021779 | 389.94 | 0.0014088 | 395.9745 | 0.0029569 | 423.9435 | 7.9867e-06 | 395.9745 | 0.0010972 | 423.9435 | 7.3791e-06 | 395.9745 | 0.00034943 | 395.3525 | 0.00051457 | 645.2823 | 0.00447 | 395.3525 | 0.0010984 | 644.4813 | 0 | 645.2823 | 0.00163 | 395.3525 | 0.00499 | 395.9745 | 0.0038607
| 424.7227 | 0.00093132 | 396.1918 | 0.01363 | 395.5698 | 0.034493 | 424.7227 | 0.00022542 | 396.1918 | 0.25835 | 395.5698 | 0.24719 | 395.5698 | 0.25769 | 424.0573 | 0.02285 | 396.1918 | 0 | 390.16 | -0.0015684 | 396.1918 | 0.00025823 | 424.7227 | 0.00613 | 396.1918 | 0 | 390.16 | -0.00051927 | 396.1918 | 0 | 390.16 | 0.00098612 | 396.1918 | 0 | 424.0573 | 8.9119e-06 | 396.1918 | 0 | 424.0573 | 8.3454e-06 | 396.1918 | 0 | 395.5698 | -0.00143 | 645.4432 | 0.00468 | 395.5698 | -0.0023739 | 644.6425 | 1.0001e-05 | 645.4432 | 0.00175 | 395.5698 | 0.00042576 | 396.1918 | 0.0021865
| 424.8355 | 0 | 396.4091 | 0.015319 | 395.787 | 0.035395 | 424.8355 | 0 | 396.4091 | 0.24803 | 395.787 | 0.23995 | 395.787 | 0.27507 | 424.1711 | 0.02442 | 396.4091 | 0.0031546 | 390.37 | 0.00045532 | 396.4091 | 0.0041841 | 424.8355 | 0.00482 | 396.4091 | 0.0030233 | 390.37 | -0.00013183 | 396.4091 | 0.0019236 | 390.37 | -0.00060684 | 396.4091 | 0.0015663 | 424.1711 | 6.5932e-06 | 396.4091 | 0.00092289 | 424.1711 | 7.3791e-06 | 396.4091 | 0.00043056 | 395.7871 | 0.00212 | 645.6041 | 0.00448 | 395.787 | 0.0061148 | 644.8037 | 0 | 645.6041 | 0.00166 | 395.7871 | 0.00382 | 396.4091 | 0.0040795
| 424.9483 | 0.00073368 | 396.6265 | 0.012955 | 396.0043 | 0.033003 | 424.9483 | 0.0002601 | 396.6265 | 0.23973 | 396.0043 | 0.23 | 396.0043 | 0.28546 | 424.285 | 0.02424 | 396.6265 | 0 | 390.59 | -0.0017707 | 396.6265 | 0 | 424.9483 | 0.00496 | 396.6265 | 0 | 390.59 | -0.00026098 | 396.6265 | 0 | 390.59 | -0.00044429 | 396.6265 | 0 | 424.285 | 6.9211e-06 | 396.6265 | 0 | 424.285 | 8.016e-06 | 396.6265 | 0 | 396.0043 | -0.00299 | 645.7651 | 0.00339 | 396.0043 | -0.0026701 | 644.9649 | 0 | 645.7651 | 0.00173 | 396.0043 | 0.00087931 | 396.6265 | 0.0023649
| 425.0611 | 0 | 396.8438 | 0.013546 | 396.2216 | 0.033035 | 425.0611 | 0 | 396.8438 | 0.22917 | 396.2216 | 0.22816 | 396.2216 | 0.30238 | 424.3988 | 0.0253 | 396.8438 | 0.0025722 | 390.81 | -0.00048905 | 396.8438 | 0.0024561 | 425.0611 | 0.0047 | 396.8438 | 0.0029333 | 390.81 | 0.0010305 | 396.8438 | 0.0019352 | 390.81 | 0.00010836 | 396.8438 | 0 | 424.3988 | 5.8905e-06 | 396.8438 | 0.0024429 | 424.3988 | 7.4889e-06 | 396.8438 | 0.0003273 | 396.2216 | 0.00286 | 645.926 | 0.00385 | 396.2216 | 0.00058564 | 645.1262 | 0 | 645.926 | 0.00167 | 396.2216 | 0.00376 | 396.8438 | 0.004298
| 425.1739 | 0.00048213 | 397.0612 | 0.012257 | 396.4389 | 0.032428 | 425.1739 | 0.00116 | 397.0612 | 0.21896 | 396.4389 | 0.21503 | 396.4389 | 0.31284 | 424.5127 | 0.02516 | 397.0612 | 0 | 391.03 | -0.00099496 | 397.0612 | 0 | 425.1739 | 0.00604 | 397.0612 | 0 | 391.03 | -0.0024564 | 397.0612 | 0 | 391.03 | -0.0015171 | 397.0612 | 0 | 424.5127 | 7.0616e-06 | 397.0612 | 0 | 424.5127 | 5.2379e-06 | 397.0612 | 0 | 396.4389 | -0.00498 | 646.087 | 0.00542 | 396.4389 | -0.0016431 | 645.2874 | 3.0002e-05 | 646.087 | 0.00175 | 396.4389 | -0.00075958 | 397.0612 | 0.002471
| 425.2866 | 0 | 397.2786 | 0.012938 | 396.6562 | 0.032514 | 425.2866 | 0 | 397.2786 | 0.21275 | 396.6562 | 0.21298 | 396.6562 | 0.33214 | 424.6265 | 0.02427 | 397.2786 | 0.0029343 | 391.24 | 0.00045532 | 397.2786 | 0.0043365 | 425.2866 | 0.00533 | 397.2786 | 0.0021748 | 391.24 | -0.00022869 | 397.2786 | 0.001091 | 391.24 | 0.0025791 | 397.2786 | 0.00089471 | 424.6265 | 8.0687e-06 | 397.2786 | 0.0022455 | 424.6265 | 5.0292e-06 | 397.2786 | 0.00022228 | 396.6562 | 0.00117 | 646.2479 | 0.00487 | 396.6562 | 0.0058458 | 645.4487 | 2.6669e-05 | 646.2479 | 0.00161 | 396.6562 | 0.00388 | 397.2786 | 0.004314
| 425.3994 | 0.00136 | 397.496 | 0.012092 | 396.8736 | 0.031565 | 425.3994 | 0.0012 | 397.496 | 0.20264 | 396.8736 | 0.20477 | 396.8736 | 0.3441 | 424.7404 | 0.02421 | 397.496 | 0 | 391.46 | -0.00065769 | 397.496 | 0 | 425.3994 | 0.00678 | 397.496 | 0 | 391.46 | -0.00019641 | 397.496 | 0 | 391.46 | -0.0014521 | 397.496 | 0 | 424.7404 | 8.3498e-06 | 397.496 | 0 | 424.7404 | 6.4128e-06 | 397.496 | 0 | 396.8736 | -0.00233 | 646.4089 | 0.00366 | 396.8736 | -0.0044776 | 645.6099 | 1.0001e-05 | 646.4089 | 0.00179 | 396.8736 | -0.00011738 | 397.496 | 0.002603
| 425.5122 | 0 | 397.7134 | 0.011897 | 397.0909 | 0.031446 | 425.5122 | 0 | 397.7134 | 0.19334 | 397.0909 | 0.19883 | 397.0909 | 0.36332 | 424.8543 | 0.02283 | 397.7134 | 0.0015047 | 391.68 | 0.0013997 | 397.7134 | 0.0039402 | 425.5122 | 0.00595 | 397.7134 | 0.0028486 | 391.68 | 0.00073989 | 397.7134 | 0.0015377 | 391.68 | -0.00018422 | 397.7134 | 0.00077386 | 424.8543 | 7.9633e-06 | 397.7134 | 0.0023173 | 424.8543 | 6.5226e-06 | 397.7134 | 0.0002552 | 397.0909 | 0.0028 | 646.5699 | 0.00473 | 397.0909 | 0.0019499 | 645.7712 | 6.6672e-06 | 646.5699 | 0.00168 | 397.0909 | 0.00363 | 397.7134 | 0.0042702
| 425.625 | 0.00125 | 397.9308 | 0.011151 | 397.3083 | 0.029717 | 425.625 | 0.00084967 | 397.9308 | 0.18339 | 397.3083 | 0.18591 | 397.3083 | 0.37633 | 424.9681 | 0.02322 | 397.9308 | 0 | 391.9 | -0.00035414 | 397.9308 | 0 | 425.625 | 0.00397 | 397.9308 | 0 | 391.9 | -0.00084214 | 397.9308 | 0 | 391.9 | -8.6692e-05 | 397.9308 | 0 | 424.9681 | 8.5372e-06 | 397.9308 | 0 | 424.9681 | 7.6976e-06 | 397.9308 | 0 | 397.3083 | -0.00317 | 646.7309 | 0.00441 | 397.3083 | -0.0033217 | 645.9324 | 1.0001e-05 | 646.7309 | 0.00184 | 397.3083 | -0.00114 | 397.9308 | 0.0024059
| 425.7378 | 0 | 398.1483 | 0.011817 | 397.5257 | 0.030807 | 425.7378 | 0 | 398.1483 | 0.17611 | 397.5257 | 0.18872 | 397.5257 | 0.39713 | 425.082 | 0.02217 | 398.1483 | 0.0024771 | 392.11 | 0.00082632 | 398.1483 | 0.0027359 | 425.7378 | 0.00675 | 398.1483 | 0.0023774 | 392.11 | -0.00051927 | 398.1483 | 0.0032281 | 392.11 | 0.0020915 | 398.1483 | 0.0015063 | 425.082 | 7.9399e-06 | 398.1483 | 0.0015262 | 425.082 | 8.3454e-06 | 398.1483 | 0.0003801 | 397.5257 | 0.00165 | 646.8918 | 0.00406 | 397.5257 | 0.0078048 | 646.0937 | 6.6672e-06 | 646.8918 | 0.00162 | 397.5257 | 0.00327 | 398.1483 | 0.0041545
| 425.8506 | 0.000554 | 398.3657 | 0.011519 | 397.7431 | 0.029383 | 425.8506 | 0.00172 | 398.3657 | 0.16851 | 397.7431 | 0.17753 | 397.7431 | 0.40847 | 425.1959 | 0.02363 | 398.3657 | 0 | 392.33 | -0.0016695 | 398.3657 | 0 | 425.8506 | 0.00533 | 398.3657 | 0.00014289 | 392.33 | 0.00012645 | 398.3657 | 0 | 392.33 | -0.0018422 | 398.3657 | 0 | 425.1959 | 8.5372e-06 | 398.3657 | 0 | 425.1959 | 9.6192e-06 | 398.3657 | 0 | 397.7431 | -0.00192 | 647.0528 | 0.00299 | 397.7431 | -0.00030239 | 646.255 | 1.0001e-05 | 647.0528 | 0.00178 | 397.7431 | -0.00065561 | 398.3657 | 0.0029582
| 425.9634 | 0 | 398.5832 | 0.010384 | 397.9605 | 0.028938 | 425.9634 | 0 | 398.5832 | 0.16273 | 397.9605 | 0.17206 | 397.9605 | 0.42898 | 425.3098 | 0.02358 | 398.5832 | 0.0030343 | 392.55 | 0.00048905 | 398.5832 | 0.0042675 | 425.9634 | 0.0068 | 398.5832 | 0.00229 | 392.55 | -0.0017139 | 398.5832 | 0.002702 | 392.55 | 0.00062851 | 398.5832 | 0.0020438 | 425.3098 | 7.249e-06 | 398.5832 | 0.0016194 | 425.3098 | 9.0921e-06 | 398.5832 | 0.00018159 | 397.9605 | 0.00218 | 647.2138 | 0.00432 | 397.9605 | 0.0039131 | 646.4162 | 6.6672e-06 | 647.2138 | 0.00161 | 397.9605 | 0.00603 | 398.5832 | 0.004407
| 426.0762 | 0.00219 | 398.8007 | 0.0096926 | 398.1779 | 0.028129 | 426.0762 | 0.00045084 | 398.8007 | 0.15587 | 398.1779 | 0.15631 | 398.1779 | 0.44 | 425.4237 | 0.02614 | 398.8007 | 0 | 392.77 | -0.00059023 | 398.8007 | 0 | 426.0762 | 0.00763 | 398.8007 | 0 | 392.77 | -0.0028116 | 398.8007 | 0 | 392.77 | -0.00093193 | 398.8007 | 0 | 425.4237 | 7.9399e-06 | 398.8007 | 0 | 425.4237 | 8.7737e-06 | 398.8007 | 0 | 398.1779 | -0.00297 | 647.3749 | 0.00294 | 398.1779 | 0.00073396 | 646.5775 | 5.0004e-05 | 647.3749 | 0.00171 | 398.1779 | -0.00813 | 398.8007 | 0.0029128
| 426.1889 | 0 | 399.0182 | 0.0099927 | 398.3954 | 0.028204 | 426.1889 | 0 | 399.0182 | 0.1499 | 398.3954 | 0.15926 | 398.3954 | 0.46364 | 425.5376 | 0.02593 | 399.0182 | 0.0025307 | 392.99 | 0.00099496 | 399.0182 | 0.0038851 | 426.1889 | 0.00584 | 399.0182 | 0.0019407 | 392.99 | -0.00022869 | 399.0182 | 0.0022475 | 392.99 | -0.0012245 | 399.0182 | 0.00063243 | 425.5376 | 7.4481e-06 | 399.0182 | 0.0022495 | 425.5376 | 8.8725e-06 | 399.0182 | 0.00025865 | 398.3954 | 0.00108 | 647.5359 | 0.00374 | 398.3954 | -0.0031717 | 646.7388 | 6.6672e-06 | 647.5359 | 0.00158 | 398.3954 | 0.0146 | 399.0182 | 0.0046828
| 426.3017 | 0.00012278 | 399.2357 | 0.0089239 | 398.6128 | 0.025481 | 426.3017 | 0.00083232 | 399.2357 | 0.14346 | 398.6128 | 0.14534 | 398.6128 | 0.4764 | 425.6515 | 0.03051 | 399.2357 | 0 | 393.2 | -0.001366 | 399.2357 | 0 | 426.3017 | 0.00675 | 399.2357 | 0 | 393.2 | -0.0025533 | 399.2357 | 0 | 393.2 | -0.00054182 | 399.2357 | 0 | 425.6515 | 8.584e-06 | 399.2357 | 0 | 425.6515 | 7.6976e-06 | 399.2357 | 0 | 398.6128 | -0.00194 | 647.6969 | 0.00408 | 398.6128 | -0.0071489 | 646.9001 | 3.0002e-05 | 647.6969 | 0.0017 | 398.6128 | 0.00077724 | 399.2357 | 0.0030549
| 426.4145 | 0 | 399.4532 | 0.0097389 | 398.8303 | 0.026882 | 426.4145 | 0 | 399.4532 | 0.13799 | 398.8303 | 0.14631 | 398.8303 | 0.49719 | 425.7654 | 0.03091 | 399.4532 | 0.0030444 | 393.42 | 0.0001855 | 399.4532 | 0.0025158 | 426.4145 | 0.00663 | 399.4532 | 0.0021088 | 393.42 | -0.00084214 | 399.4532 | 0.0022934 | 393.42 | -0.00073687 | 399.4532 | 0.00095598 | 425.7654 | 7.6589e-06 | 399.4532 | 0.0030245 | 425.7654 | 6.0944e-06 | 399.4533 | 0.00031069 | 398.8303 | 0.00088913 | 647.8579 | 0.00545 | 398.8303 | -0.00195 | 647.0614 | 6.6672e-06 | 647.8579 | 0.00162 | 398.8303 | 0.00607 | 399.4532 | 0.004778
| 426.5273 | 0.00109 | 399.6708 | 0.0077999 | 399.0478 | 0.026063 | 426.5273 | 0.00135 | 399.6708 | 0.13068 | 399.0478 | 0.13559 | 399.0478 | 0.5128 | 425.8793 | 0.03492 | 399.6708 | 0 | 393.64 | -0.00089378 | 399.6708 | 0 | 426.5273 | 0.00667 | 399.6708 | 0 | 393.64 | -0.00084214 | 399.6708 | 0 | 393.64 | -0.0019072 | 399.6708 | 0 | 425.8793 | 8.502e-06 | 399.6708 | 0 | 425.8793 | 5.2379e-06 | 399.6708 | 0 | 399.0478 | -0.0032 | 648.0189 | 0.00431 | 399.0478 | -0.001676 | 647.2227 | 1.0001e-05 | 648.0189 | 0.00175 | 399.0478 | 0.00124 | 399.6708 | 0.0029624
| 426.6401 | 0 | 399.8883 | 0.0081927 | 399.2653 | 0.025872 | 426.6401 | 0 | 399.8883 | 0.12625 | 399.2653 | 0.13857 | 399.2653 | 0.53823 | 425.9932 | 0.03429 | 399.8883 | 0.0019664 | 393.86 | 0.00069142 | 399.8883 | 0.0029355 | 426.6401 | 0.00686 | 399.8883 | 0.0021233 | 393.86 | 0.0016117 | 399.8883 | 0.0020847 | 393.86 | 0.0034243 | 399.8883 | 0.0012217 | 425.9932 | 7.2841e-06 | 399.8883 | 0.0015953 | 425.9932 | 7.3791e-06 | 399.8883 | 0.0004037 | 399.2653 | 0.00104 | 648.18 | 0.00526 | 399.2653 | 0.0013429 | 647.384 | 6.6672e-06 | 648.18 | 0.00164 | 399.2653 | 0.00417 | 399.8883 | 0.0043338
| 426.7529 | 0 | 400.1059 | 0.0082564 | 399.4828 | 0.024734 | 426.7529 | 0.00116 | 400.1059 | 0.11995 | 399.4828 | 0.12597 | 399.4828 | 0.55356 | 426.1071 | 0.03624 | 400.1059 | 0 | 394.07 | 0.00035414 | 400.1059 | 0 | 426.7529 | 0.00718 | 400.1059 | 0 | 394.07 | -0.00087442 | 400.1059 | 0 | 394.07 | -0.0018096 | 400.1059 | 0 | 426.1071 | 8.666e-06 | 400.1059 | 0 | 426.1071 | 8.016e-06 | 400.1059 | 0 | 399.4828 | -0.00398 | 648.341 | 0.00346 | 399.4828 | -0.0043218 | 647.5454 | 0 | 648.341 | 0.00169 | 399.4828 | 0.00275 | 400.1059 | 0.0032213
| 426.8657 | 0 | 400.3235 | 0.009504 | 399.7003 | 0.025415 | 426.8657 | 0 | 400.3235 | 0.11791 | 399.7003 | 0.12597 | 399.7003 | 0.57868 | 426.221 | 0.03577 | 400.3235 | 0.0017817 | 394.29 | -0.00062396 | 400.3235 | 0.0021074 | 426.8657 | 0.00697 | 400.3235 | 0.0016368 | 394.29 | 0.00032017 | 400.3235 | 0.0015865 | 394.29 | 0.0019289 | 400.3235 | 0.0009036 | 426.221 | 7.53e-06 | 400.3235 | 0.0018133 | 426.221 | 1.0904e-05 | 400.3235 | 0.00028796 | 399.7003 | 0.00211 | 648.5021 | 0.00448 | 399.7003 | 0.0040795 | 647.7067 | 6.6672e-06 | 648.5021 | 0.00157 | 399.7003 | 0.00522 | 400.3235 | 0.004931
| 426.9785 | 0.0017 | 400.5411 | 0.0077689 | 399.9179 | 0.024503 | 426.9785 | 0.00206 | 400.5411 | 0.11335 | 399.9179 | 0.12056 | 399.9179 | 0.59477 | 426.3349 | 0.03707 | 400.5411 | 0 | 394.51 | -0.0014334 | 400.5411 | 0 | 426.9785 | 0.00607 | 400.5411 | 0 | 394.51 | -0.0012941 | 400.5411 | 0 | 394.51 | 7.5855e-05 | 400.5411 | 0 | 426.3349 | 8.2327e-06 | 400.5411 | 0 | 426.3349 | 8.9823e-06 | 400.5411 | 0 | 399.9179 | -0.00427 | 648.6631 | 0.00375 | 399.9179 | 0.0015396 | 647.868 | 1.0001e-05 | 648.6631 | 0.00168 | 399.9179 | 0.00104 | 400.5411 | 0.0030893
| 427.0913 | 0 | 400.7587 | 0.0087403 | 400.1354 | 0.0255 | 427.0913 | 0 | 400.7587 | 0.11089 | 400.1354 | 0.12137 | 400.1354 | 0.62069 | 426.4489 | 0.03988 | 400.7587 | 0.0020498 | 394.73 | 0.0010961 | 400.7587 | 0.0031679 | 427.0913 | 0.00714 | 400.7587 | 0.0020436 | 394.73 | 0.00015874 | 400.7587 | 0.002314 | 394.73 | -0.0024923 | 400.7587 | 0.0018389 | 426.4489 | 7.8462e-06 | 400.7587 | 0.0019724 | 426.4489 | 8.6639e-06 | 400.7587 | 0.00031896 | 400.1354 | 0.00488 | 648.8242 | 0.00833 | 400.1354 | 0.0021679 | 648.0294 | 6.6672e-06 | 648.8242 | 0.0017 | 400.1354 | 0.00595 | 400.7587 | 0.0046873
| 427.2041 | 0.00024855 | 400.9763 | 0.0074344 | 400.353 | 0.024404 | 427.2041 | 0.00072829 | 400.9763 | 0.10643 | 400.353 | 0.11372 | 400.353 | 0.64097 | 426.5628 | 0.04337 | 400.9764 | 0 | 394.95 | -0.00079259 | 400.9764 | 0 | 427.2041 | 0.00655 | 400.9764 | 0 | 394.95 | -0.0027792 | 400.9763 | 0 | 394.95 | -0.0023299 | 400.9764 | 0 | 426.5628 | 9.7551e-06 | 400.9764 | 0 | 426.5628 | 4.9194e-06 | 400.9764 | 0 | 400.353 | -0.00096759 | 648.9853 | 0.00403 | 400.353 | 0.0017303 | 648.1907 | 0 | 648.9853 | 0.00179 | 400.353 | 0.00146 | 400.9763 | 0.0034662
| 427.3169 | 0 | 401.194 | 0.0084071 | 400.5706 | 0.023893 | 427.3169 | 0 | 401.194 | 0.10353 | 400.5706 | 0.11126 | 400.5706 | 0.66059 | 426.6768 | 0.04617 | 401.194 | 0.002261 | 395.16 | 0.00082632 | 401.194 | 0.0015748 | 427.3169 | 0.007 | 401.194 | 0.0025205 | 395.16 | 0.0023542 | 401.194 | 0.0026003 | 395.16 | 0.00027091 | 401.194 | 0.00036079 | 426.6768 | 9.2749e-06 | 401.194 | 0.0014884 | 426.6768 | 5.5563e-06 | 401.194 | 0.00042399 | 400.5706 | 0.00142 | 649.1464 | 0.00534 | 400.5706 | -0.00017151 | 648.3521 | 6.6672e-06 | 649.1464 | 0.00169 | 400.5706 | 0.004 | 401.194 | 0.0048219
| 427.4297 | 0.00124 | 401.4117 | 0.0071569 | 400.7882 | 0.020944 | 427.4297 | 0.00132 | 401.4117 | 0.098225 | 400.7882 | 0.1044 | 400.7882 | 0.67502 | 426.7907 | 0.04693 | 401.4117 | 0.00028726 | 395.38 | -0.0014672 | 401.4117 | 0 | 427.4297 | 0.00644 | 401.4117 | 0 | 395.38 | -0.00013183 | 401.4117 | 0 | 395.38 | -0.00093193 | 401.4117 | 0 | 426.7907 | 9.6263e-06 | 401.4117 | 0 | 426.7907 | 5.5563e-06 | 401.4117 | 0 | 400.7882 | -0.00046559 | 649.3075 | 0.00469 | 400.7882 | -0.0041053 | 648.5134 | 0 | 649.3075 | 0.00174 | 400.7882 | 0.00087079 | 401.4117 | 0.0032329
| 427.5425 | 0 | 401.6293 | 0.0075742 | 401.0058 | 0.022207 | 427.5425 | 0 | 401.6293 | 0.095826 | 401.0058 | 0.10168 | 401.0058 | 0.69136 | 426.9047 | 0.04721 | 401.6293 | 0.0026362 | 395.6 | 0.0020068 | 401.6293 | 0.0029637 | 427.5425 | 0.00766 | 401.6293 | 0.0020049 | 395.6 | 0.00067532 | 401.6293 | 0.0014123 | 395.6 | 0.00088859 | 401.6293 | 0.0010561 | 426.9047 | 8.4786e-06 | 401.6293 | 0.0012808 | 426.9047 | 7.2693e-06 | 401.6293 | 0.000188 | 401.0058 | 0.00104 | 649.4686 | 0.00673 | 401.0058 | 0.0031735 | 648.6748 | 6.6672e-06 | 649.4686 | 0.00163 | 401.0058 | 0.00513 | 401.6293 | 0.0048841
| 427.6553 | 0.00032042 | 401.847 | 0.0065299 | 401.2235 | 0.022687 | 427.6553 | 0.00194 | 401.847 | 0.090897 | 401.2235 | 0.097813 | 401.2235 | 0.71315 | 427.0186 | 0.04674 | 401.847 | 0.00062672 | 395.82 | -0.0019393 | 401.847 | 5.366e-05 | 427.6553 | 0.00862 | 401.847 | 0 | 395.82 | -0.0006807 | 401.847 | 0.00029904 | 395.82 | -0.00086692 | 401.847 | 0 | 427.0186 | 8.5372e-06 | 401.847 | 0 | 427.0186 | 7.8074e-06 | 401.847 | 0 | 401.2235 | -0.00322 | 649.6296 | 0.00397 | 401.2235 | 0.0054249 | 648.8361 | 3.0002e-05 | 649.6296 | 0.00175 | 401.2235 | 0.00272 | 401.847 | 0.0038475
| 427.7681 | 0 | 402.0647 | 0.0075949 | 401.4411 | 0.021695 | 427.7681 | 0 | 402.0647 | 0.090227 | 401.4411 | 0.097431 | 401.4411 | 0.73259 | 427.1326 | 0.04631 | 402.0647 | 0.0020847 | 396.04 | 0.0021416 | 402.0647 | 0.002817 | 427.7681 | 0.00624 | 402.0647 | 0.0020581 | 396.04 | -6.7263e-05 | 402.0647 | 0.0016466 | 396.04 | 0.00088859 | 402.0647 | 0.0010527 | 427.1326 | 8.502e-06 | 402.0647 | 0.0016583 | 427.1326 | 7.6976e-06 | 402.0647 | 0.00045029 | 401.4411 | 0.00282 | 649.7908 | 0.00605 | 401.4411 | 0.0059729 | 648.9975 | 0 | 649.7908 | 0.00162 | 401.4411 | 0.00652 | 402.0647 | 0.0051232
| 427.8809 | 0 | 402.2824 | 0.0068012 | 401.6588 | 0.020815 | 427.8809 | 0.00083232 | 402.2824 | 0.08724 | 401.6588 | 0.08828 | 401.6588 | 0.75075 | 427.2465 | 0.04579 | 402.2824 | 0 | 396.25 | -0.0026139 | 402.2824 | 0 | 427.8809 | 0.00777 | 402.2824 | 0 | 396.25 | -0.0011327 | 402.2824 | 0.00022756 | 396.25 | 0.00046596 | 402.2824 | 0 | 427.2465 | 7.7642e-06 | 402.2824 | 0 | 427.2465 | 8.3454e-06 | 402.2824 | 0 | 401.6588 | -0.00148 | 649.9519 | 0.00258 | 401.6588 | -0.0034608 | 649.1589 | 0 | 649.9519 | 0.00175 | 401.6588 | 0.00118 | 402.2824 | 0.003871
| 427.9937 | 0 | 402.5002 | 0.0064157 | 401.8765 | 0.020302 | 427.9937 | 0 | 402.5002 | 0.086641 | 401.8765 | 0.088647 | 401.8765 | 0.77886 | 427.3605 | 0.04545 | 402.5002 | 0.0035218 | 396.47 | 0.00072515 | 402.5002 | 0.0020266 | 427.9937 | 0.00697 | 402.5002 | 0.0023106 | 396.47 | 0.00012645 | 402.5002 | 0.0015763 | 396.47 | 0.0025791 | 402.5002 | 0.0011754 | 427.3605 | 6.8976e-06 | 402.5002 | 0.0011417 | 427.3605 | 6.7313e-06 | 402.5002 | 0.00022803 | 401.8765 | 0.00108 | 650.113 | 0.00417 | 401.8765 | 0.0025182 | 649.3203 | 0 | 650.113 | 0.0017 | 401.8765 | 0.00379 | 402.5002 | 0.00535
| 428.1064 | 0.0012 | 402.7179 | 0.0066652 | 402.0942 | 0.020386 | 428.1064 | 0.00116 | 402.7179 | 0.082823 | 402.0942 | 0.081873 | 402.0942 | 0.80312 | 427.4745 | 0.04658 | 402.7179 | 0 | 396.69 | 0.00069142 | 402.7179 | 0 | 428.1064 | 0.00916 | 402.7179 | 0 | 396.69 | -0.0014556 | 402.7179 | 0 | 396.69 | -0.00073687 | 402.7179 | 0 | 427.4745 | 7.8462e-06 | 402.7179 | 0 | 427.4745 | 6.2042e-06 | 402.7179 | 0 | 402.0942 | -0.00324 | 650.2741 | 0.00397 | 402.0942 | -0.0041464 | 649.4817 | 1.0001e-05 | 650.2741 | 0.00179 | 402.0942 | 0.0037 | 402.7179 | 0.0037081
| 428.2192 | 0 | 402.9357 | 0.0077952 | 402.3119 | 0.01994 | 428.2192 | 0 | 402.9357 | 0.081934 | 402.3119 | 0.085359 | 402.3119 | 0.81607 | 427.5885 | 0.04667 | 402.9357 | 0.0027811 | 396.91 | 0.0015008 | 402.9357 | 0.0026545 | 428.2192 | 0.00729 | 402.9357 | 0.001348 | 396.91 | -0.00077756 | 402.9357 | 0.0016735 | 396.91 | 0.00053099 | 402.9357 | 0.00062099 | 427.5885 | 8.6426e-06 | 402.9357 | 0.00081537 | 427.5885 | 4.1727e-06 | 402.9357 | 0.00012544 | 402.3119 | 0.00075925 | 650.4352 | 0.00517 | 402.3119 | 0.0037509 | 649.6431 | 6.6672e-06 | 650.4352 | 0.00177 | 402.3119 | 0.00566 | 402.9357 | 0.0053281
| 428.332 | 0 | 403.1534 | 0.0058413 | 402.5296 | 0.02005 | 428.332 | 0.0007803 | 403.1534 | 0.07853 | 402.5296 | 0.078132 | 402.5296 | 0.83041 | 427.7025 | 0.04864 | 403.1534 | 0.00036131 | 397.13 | -0.0014334 | 403.1534 | 0 | 428.332 | 0.00791 | 403.1534 | 0.0013001 | 397.13 | 0.0013211 | 403.1534 | 0 | 397.13 | -8.6692e-05 | 403.1534 | 0 | 427.7025 | 9.9542e-06 | 403.1534 | 0 | 427.7025 | 5.0292e-06 | 403.1534 | 0 | 402.5296 | -0.00205 | 650.5964 | 0.0036 | 402.5296 | -0.0032179 | 649.8045 | 1.0001e-05 | 650.5964 | 0.00186 | 402.5296 | 0.00313 | 403.1534 | 0.0045223
| 428.4448 | 0 | 403.3712 | 0.0066437 | 402.7474 | 0.019681 | 428.4448 | 0 | 403.3712 | 0.077551 | 402.7474 | 0.079129 | 402.7474 | 0.84844 | 427.8164 | 0.04829 | 403.3712 | 0.0034616 | 397.34 | 0.00045532 | 403.3712 | 0.0021889 | 428.4448 | 0.00751 | 403.3712 | 0.0018639 | 397.34 | -3.4977e-05 | 403.3712 | 0.0024457 | 397.34 | 0.0009211 | 403.3712 | 0.00098327 | 427.8164 | 7.9399e-06 | 403.3712 | 0.0014367 | 427.8164 | 4.8096e-06 | 403.3712 | 0.00017927 | 402.7474 | 0.00198 | 650.7575 | 0.0074 | 402.7474 | 0.0019708 | 649.9659 | 0 | 650.7575 | 0.00183 | 402.7474 | 0.00746 | 403.3712 | 0.0055283
| 428.5577 | 0.0016 | 403.589 | 0.0060814 | 402.9651 | 0.020567 | 428.5577 | 0.00158 | 403.589 | 0.073887 | 402.9651 | 0.074622 | 402.9651 | 0.87215 | 427.9304 | 0.05031 | 403.589 | 0 | 397.56 | 0.00038786 | 403.589 | 0 | 428.5577 | 0.00871 | 403.589 | 0.00051071 | 397.56 | -0.0023596 | 403.589 | 0.00018644 | 397.56 | 0.0002384 | 403.589 | 0 | 427.9304 | 8.666e-06 | 403.589 | 0 | 427.9304 | 6.4128e-06 | 403.589 | 0 | 402.9651 | -0.00165 | 650.9187 | 0.00385 | 402.9651 | 0.0026964 | 650.1273 | 3.0002e-05 | 650.9187 | 0.00176 | 402.9651 | 0.0042 | 403.589 | 0.004378
| 428.6705 | 0 | 403.8068 | 0.0063026 | 403.1829 | 0.020069 | 428.6705 | 0 | 403.8068 | 0.073259 | 403.1829 | 0.07668 | 403.1829 | 0.89404 | 428.0444 | 0.05069 | 403.8068 | 0.0035524 | 397.78 | 0.00062396 | 403.8068 | 0.0030912 | 428.6705 | 0.00754 | 403.8068 | 0.0018212 | 397.78 | 0.00083675 | 403.8068 | 0.0021087 | 397.78 | 7.5855e-05 | 403.8068 | 0.0027486 | 428.0444 | 7.1084e-06 | 403.8068 | 0.0016166 | 428.0444 | 8.9823e-06 | 403.8068 | 0.00038634 | 403.1829 | 0.00245 | 651.0798 | 0.00592 | 403.1829 | -0.0017428 | 650.2887 | 0 | 651.0798 | 0.00163 | 403.1829 | 0.00682 | 403.8068 | 0.0059875
| 428.7833 | 3.2945e-05 | 404.0247 | 0.0057203 | 403.4007 | 0.018759 | 428.7833 | 0.00125 | 404.0247 | 0.070167 | 403.4007 | 0.067799 | 403.4007 | 0.90142 | 428.1584 | 0.05342 | 404.0247 | 0 | 398 | -0.00059023 | 404.0247 | 0 | 428.7833 | 0.00837 | 404.0247 | 0 | 398 | 9.4169e-05 | 404.0247 | 0 | 398 | -0.001322 | 404.0247 | 0 | 428.1584 | 8.584e-06 | 404.0247 | 0 | 428.1584 | 1.198e-05 | 404.0247 | 0 | 403.4007 | -0.00214 | 651.241 | 0.00343 | 403.4007 | -0.0027287 | 650.4501 | 1.0001e-05 | 651.241 | 0.00172 | 403.4007 | 0.00404 | 404.0247 | 0.004449
| 428.8961 | 0 | 404.2425 | 0.0065792 | 403.6185 | 0.019483 | 428.8961 | 0 | 404.2425 | 0.069579 | 403.6185 | 0.068459 | 403.6185 | 0.92469 | 428.2724 | 0.05443 | 404.2425 | 0.0037735 | 398.22 | -0.0014334 | 404.2425 | 0.003643 | 428.8961 | 0.00729 | 404.2425 | 0.0030072 | 398.22 | 0.0011919 | 404.2425 | 0.0017861 | 398.22 | 0.0014088 | 404.2425 | 0.0016779 | 428.2724 | 7.8579e-06 | 404.2425 | 0.0016725 | 428.2724 | 1.1761e-05 | 404.2425 | 0.00014739 | 403.6185 | 0.00188 | 651.4022 | 0.00636 | 403.6185 | 0.0048468 | 650.6116 | 0 | 651.4022 | 0.00173 | 403.6185 | 0.00818 | 404.2425 | 0.0060776
| 429.0089 | 0.00076961 | 404.4604 | 0.0061144 | 403.8363 | 0.018688 | 429.0089 | 0.00142 | 404.4604 | 0.067109 | 403.8363 | 0.065873 | 403.8363 | 0.93629 | 428.3865 | 0.05679 | 404.4603 | 0 | 398.44 | -0.0018381 | 404.4603 | 0 | 429.0089 | 0.00783 | 404.4603 | 7.3841e-05 | 398.44 | -0.0026179 | 404.4604 | 0 | 398.44 | -0.0039877 | 404.4603 | 0 | 428.3865 | 1.0762e-05 | 404.4603 | 0 | 428.3865 | 7.5878e-06 | 404.4604 | 0 | 403.8363 | -0.00225 | 651.5634 | 0.00309 | 403.8363 | -0.0026086 | 650.773 | 1.0001e-05 | 651.5634 | 0.00179 | 403.8363 | 0.00519 | 404.4604 | 0.0046808
| 429.1217 | 0 | 404.6782 | 0.0068884 | 404.0541 | 0.019332 | 429.1217 | 0 | 404.6782 | 0.066417 | 404.0541 | 0.068083 | 404.0541 | 0.95577 | 428.5005 | 0.05751 | 404.6782 | 0.0023263 | 398.65 | 0.00042159 | 404.6782 | 0.0029927 | 429.1217 | 0.00814 | 404.6782 | 0.0019647 | 398.65 | 0.0032259 | 404.6782 | 0.0015321 | 398.65 | 0.0030992 | 404.6782 | 0.00087333 | 428.5005 | 1.0633e-05 | 404.6782 | 0.0011117 | 428.5005 | 5.0292e-06 | 404.6782 | 8.9593e-05 | 404.0541 | 0.00314 | 651.7245 | 0.00626 | 404.0541 | 0.0014848 | 650.9345 | 6.6672e-06 | 651.7245 | 0.00166 | 404.0541 | 0.00931 | 404.6782 | 0.0064172
| 429.2345 | 0.00017668 | 404.8961 | 0.0059532 | 404.272 | 0.018595 | 429.2345 | 0.00095371 | 404.8961 | 0.063204 | 404.272 | 0.061662 | 404.272 | 0.95998 | 428.6145 | 0.05961 | 404.8961 | 0 | 398.87 | -0.00025296 | 404.8961 | 0 | 429.2345 | 0.00766 | 404.8961 | 0 | 398.87 | 0.0010305 | 404.8961 | 0 | 398.87 | 0.0017663 | 404.8961 | 0 | 428.6145 | 1.0715e-05 | 404.8961 | 0 | 428.6145 | 3.8543e-06 | 404.8961 | 0 | 404.272 | -0.00221 | 651.8857 | 0.00499 | 404.272 | 0.0033583 | 651.0959 | 1.0001e-05 | 651.8857 | 0.00172 | 404.272 | -0.00115 | 404.8961 | 0.0050856
| 429.3473 | 0 | 405.114 | 0.0064706 | 404.4898 | 0.017912 | 429.3473 | 0 | 405.114 | 0.063288 | 404.4898 | 0.061624 | 404.4898 | 0.96707 | 428.7285 | 0.06055 | 405.114 | 0.0034267 | 399.09 | 0.00062396 | 405.114 | 0.0016494 | 429.3473 | 0.00797 | 405.114 | 0.0022256 | 399.09 | -0.00055155 | 405.114 | 0.0014688 | 399.09 | -0.00070437 | 405.114 | 0.00094275 | 428.7285 | 9.1344e-06 | 405.114 | 0.0013792 | 428.7285 | 3.6347e-06 | 405.114 | 0.00016767 | 404.4898 | 0.0012 | 652.0469 | 0.00454 | 404.4898 | 0.00014398 | 651.2574 | 0 | 652.0469 | 0.0017 | 404.4898 | 0.01672 | 405.114 | 0.0068846
| 429.4601 | 0.00129 | 405.3319 | 0.0052858 | 404.7077 | 0.017903 | 429.4601 | 0.0014 | 405.3319 | 0.060792 | 404.7077 | 0.055723 | 404.7077 | 0.98577 | 428.8426 | 0.06279 | 405.3319 | 0 | 399.31 | 1.6864e-05 | 405.3319 | 0 | 429.4601 | 0.00729 | 405.3319 | 0 | 399.31 | 0.00077218 | 405.3319 | 0 | 399.31 | 0.00027091 | 405.3319 | 0 | 428.8426 | 8.8534e-06 | 405.3319 | 0 | 428.8426 | 4.3814e-06 | 405.3319 | 0 | 404.7077 | -0.00189 | 652.2081 | 0.00322 | 404.7077 | -0.0027528 | 651.4188 | 1.0001e-05 | 652.2081 | 0.00177 | 404.7077 | 0.00504 | 405.3319 | 0.0056955
| 429.5729 | 0 | 405.5498 | 0.0069274 | 404.9256 | 0.017985 | 429.5729 | 0 | 405.5498 | 0.060115 | 404.9256 | 0.057835 | 404.9256 | 0.98837 | 428.9566 | 0.06357 | 405.5498 | 0.0022436 | 399.53 | -0.0013997 | 405.5498 | 0.0022843 | 429.5729 | 0.00825 | 405.5498 | 0.0031358 | 399.53 | 0.0015793 | 405.5498 | 0.0015434 | 399.53 | 0.00075855 | 405.5498 | 0.001001 | 428.9566 | 8.9939e-06 | 405.5498 | 0.001916 | 428.9566 | 6.4128e-06 | 405.5498 | 0.00015771 | 404.9256 | 0.00076648 | 652.3693 | 0.00357 | 404.9256 | 0.0048914 | 651.5803 | 2.6669e-05 | 652.3693 | 0.00172 | 404.9256 | 0.01121 | 405.5498 | 0.0071755
| 429.6857 | 0.00089539 | 405.7678 | 0.0046018 | 405.1435 | 0.017236 | 429.6857 | 0.00055488 | 405.7678 | 0.058408 | 405.1435 | 0.054762 | 405.1435 | 0.97929 | 429.0707 | 0.06543 | 405.7678 | 0.00058052 | 399.74 | -0.0017032 | 405.7678 | 0 | 429.6857 | 0.00882 | 405.7678 | 0 | 399.74 | -0.0017461 | 405.7678 | 0 | 399.74 | 0.00036844 | 405.7678 | 0 | 429.0707 | 8.8651e-06 | 405.7678 | 0 | 429.0707 | 9.4106e-06 | 405.7678 | 0 | 405.1435 | -0.00203 | 652.5306 | 0.0032 | 405.1435 | 0.00045576 | 651.7418 | 1.0001e-05 | 652.5306 | 0.00175 | 405.1435 | 0.00634 | 405.7678 | 0.0061146
| 429.7985 | 0 | 405.9857 | 0.0063175 | 405.3614 | 0.017594 | 429.7985 | 0 | 405.9857 | 0.058825 | 405.3614 | 0.054219 | 405.3614 | 0.98645 | 429.1847 | 0.06612 | 405.9857 | 0.0023554 | 399.96 | -0.0014672 | 405.9857 | 0.0021373 | 429.7985 | 0.00746 | 405.9857 | 0.0016924 | 399.96 | 0.00051389 | 405.9857 | 0.0021473 | 399.96 | -0.00031426 | 405.9857 | 0.00021096 | 429.1847 | 8.4201e-06 | 405.9857 | 0.0010652 | 429.1847 | 1.0377e-05 | 405.9857 | 0.00044596 | 405.3614 | 0.00138 | 652.6918 | 0.00425 | 405.3614 | 0.0028251 | 651.9032 | 6.6672e-06 | 652.6918 | 0.0016 | 405.3614 | 0.01199 | 405.9857 | 0.0077587
| 429.9113 | 0.00048213 | 406.2037 | 0.0053177 | 405.5794 | 0.016677 | 429.9113 | 0.00108 | 406.2037 | 0.055108 | 405.5794 | 0.050808 | 405.5794 | 0.99579 | 429.2987 | 0.06855 | 406.2037 | 0.00021617 | 400.18 | 0.0016695 | 406.2037 | 0 | 429.9113 | 0.00709 | 406.2037 | 0 | 400.18 | -0.00097128 | 406.2037 | 0 | 400.18 | -0.00041178 | 406.2037 | 0 | 429.2987 | 9.5092e-06 | 406.2037 | 0 | 429.2987 | 9.6192e-06 | 406.2037 | 0 | 405.5794 | -0.00236 | 652.853 | 0.00399 | 405.5794 | -0.0027697 | 652.0647 | 3.0002e-05 | 652.853 | 0.00162 | 405.5794 | 0.00798 | 406.2037 | 0.0062382
| 430.0241 | 0 | 406.4217 | 0.0055583 | 405.7973 | 0.017454 | 430.0241 | 0 | 406.4217 | 0.055654 | 405.7973 | 0.053389 | 405.7973 | 1 | 429.4128 | 0.06953 | 406.4217 | 0.0028721 | 400.4 | -0.00059023 | 406.4217 | 0.002616 | 430.0241 | 0.00856 | 406.4217 | 0.0017353 | 400.4 | -0.00055155 | 406.4217 | 0.0019657 | 400.4 | 0.00027091 | 406.4217 | 0.00092487 | 429.4128 | 9.9307e-06 | 406.4217 | 0.00047292 | 429.4128 | 8.016e-06 | 406.4217 | 0.00022598 | 405.7973 | 0.00027986 | 653.0142 | 0.00501 | 405.7973 | -0.0011852 | 652.2262 | 0 | 653.0142 | 0.00153 | 405.7973 | 0.01094 | 406.4217 | 0.0080182
| 430.1369 | 0.00113 | 406.6397 | 0.0059196 | 406.0153 | 0.016373 | 430.1369 | 0.00109 | 406.6397 | 0.052683 | 406.0153 | 0.0478 | 406.0153 | 0.99074 | 429.5269 | 0.07102 | 406.6397 | 7.391e-05 | 400.62 | -1.6864e-05 | 406.6397 | 0 | 430.1369 | 0.0076 | 406.6397 | 0 | 400.62 | -0.0014233 | 406.6397 | 0 | 400.62 | -0.0021673 | 406.6397 | 0 | 429.5269 | 1.0879e-05 | 406.6397 | 0 | 429.5269 | 6.4128e-06 | 406.6397 | 0 | 406.0153 | -0.00171 | 653.1755 | 0.00315 | 406.0153 | -0.0055424 | 652.3877 | 1.0001e-05 | 653.1755 | 0.00168 | 406.0153 | 0.00819 | 406.6397 | 0.0067847
| 430.2497 | 0 | 406.8577 | 0.0070647 | 406.2333 | 0.017223 | 430.2497 | 0 | 406.8577 | 0.053885 | 406.2333 | 0.052433 | 406.2333 | 0.98972 | 429.6409 | 0.07121 | 406.8577 | 0.0036124 | 400.84 | 0.00065769 | 406.8577 | 0.0034667 | 430.2497 | 0.00993 | 406.8577 | 0.0029189 | 400.84 | -0.00026098 | 406.8577 | 0.0015788 | 400.84 | 0.00020589 | 406.8577 | 0.0014547 | 429.6409 | 8.7831e-06 | 406.8577 | 0.0017938 | 429.6409 | 4.601e-06 | 406.8577 | 0.00036359 | 406.2333 | 0.00175 | 653.3367 | 0.00411 | 406.2333 | 0.0037193 | 652.5492 | 0 | 653.3367 | 0.00166 | 406.2333 | 0.01117 | 406.8577 | 0.0087045
| 430.3625 | 0.00131 | 407.0757 | 0.0047021 | 406.4513 | 0.017205 | 430.3625 | 0.00179 | 407.0757 | 0.051302 | 406.4513 | 0.045501 | 406.4513 | 0.9848 | 429.755 | 0.07292 | 407.0757 | 0 | 401.05 | -0.0022092 | 407.0757 | 0 | 430.3625 | 0.00845 | 407.0757 | 0 | 401.05 | -0.00035784 | 407.0757 | 0 | 401.05 | -0.00076939 | 407.0757 | 0 | 429.755 | 9.3569e-06 | 407.0757 | 0 | 429.755 | 5.0292e-06 | 407.0757 | 0 | 406.4513 | -0.00073822 | 653.498 | 0.00327 | 406.4513 | -0.00017438 | 652.7107 | 3.0002e-05 | 653.498 | 0.00182 | 406.4513 | 0.00745 | 407.0757 | 0.007627
| 430.4753 | 0 | 407.2938 | 0.0048157 | 406.6693 | 0.016923 | 430.4753 | 0 | 407.2938 | 0.050137 | 406.6693 | 0.046215 | 406.6693 | 0.98513 | 429.8691 | 0.07389 | 407.2938 | 0.0040029 | 401.27 | -0.00011805 | 407.2938 | 0.0023833 | 430.4753 | 0.00658 | 407.2938 | 0.0029808 | 401.27 | -0.00093899 | 407.2938 | 0.001872 | 401.27 | 0.0011487 | 407.2938 | 0.00094875 | 429.8691 | 8.3147e-06 | 407.2938 | 0.0012161 | 429.8691 | 8.016e-06 | 407.2938 | 0.00030455 | 406.6693 | 0.00237 | 653.6593 | 0.00499 | 406.6693 | 0.0027684 | 652.8722 | 6.6672e-06 | 653.6593 | 0.00178 | 406.6693 | 0.01284 | 407.2938 | 0.0091639
| 430.5881 | 0.00042823 | 407.5118 | 0.0043454 | 406.8873 | 0.016743 | 430.5881 | 0.00050287 | 407.5118 | 0.048991 | 406.8873 | 0.043644 | 406.8873 | 0.96005 | 429.9832 | 0.0759 | 407.5118 | 0 | 401.49 | -0.00079259 | 407.5118 | 0 | 430.5881 | 0.01095 | 407.5118 | 0 | 401.49 | 0.00041703 | 407.5118 | 0.00027548 | 401.49 | -0.0001192 | 407.5118 | 0 | 429.9832 | 9.029e-06 | 407.5118 | 0 | 429.9832 | 1.0476e-05 | 407.5118 | 0 | 406.8873 | -0.00249 | 653.8205 | 0.00397 | 406.8873 | -0.0027253 | 653.0338 | 3.0002e-05 | 653.8205 | 0.00184 | 406.8873 | 0.01098 | 407.5118 | 0.0080378
| 430.701 | 0 | 407.7299 | 0.0055253 | 407.1053 | 0.015622 | 430.701 | 0 | 407.7299 | 0.047636 | 407.1053 | 0.043893 | 407.1053 | 0.94541 | 430.0972 | 0.07686 | 407.7299 | 0.003821 | 401.71 | 0.0018044 | 407.7299 | 0.0029041 | 430.701 | 0.00757 | 407.7299 | 0.0023022 | 401.71 | -2.6905e-06 | 407.7299 | 0.001964 | 401.71 | -0.001257 | 407.7299 | 0.0011143 | 430.0972 | 7.9867e-06 | 407.7299 | 0.0018371 | 430.0972 | 9.3008e-06 | 407.7299 | 0.00016232 | 407.1053 | 0.00176 | 653.9818 | 0.00413 | 407.1053 | 0.0011254 | 653.1953 | 2.6669e-05 | 653.9818 | 0.00171 | 407.1053 | 0.01305 | 407.7299 | 0.0097243
| 430.8138 | 0.00024855 | 407.948 | 0.004417 | 407.3234 | 0.015404 | 430.8138 | 0.0017 | 407.948 | 0.04715 | 407.3234 | 0.038948 | 407.3234 | 0.92189 | 430.2113 | 0.07928 | 407.948 | 0.0011376 | 401.93 | -0.0015008 | 407.948 | 0 | 430.8138 | 0.00862 | 407.948 | 0 | 401.93 | -0.0034573 | 407.948 | 0 | 401.93 | -0.00044429 | 407.948 | 0 | 430.2113 | 8.5137e-06 | 407.948 | 0 | 430.2113 | 6.314e-06 | 407.948 | 0 | 407.3234 | -0.00212 | 654.1431 | 0.00297 | 407.3234 | 0.00011704 | 653.3568 | 1.0001e-05 | 654.1431 | 0.00181 | 407.3234 | 0.0111 | 407.948 | 0.0087686
| 430.9266 | 0 | 408.166 | 0.0050306 | 407.5415 | 0.016004 | 430.9266 | 0 | 408.166 | 0.045639 | 407.5415 | 0.042516 | 407.5415 | 0.91428 | 430.3254 | 0.0806 | 408.166 | 0.0034967 | 402.15 | 0.00089378 | 408.166 | 0.0030809 | 430.9266 | 0.00757 | 408.166 | 0.0022674 | 402.15 | -0.0013909 | 408.166 | 0.001826 | 402.15 | 0.0002384 | 408.166 | 0 | 430.3254 | 9.9307e-06 | 408.166 | 0.0016018 | 430.3254 | 5.2379e-06 | 408.166 | 0.00031057 | 407.5415 | 0.00117 | 654.3044 | 0.00478 | 407.5415 | 0.0016986 | 653.5184 | 4.667e-05 | 654.3044 | 0.00165 | 407.5415 | 0.01529 | 408.166 | 0.01019
| 431.0394 | 0.00098522 | 408.3842 | 0.005406 | 407.7595 | 0.015281 | 431.0394 | 0.00074563 | 408.3842 | 0.044267 | 407.7595 | 0.036736 | 407.7595 | 0.88892 | 430.4395 | 0.08307 | 408.3842 | 0.00058808 | 402.36 | -0.00089378 | 408.3842 | 0 | 431.0394 | 0.01067 | 408.3842 | 0 | 402.36 | -0.0023919 | 408.3842 | 0 | 402.36 | -0.0011595 | 408.3842 | 0 | 430.4395 | 1.1336e-05 | 408.3842 | 0 | 430.4395 | 5.0292e-06 | 408.3842 | 0 | 407.7595 | -0.00207 | 654.4657 | 0.0052 | 407.7595 | 0.0028245 | 653.6799 | 3.0002e-05 | 654.4657 | 0.00171 | 407.7595 | 0.01147 | 408.3842 | 0.0094204
| 431.1522 | 0 | 408.6023 | 0.005285 | 407.9776 | 0.014354 | 431.1522 | 0 | 408.6023 | 0.044005 | 407.9776 | 0.037552 | 407.9776 | 0.8657 | 430.5536 | 0.08386 | 408.6023 | 0.002974 | 402.58 | -5.0592e-05 | 408.6023 | 0.001672 | 431.1522 | 0.01118 | 408.6023 | 0.0022855 | 402.58 | -0.0020367 | 408.6023 | 0.002037 | 402.58 | 0.00030341 | 408.6023 | 0.0003276 | 430.5536 | 1.0903e-05 | 408.6023 | 0.0015624 | 430.5536 | 6.4128e-06 | 408.6023 | 0.00031927 | 407.9776 | 0.00178 | 654.627 | 0.00519 | 407.9776 | 0.00015279 | 653.8415 | 6.6672e-06 | 654.627 | 0.00157 | 407.9776 | 0.01487 | 408.6023 | 0.011037
| 431.265 | 0.00102 | 408.8204 | 0.0051536 | 408.1958 | 0.014879 | 431.265 | 0.00065893 | 408.8204 | 0.042566 | 408.1958 | 0.035024 | 408.1958 | 0.84494 | 430.6677 | 0.08574 | 408.8204 | 0.0004214 | 402.8 | -0.0030186 | 408.8204 | 0 | 431.265 | 0.00757 | 408.8204 | 0 | 402.8 | -0.00026098 | 408.8204 | 0 | 402.8 | -0.00028175 | 408.8204 | 0 | 430.6677 | 6.6517e-06 | 408.8204 | 0 | 430.6677 | 4.1727e-06 | 408.8204 | 0 | 408.1958 | -0.00198 | 654.7883 | 0.00387 | 408.1958 | -0.0015596 | 654.003 | 3.0002e-05 | 654.7883 | 0.00165 | 408.1958 | 0.01362 | 408.8204 | 0.010391
| 431.3778 | 0 | 409.0386 | 0.0047018 | 408.4139 | 0.015291 | 431.3778 | 0 | 409.0386 | 0.040524 | 408.4139 | 0.032887 | 408.4139 | 0.81511 | 430.7819 | 0.08762 | 409.0386 | 0.0019924 | 403.02 | 0.0017032 | 409.0386 | 9.0235e-05 | 431.3778 | 0.00811 | 409.0386 | 0 | 403.02 | 0.00086903 | 409.0386 | 0.00016637 | 403.02 | 0.0013112 | 409.0386 | 0 | 430.7819 | 1.6301e-05 | 409.0386 | 0 | 430.7819 | 1.8075e-05 | 409.0386 | 0 | 408.4139 | -0.00235 | 654.9496 | 0.0042 | 408.4139 | -0.0028788 | 654.1646 | 0 | 654.9496 | 0.00169 | 408.4139 | 0.01507 | 409.0386 | 0.011448
| 431.4907 | 0.00094928 | 409.2567 | 0.0054648 | 408.632 | 0.015512 | 431.4907 | 0.00123 | 409.2567 | 0.040505 | 408.632 | 0.034484 | 408.632 | 0.79707 | 430.896 | 0.09013 | 409.2567 | 0.0041991 | 403.24 | -0.00089378 | 409.2567 | 0.0022765 | 431.4907 | 0.00868 | 409.2567 | 0.0015359 | 403.24 | 0.00099818 | 409.2567 | 0.0017272 | 403.24 | 0.0010186 | 409.2567 | 0.00056125 | 430.896 | 1.3713e-05 | 409.2567 | 0.0011114 | 430.896 | 1.4967e-05 | 409.2567 | 0.00019544 | 408.632 | 0.00101 | 655.1109 | 0.00366 | 408.632 | -0.0014454 | 654.3261 | 6.9993e-05 | 655.1109 | 0.00167 | 408.632 | 0.01994 | 409.2567 | 0.012849
| 431.6035 | 0 | 409.4749 | 0.0048695 | 408.8502 | 0.014626 | 431.6035 | 0 | 409.4749 | 0.037217 | 408.8502 | 0.03081 | 408.8502 | 0.76518 | 431.0101 | 0.09257 | 409.4749 | 0.00060275 | 403.46 | -0.00038786 | 409.4749 | 0.00051019 | 431.6035 | 0.00868 | 409.4749 | 0 | 403.46 | -0.00061613 | 409.4749 | 0 | 403.46 | -0.00047681 | 409.4749 | 0 | 431.0101 | 2.8036e-05 | 409.4749 | 0 | 431.0101 | 2.6727e-05 | 409.4749 | 0 | 408.8502 | -0.00112 | 655.2722 | 0.00417 | 408.8502 | -0.0015489 | 654.4877 | 0 | 655.2722 | 0.00184 | 408.8502 | 0.01644 | 409.4749 | 0.012183
| 431.7163 | 0.00094928 | 409.6931 | 0.0048717 | 409.0684 | 0.014736 | 431.7163 | 0.00118 | 409.6931 | 0.03822 | 409.0684 | 0.033365 | 409.0684 | 0.7431 | 431.1242 | 0.09395 | 409.6931 | 0.004276 | 403.68 | 0.0039967 | 409.6931 | 0.0031417 | 431.7163 | 0.00987 | 409.6931 | 0.0030501 | 403.68 | 0.00032017 | 409.6931 | 0.0016456 | 403.68 | 1.0836e-05 | 409.6931 | 0.0012162 | 431.1242 | 1.4615e-05 | 409.6931 | 0.0012253 | 431.1242 | 1.198e-05 | 409.6931 | 0.00031541 | 409.0684 | 0.00068992 | 655.4336 | 0.00475 | 409.0684 | 0.004206 | 654.6493 | 6.9993e-05 | 655.4336 | 0.00166 | 409.0684 | 0.0213 | 409.6931 | 0.013903
| 431.8291 | 0 | 409.9113 | 0.00496 | 409.2866 | 0.01461 | 431.8291 | 0 | 409.9113 | 0.035911 | 409.2866 | 0.028168 | 409.2866 | 0.72154 | 431.2384 | 0.09639 | 409.9113 | 0.0022078 | 403.89 | -0.0027488 | 409.9113 | 0 | 431.8291 | 0.00873 | 409.9113 | 0 | 403.89 | -0.00051927 | 409.9113 | 0 | 403.89 | 0.00020589 | 409.9113 | 0 | 431.2384 | 2.9558e-05 | 409.9113 | 0 | 431.2384 | 2.5025e-05 | 409.9113 | 0 | 409.2865 | -0.00334 | 655.5949 | 0.00327 | 409.2866 | -0.0034286 | 654.8109 | 0 | 655.5949 | 0.00182 | 409.2865 | 0.01886 | 409.9113 | 0.013199
| 431.9419 | 0.00115 | 410.1295 | 0.0048669 | 409.5048 | 0.014758 | 431.9419 | 0.00151 | 410.1295 | 0.035704 | 409.5048 | 0.030891 | 409.5048 | 0.69832 | 431.3525 | 0.09773 | 410.1295 | 0.0050633 | 404.11 | 0.0025127 | 410.1295 | 0.0022918 | 431.9419 | 0.0105 | 410.1295 | 0.0019191 | 404.11 | -0.0018752 | 410.1295 | 0.0021187 | 404.11 | -0.00047681 | 410.1295 | 0.0015567 | 431.3525 | 1.5247e-05 | 410.1295 | 0.00097843 | 431.3525 | 1.3254e-05 | 410.1295 | 0.00039279 | 409.5048 | 0.00121 | 655.7563 | 0.00457 | 409.5048 | 0.0033205 | 654.9725 | 6.9993e-05 | 655.7563 | 0.00172 | 409.5048 | 0.02196 | 410.1295 | 0.014873
| 432.0547 | 0 | 410.3478 | 0.0040116 | 409.723 | 0.014275 | 432.0547 | 0 | 410.3478 | 0.034091 | 409.723 | 0.025883 | 409.723 | 0.66807 | 431.4666 | 0.1002 | 410.3478 | 0.0020249 | 404.33 | 0.00062396 | 410.3478 | 0 | 432.0547 | 0.00891 | 410.3478 | 0 | 404.33 | -0.0012296 | 410.3478 | 0 | 404.33 | -0.0021673 | 410.3478 | 0 | 431.4666 | 2.9336e-05 | 410.3478 | 0 | 431.4666 | 2.6091e-05 | 410.3478 | 0 | 409.723 | -0.0023 | 655.9176 | 0.00429 | 409.723 | 0.0018097 | 655.1341 | 0 | 655.9176 | 0.0019 | 409.723 | 0.02048 | 410.3478 | 0.014623
| 432.1676 | 0.00066181 | 410.566 | 0.0054757 | 409.9412 | 0.013983 | 432.1676 | 0.00067626 | 410.566 | 0.034373 | 409.9412 | 0.029511 | 409.9412 | 0.65188 | 431.5808 | 0.10144 | 410.566 | 0.0043228 | 404.55 | -0.0011299 | 410.566 | 0.0018555 | 432.1676 | 0.01044 | 410.566 | 0.0019025 | 404.55 | 0.00019102 | 410.566 | 0.0018183 | 404.55 | -0.00050931 | 410.566 | 0.0013262 | 431.5808 | 1.4392e-05 | 410.566 | 0.00084155 | 431.5808 | 1.3045e-05 | 410.566 | 0.0002544 | 409.9412 | 0.00088446 | 656.079 | 0.00482 | 409.9412 | 0.002599 | 655.2957 | 6.9993e-05 | 656.079 | 0.00176 | 409.9412 | 0.02416 | 410.566 | 0.016206
| 432.2804 | 0 | 410.7843 | 0.0040175 | 410.1595 | 0.013924 | 432.2804 | 0 | 410.7843 | 0.032428 | 410.1595 | 0.025081 | 410.1595 | 0.63453 | 431.6949 | 0.10417 | 410.7843 | 0.0016544 | 404.77 | -0.00099496 | 410.7843 | 0 | 432.2804 | 0.01084 | 410.7843 | 0 | 404.77 | -0.00055155 | 410.7843 | 0 | 404.77 | -0.00037928 | 410.7843 | 0 | 431.6949 | 2.9066e-05 | 410.7843 | 0 | 431.6949 | 2.2236e-05 | 410.7843 | 0 | 410.1595 | -0.00205 | 656.2403 | 0.00265 | 410.1595 | -0.0050324 | 655.4573 | 0 | 656.2403 | 0.00179 | 410.1595 | 0.0165 | 410.7843 | 0.015779
| 432.3932 | 0.00041025 | 411.0026 | 0.0050201 | 410.3777 | 0.014638 | 432.3932 | 0.00098839 | 411.0026 | 0.032997 | 410.3777 | 0.028229 | 410.3777 | 0.62094 | 431.8091 | 0.10527 | 411.0026 | 0.0055368 | 404.99 | 0.00035414 | 411.0026 | 0.0026571 | 432.3932 | 0.00959 | 411.0026 | 0.0023976 | 404.99 | 0.0015793 | 411.0026 | 0.0017794 | 404.99 | -0.0013871 | 411.0026 | 0.0014866 | 431.8091 | 1.4697e-05 | 411.0026 | 0.0010271 | 431.8091 | 9.191e-06 | 411.0026 | 0.00029852 | 410.3777 | 0.002 | 656.4017 | 0.00382 | 410.3777 | 0.0016363 | 655.6189 | 5.0004e-05 | 656.4017 | 0.00171 | 410.3777 | 0.02904 | 411.0026 | 0.01771
| 432.506 | 0 | 411.2209 | 0.0036156 | 410.596 | 0.013761 | 432.506 | 0 | 411.2209 | 0.030922 | 410.596 | 0.024008 | 410.596 | 0.60331 | 431.9232 | 0.10754 | 411.2208 | 0.0027975 | 405.21 | -0.0026139 | 411.2208 | 0 | 432.506 | 0.0103 | 411.2208 | 0 | 405.21 | -0.0013264 | 411.2209 | 0 | 405.21 | 0.00079106 | 411.2208 | 0 | 431.9232 | 3.0753e-05 | 411.2208 | 0 | 431.9232 | 2.2884e-05 | 411.2209 | 0 | 410.596 | -0.00102 | 656.5631 | 0.007 | 410.596 | 0.00085112 | 655.7805 | 0 | 656.5631 | 0.00187 | 410.596 | 0.02432 | 411.2209 | 0.017206
| 432.6189 | 0.00102 | 411.4391 | 0.0052417 | 410.8143 | 0.013571 | 432.6189 | 0.00224 | 411.4391 | 0.030641 | 410.8143 | 0.026098 | 410.8143 | 0.58536 | 432.0374 | 0.10824 | 411.4392 | 0.0047806 | 405.42 | -0.0010624 | 411.4392 | 0.0022973 | 432.6189 | 0.01018 | 411.4392 | 0.0016714 | 405.42 | -0.0012619 | 411.4391 | 0.001086 | 405.42 | 0.00043346 | 411.4392 | 0.00025988 | 432.0374 | 1.6336e-05 | 411.4392 | 0.00094833 | 432.0374 | 1.3682e-05 | 411.4391 | 0.00018532 | 410.8143 | 0.0004775 | 656.7245 | 0.0042 | 410.8143 | 0.0029283 | 655.9421 | 5.0004e-05 | 656.7245 | 0.00176 | 410.8143 | 0.02917 | 411.4391 | 0.019157
| 432.7317 | 0 | 411.6575 | 0.0035122 | 411.0326 | 0.013902 | 432.7317 | 0 | 411.6575 | 0.028719 | 411.0326 | 0.021045 | 411.0326 | 0.55807 | 432.1516 | 0.11081 | 411.6575 | 0.0034217 | 405.64 | -1.6864e-05 | 411.6575 | 0 | 432.7317 | 0.01191 | 411.6575 | 0 | 405.64 | 0.0026448 | 411.6575 | 0 | 405.64 | -0.0019722 | 411.6575 | 0 | 432.1516 | 3.1162e-05 | 411.6575 | 0 | 432.1516 | 2.2884e-05 | 411.6575 | 0 | 411.0326 | -0.00255 | 656.8859 | 0.00362 | 411.0326 | -0.0051149 | 656.1037 | 0 | 656.8859 | 0.00184 | 411.0326 | 0.02496 | 411.6575 | 0.018383
| 432.8445 | 0.000554 | 411.8758 | 0.0041107 | 411.2509 | 0.014567 | 432.8445 | 0.00137 | 411.8758 | 0.027916 | 411.2509 | 0.025042 | 411.2509 | 0.54847 | 432.2657 | 0.11224 | 411.8758 | 0.0056697 | 405.86 | 0.00086005 | 411.8758 | 0.0031766 | 432.8445 | 0.00919 | 411.8758 | 0.0020426 | 405.86 | 0.00044931 | 411.8758 | 0.0022785 | 405.86 | 0.0018964 | 411.8758 | 0.0015673 | 432.2657 | 1.5107e-05 | 411.8758 | 0.0019562 | 432.2657 | 9.191e-06 | 411.8758 | 0.00026683 | 411.2509 | 0.00144 | 657.0472 | 0.00491 | 411.2509 | 0.002846 | 656.2654 | 5.0004e-05 | 657.0472 | 0.00162 | 411.2509 | 0.03116 | 411.8758 | 0.02068
| 432.9573 | 0 | 412.0941 | 0.0033948 | 411.4693 | 0.013189 | 432.9573 | 0 | 412.0941 | 0.026418 | 411.4693 | 0.02168 | 411.4693 | 0.5312 | 432.3799 | 0.11541 | 412.0942 | 0.0031835 | 406.08 | -0.0010961 | 412.0942 | 0.00027134 | 432.9573 | 0.01129 | 412.0942 | 0 | 406.08 | -0.00077756 | 412.0941 | 0 | 406.08 | -0.00096444 | 412.0942 | 0 | 432.3799 | 2.8457e-05 | 412.0942 | 0 | 432.3799 | 1.9678e-05 | 412.0942 | 0 | 411.4692 | -0.00162 | 657.2087 | 0.00295 | 411.4693 | -0.00055707 | 656.427 | 0 | 657.2087 | 0.00174 | 411.4692 | 0.03028 | 412.0941 | 0.020475
| 433.0701 | 0.00041025 | 412.3125 | 0.0044894 | 411.6876 | 0.013261 | 433.0701 | 0.00225 | 412.3125 | 0.027136 | 411.6876 | 0.024246 | 411.6876 | 0.51305 | 432.4941 | 0.1172 | 412.3125 | 0.0058429 | 406.3 | 0.00038786 | 412.3125 | 0.0023706 | 433.0701 | 0.01135 | 412.3125 | 0.0020917 | 406.3 | -0.0010681 | 412.3125 | 0.0014729 | 406.3 | -0.00018422 | 412.3125 | 0.00056893 | 432.4941 | 1.3667e-05 | 412.3125 | 0.00098928 | 432.4941 | 1.0476e-05 | 412.3125 | 0.00032153 | 411.6876 | -0.00010185 | 657.3701 | 0.00529 | 411.6876 | 0.0060617 | 656.5887 | 5.0004e-05 | 657.3701 | 0.00157 | 411.6876 | 0.03403 | 412.3125 | 0.022169
| 433.183 | 0 | 412.5309 | 0.0039068 | 411.906 | 0.013268 | 433.183 | 0 | 412.5309 | 0.025655 | 411.906 | 0.019397 | 411.906 | 0.48787 | 432.6083 | 0.12041 | 412.5309 | 0.0031136 | 406.52 | -0.00082632 | 412.5309 | 6.6185e-05 | 433.183 | 0.00942 | 412.5309 | 0 | 406.52 | -0.0019399 | 412.5309 | 0.00023836 | 406.52 | -0.00024923 | 412.5309 | 0 | 432.6083 | 2.8001e-05 | 412.5309 | 0 | 432.6083 | 2.4806e-05 | 412.5309 | 0 | 411.906 | -0.00219 | 657.5315 | 0.00362 | 411.906 | -0.0016531 | 656.7503 | 0 | 657.5315 | 0.00173 | 411.906 | 0.03206 | 412.5309 | 0.022087
| 433.2958 | 0.00233 | 412.7493 | 0.0045043 | 412.1244 | 0.013055 | 433.2958 | 0.00158 | 412.7493 | 0.025113 | 412.1244 | 0.022747 | 412.1244 | 0.47786 | 432.7225 | 0.12188 | 412.7493 | 0.0064147 | 406.74 | 0.0010287 | 412.7493 | 0.0018377 | 433.2958 | 0.01149 | 412.7493 | 0.001787 | 406.74 | -0.0017784 | 412.7493 | 0.0010188 | 406.74 | -0.00037928 | 412.7493 | 1.3079e-05 | 432.7225 | 1.4369e-05 | 412.7493 | 0.00094069 | 432.7225 | 1.433e-05 | 412.7493 | 0.00045133 | 412.1243 | 0.00215 | 657.6929 | 0.00441 | 412.1244 | 0.0018097 | 656.912 | 6.9993e-05 | 657.6929 | 0.00162 | 412.1243 | 0.03576 | 412.7493 | 0.023941
| 433.4086 | 0 | 412.9677 | 0.002908 | 412.3427 | 0.013524 | 433.4086 | 0 | 412.9677 | 0.024232 | 412.3427 | 0.01755 | 412.3427 | 0.46031 | 432.8367 | 0.12461 | 412.9677 | 0.004376 | 406.95 | -8.4319e-05 | 412.9677 | 0.00042258 | 433.4086 | 0.00868 | 412.9677 | 0.00037413 | 406.95 | 0.00012645 | 412.9677 | 6.2449e-05 | 406.95 | 0.0017338 | 412.9677 | 0 | 432.8367 | 2.704e-05 | 412.9677 | 0 | 432.8367 | 2.866e-05 | 412.9677 | 0 | 412.3428 | -0.00085517 | 657.8543 | 0.00454 | 412.3427 | 0.00029551 | 657.0737 | 0 | 657.8543 | 0.00175 | 412.3428 | 0.03369 | 412.9677 | 0.024258
| 433.5215 | 0.00098522 | 413.1861 | 0.0047429 | 412.5612 | 0.013074 | 433.5215 | 0.00191 | 413.1861 | 0.023504 | 412.5612 | 0.020439 | 412.5612 | 0.44219 | 432.9509 | 0.12613 | 413.1861 | 0.0068545 | 407.17 | -0.002108 | 413.1861 | 0.0029923 | 433.5215 | 0.01163 | 413.1861 | 0.0022938 | 407.17 | 0.0020314 | 413.1861 | 0.0014256 | 407.17 | 0.00010836 | 413.1861 | 0.0016633 | 432.9509 | 1.2706e-05 | 413.1861 | 0.0012461 | 432.9509 | 1.4539e-05 | 413.1861 | 0.00043863 | 412.5612 | 0.0009932 | 658.0158 | 0.00411 | 412.5612 | -0.0074983 | 657.2353 | 3.0002e-05 | 658.0158 | 0.00161 | 412.5612 | 0.03807 | 413.1861 | 0.026099
| 433.6343 | 0 | 413.4045 | 0.0037186 | 412.7796 | 0.012398 | 433.6343 | 0 | 413.4045 | 0.022373 | 412.7796 | 0.016455 | 412.7796 | 0.42206 | 433.0651 | 0.12903 | 413.4045 | 0.0041223 | 407.39 | -0.001366 | 413.4045 | 0.00057978 | 433.6343 | 0.00987 | 413.4045 | 0 | 407.39 | 0.0012242 | 413.4045 | 0 | 407.39 | -0.00037928 | 413.4045 | 0 | 433.0651 | 2.827e-05 | 413.4045 | 0 | 433.0651 | 2.8232e-05 | 413.4045 | 0 | 412.7796 | -0.00145 | 658.1772 | 0.00373 | 412.7796 | -0.0020265 | 657.397 | 0 | 658.1772 | 0.00175 | 412.7796 | 0.03651 | 413.4045 | 0.025874
| 433.7471 | 0 | 413.623 | 0.003983 | 412.998 | 0.012736 | 433.7471 | 0.00255 | 413.623 | 0.021734 | 412.998 | 0.020318 | 412.998 | 0.414 | 433.1793 | 0.13029 | 413.623 | 0.0078479 | 407.61 | 0.0017707 | 413.623 | 0.0019627 | 433.7471 | 0.01033 | 413.623 | 0.00032898 | 407.61 | 0.001095 | 413.623 | 0.0010604 | 407.61 | -0.00037928 | 413.623 | 0.00092469 | 433.1793 | 1.5564e-05 | 413.623 | 0.0017542 | 433.1793 | 1.3902e-05 | 413.623 | 0.00030598 | 412.998 | 0.0011 | 658.3387 | 0.00411 | 412.998 | 0.00040673 | 657.5587 | 6.9993e-05 | 658.3387 | 0.00167 | 412.998 | 0.0404 | 413.623 | 0.028111
| 433.8599 | 0 | 413.8414 | 0.0038807 | 413.2165 | 0.01262 | 433.8599 | 0 | 413.8414 | 0.021083 | 413.2165 | 0.016746 | 413.2165 | 0.3983 | 433.2935 | 0.13295 | 413.8414 | 0.0060298 | 407.83 | -0.0035582 | 413.8414 | 0.00095356 | 433.8599 | 0.01001 | 413.8414 | 0 | 407.83 | -0.0017461 | 413.8414 | 0.00053922 | 407.83 | -0.0019397 | 413.8414 | 0 | 433.2935 | 2.9195e-05 | 413.8414 | 0 | 433.2935 | 2.1918e-05 | 413.8414 | 0 | 413.2165 | -0.00111 | 658.5001 | 0.00278 | 413.2165 | -0.0038976 | 657.7204 | 0 | 658.5001 | 0.00187 | 413.2165 | 0.03851 | 413.8414 | 0.028525
| 433.9728 | 0.00042823 | 414.0599 | 0.0047663 | 413.435 | 0.013013 | 433.9728 | 0.00062425 | 414.0599 | 0.020709 | 413.435 | 0.019219 | 413.435 | 0.38987 | 433.4077 | 0.13456 | 414.0599 | 0.0092 | 408.05 | -0.00028669 | 414.0599 | 0.0029267 | 433.9728 | 0.01169 | 414.0599 | 0.0013291 | 408.05 | 0.0020636 | 414.0599 | 0.0016376 | 408.05 | 0.00046596 | 414.0599 | 0.0010448 | 433.4077 | 1.3631e-05 | 414.0599 | 0.0017437 | 433.4077 | 8.2356e-06 | 414.0599 | 0.00041967 | 413.435 | 0.00145 | 658.6616 | 0.00471 | 413.435 | 0.0026476 | 657.8821 | 6.9993e-05 | 658.6616 | 0.00175 | 413.435 | 0.04299 | 414.0599 | 0.030991
| 434.0856 | 0 | 414.2784 | 0.0032148 | 413.6534 | 0.011502 | 434.0856 | 0 | 414.2784 | 0.019749 | 413.6534 | 0.014622 | 413.6534 | 0.37415 | 433.522 | 0.13761 | 414.2784 | 0.0063895 | 408.27 | -0.00011805 | 414.2784 | 0 | 434.0856 | 0.0122 | 414.2784 | 0 | 408.27 | -0.0013909 | 414.2784 | 0 | 408.27 | -8.6692e-05 | 414.2784 | 0 | 433.522 | 2.8328e-05 | 414.2784 | 0 | 433.522 | 2.0633e-05 | 414.2784 | 0 | 413.6534 | -0.00139 | 658.823 | 0.00424 | 413.6534 | -0.00121 | 658.0438 | 0 | 658.823 | 0.00193 | 413.6534 | 0.04188 | 414.2784 | 0.030867
| 434.1984 | 0 | 414.4969 | 0.0031458 | 413.8719 | 0.012204 | 434.1984 | 0.00201 | 414.4969 | 0.019842 | 413.8719 | 0.018478 | 413.8719 | 0.36487 | 433.6362 | 0.13939 | 414.4969 | 0.0099201 | 408.49 | 0.002108 | 414.4969 | 0.0024429 | 434.1984 | 0.01109 | 414.4969 | 0.0022429 | 408.49 | -0.0014556 | 414.4969 | 0.001218 | 408.49 | 0.0010186 | 414.4969 | 0.00079211 | 433.6362 | 1.4744e-05 | 414.4969 | 0.0013735 | 433.6362 | 1.2408e-05 | 414.4969 | 0.00018988 | 413.8719 | 0.00096406 | 658.9845 | 0.00462 | 413.8719 | -2.2017e-05 | 658.2055 | 5.0004e-05 | 658.9845 | 0.00175 | 413.8719 | 0.04706 | 414.4969 | 0.033595
| 434.3113 | 0 | 414.7154 | 0.0031663 | 414.0904 | 0.012468 | 434.3113 | 0 | 414.7154 | 0.018215 | 414.0904 | 0.015606 | 414.0904 | 0.35569 | 433.7504 | 0.14262 | 414.7154 | 0.006449 | 408.71 | -0.0023778 | 414.7154 | 0.00073323 | 434.3113 | 0.0118 | 414.7154 | 8.4131e-06 | 408.71 | -0.00029326 | 414.7154 | 2.6613e-05 | 408.71 | -0.0020372 | 414.7154 | 0 | 433.7504 | 2.923e-05 | 414.7154 | 0 | 433.7504 | 2.7913e-05 | 414.7154 | 0 | 414.0904 | -0.0018 | 659.146 | 0.00432 | 414.0904 | -0.00097699 | 658.3672 | 0 | 659.146 | 0.00188 | 414.0904 | 0.04636 | 414.7154 | 0.034163
| 434.4241 | 0.0006079 | 414.9339 | 0.0039549 | 414.309 | 0.012689 | 434.4241 | 0.00172 | 414.9339 | 0.018711 | 414.309 | 0.017063 | 414.309 | 0.35078 | 433.8647 | 0.14502 | 414.9339 | 0.0097061 | 408.92 | 0.00099496 | 414.9339 | 0.0025968 | 434.4241 | 0.01217 | 414.9339 | 0.0020724 | 408.92 | -0.0012941 | 414.9339 | 0.0014263 | 408.92 | -0.001062 | 414.9339 | 0.00073546 | 433.8647 | 1.4533e-05 | 414.9339 | 0.0014401 | 433.8647 | 1.5505e-05 | 414.9339 | 0.00034844 | 414.309 | 0.00096806 | 659.3075 | 0.0042 | 414.309 | 0.0036418 | 658.5289 | 6.9993e-05 | 659.3075 | 0.00174 | 414.309 | 0.05113 | 414.9339 | 0.036929
| 434.5369 | 0.00019796 | 415.1525 | 0.0028581 | 414.5275 | 0.012278 | 434.5369 | 0 | 415.1525 | 0.0162 | 414.5275 | 0.012845 | 414.5275 | 0.33623 | 433.9789 | 0.14848 | 415.1525 | 0.0073947 | 409.14 | -0.001737 | 415.1525 | 0.00079621 | 434.5369 | 0.01106 | 415.1525 | 0 | 409.14 | -0.0026179 | 415.1525 | 0.00019822 | 409.14 | -2.1673e-05 | 415.1525 | 0 | 433.9789 | 2.8949e-05 | 415.1525 | 0 | 433.9789 | 2.9835e-05 | 415.1525 | 0 | 414.5275 | -0.00107 | 659.469 | 0.00274 | 414.5275 | -0.0024166 | 658.6906 | 0 | 659.469 | 0.00185 | 414.5275 | 0.05057 | 415.1525 | 0.036896
| 434.6498 | 0 | 415.371 | 0.003897 | 414.7461 | 0.012081 | 434.6498 | 0.00123 | 415.371 | 0.017824 | 414.7461 | 0.0148 | 414.7461 | 0.33129 | 434.0932 | 0.15028 | 415.371 | 0.010994 | 409.36 | 0.001602 | 415.371 | 0.0026583 | 434.6498 | 0.01118 | 415.371 | 0.0018513 | 409.36 | 0.0011273 | 415.371 | 0.0011099 | 409.36 | -0.00076939 | 415.371 | 0.001094 | 434.0932 | 1.4451e-05 | 415.371 | 0.00067009 | 434.0932 | 1.433e-05 | 415.371 | 0.00036582 | 414.7461 | 0.00117 | 659.6305 | 0.00373 | 414.7461 | 0.0017519 | 658.8524 | 5.0004e-05 | 659.6305 | 0.00168 | 414.7461 | 0.05414 | 415.371 | 0.039899
| 434.7626 | 0 | 415.5896 | 0.0035014 | 414.9647 | 0.011536 | 434.7626 | 0 | 415.5896 | 0.016169 | 414.9647 | 0.012064 | 414.9647 | 0.32439 | 434.2074 | 0.15321 | 415.5896 | 0.0088973 | 409.58 | -0.0025801 | 415.5896 | 0.00043082 | 434.7626 | 0.01038 | 415.5896 | 0 | 409.58 | -0.001617 | 415.5896 | 0 | 409.58 | 0.0012137 | 415.5896 | 0 | 434.2074 | 2.9031e-05 | 415.5896 | 0 | 434.2074 | 2.5454e-05 | 415.5896 | 0 | 414.9647 | -0.00117 | 659.792 | 0.00322 | 414.9647 | -0.0034225 | 659.0141 | 0 | 659.792 | 0.00178 | 414.9647 | 0.055 | 415.5896 | 0.041052
| 434.8754 | 0.00152 | 415.8082 | 0.0038466 | 415.1832 | 0.012427 | 434.8754 | 0.00109 | 415.8082 | 0.016746 | 415.1832 | 0.014922 | 415.1832 | 0.32394 | 434.3217 | 0.15475 | 415.8082 | 0.012663 | 409.8 | 0.001231 | 415.8082 | 0.003444 | 434.8754 | 0.01118 | 415.8082 | 0.0020777 | 409.8 | 0.00051389 | 415.8082 | 0.0017415 | 409.8 | 0.0016688 | 415.8082 | 0.00093835 | 434.3217 | 1.458e-05 | 415.8082 | 0.0013131 | 434.3217 | 1.1124e-05 | 415.8082 | 0.00029558 | 415.1832 | 0.00096013 | 659.9535 | 0.00459 | 415.1832 | 0.0015671 | 659.1758 | 6.9993e-05 | 659.9535 | 0.00162 | 415.1832 | 0.0612 | 415.8082 | 0.043596
| 434.9883 | 0 | 416.0268 | 0.0028676 | 415.4018 | 0.011864 | 434.9883 | 0 | 416.0268 | 0.015283 | 415.4018 | 0.012864 | 415.4018 | 0.31024 | 434.4359 | 0.15827 | 416.0268 | 0.0097589 | 410.02 | 0.00048905 | 416.0268 | 0.00097767 | 434.9883 | 0.01155 | 416.0268 | 0 | 410.02 | -0.00039012 | 416.0268 | 0 | 410.02 | 0.00049847 | 416.0268 | 0 | 434.4359 | 2.8328e-05 | 416.0268 | 0 | 434.4359 | 2.4169e-05 | 416.0268 | 0 | 415.4018 | -0.00166 | 660.115 | 0.00411 | 415.4018 | -0.0032007 | 659.3376 | 0 | 660.115 | 0.00179 | 415.4018 | 0.05765 | 416.0268 | 0.043892
| 435.1011 | 0.00026652 | 416.2454 | 0.0038006 | 415.6205 | 0.012136 | 435.1011 | 0.00081498 | 416.2454 | 0.015535 | 415.6205 | 0.014932 | 415.6205 | 0.30692 | 434.5502 | 0.16054 | 416.2454 | 0.0125 | 410.24 | -0.00062396 | 416.2454 | 0.003273 | 435.1011 | 0.01106 | 416.2454 | 0.0014277 | 410.24 | 0.0011919 | 416.2454 | 0.0017629 | 410.24 | 0.0011162 | 416.2454 | 0.00064166 | 434.5502 | 1.3901e-05 | 416.2454 | 0.00096967 | 434.5502 | 1.3045e-05 | 416.2454 | 0.00045349 | 415.6205 | 0.00097831 | 660.2766 | 0.00427 | 415.6205 | 0.00043896 | 659.4993 | 6.9993e-05 | 660.2766 | 0.00161 | 415.6205 | 0.06558 | 416.2454 | 0.04732
| 435.214 | 0 | 416.464 | 0.0026354 | 415.8391 | 0.011639 | 435.214 | 0 | 416.464 | 0.013438 | 415.8391 | 0.010564 | 415.8391 | 0.3015 | 434.6645 | 0.16474 | 416.464 | 0.011156 | 410.46 | -0.0016695 | 416.464 | 0 | 435.214 | 0.01081 | 416.464 | 0 | 410.46 | -0.00026098 | 416.464 | 0 | 410.46 | -0.00037928 | 416.464 | 0 | 434.6645 | 2.8083e-05 | 416.464 | 0 | 434.6645 | 2.6091e-05 | 416.464 | 0 | 415.8391 | -0.00115 | 660.4381 | 0.00397 | 415.8391 | -0.00080203 | 659.6611 | 0 | 660.4381 | 0.00185 | 415.8391 | 0.06627 | 416.464 | 0.048402
| 435.3268 | 0.0004462 | 416.6827 | 0.0032133 | 416.0577 | 0.012654 | 435.3268 | 0.0012 | 416.6827 | 0.014467 | 416.0577 | 0.014449 | 416.0577 | 0.29891 | 434.7788 | 0.16766 | 416.6827 | 0.013802 | 410.68 | 0.0016695 | 416.6827 | 0.0038337 | 435.3268 | 0.01209 | 416.6827 | 0.0026501 | 410.68 | 0.0020636 | 416.6827 | 0.0017872 | 410.68 | -0.00021673 | 416.6827 | 0.0019526 | 434.7788 | 1.4334e-05 | 416.6827 | 0.0011638 | 434.7788 | 1.3045e-05 | 416.6827 | 0.00039458 | 416.0577 | 0.00197 | 660.5996 | 0.00691 | 416.0577 | 0.0010613 | 659.8229 | 6.9993e-05 | 660.5996 | 0.00172 | 416.0577 | 0.07106 | 416.6827 | 0.051855
| 435.4396 | 0 | 416.9013 | 0.0033594 | 416.2764 | 0.01139 | 435.4396 | 0 | 416.9013 | 0.013096 | 416.2764 | 0.012456 | 416.2764 | 0.28745 | 434.893 | 0.17175 | 416.9013 | 0.011436 | 410.89 | -0.00096123 | 416.9013 | 0.00068957 | 435.4396 | 0.01427 | 416.9013 | 7.4105e-07 | 410.89 | -0.0014556 | 416.9013 | 0 | 410.89 | -8.6692e-05 | 416.9013 | 0 | 434.893 | 3.0237e-05 | 416.9013 | 0 | 434.893 | 2.6727e-05 | 416.9013 | 0 | 416.2764 | -0.00202 | 660.7612 | 0.00387 | 416.2764 | -0.00054993 | 659.9846 | 0 | 660.7612 | 0.00185 | 416.2764 | 0.06519 | 416.9013 | 0.053022
| 435.5525 | 0.0005001 | 417.12 | 0.0038309 | 416.4951 | 0.012174 | 435.5525 | 0.00158 | 417.12 | 0.013933 | 416.4951 | 0.014278 | 416.4951 | 0.28705 | 435.0073 | 0.17391 | 417.12 | 0.016137 | 411.11 | -0.001231 | 417.12 | 0.0039485 | 435.5525 | 0.01359 | 417.12 | 0.0015675 | 411.11 | -0.00013183 | 417.12 | 0.0012359 | 411.11 | 0.00010836 | 417.12 | 0.0011394 | 435.0073 | 1.6055e-05 | 417.12 | 0.00064715 | 435.0073 | 1.3682e-05 | 417.12 | 0.00033821 | 416.4951 | 0.00089984 | 660.9227 | 0.00394 | 416.4951 | -0.0023119 | 660.1464 | 6.9993e-05 | 660.9227 | 0.00169 | 416.4951 | 0.08173 | 417.12 | 0.056783
| 435.6653 | 0 | 417.3387 | 0.0023021 | 416.7138 | 0.011741 | 435.6653 | 0 | 417.3387 | 0.012157 | 416.7138 | 0.011012 | 416.7138 | 0.27756 | 435.1216 | 0.17695 | 417.3387 | 0.012925 | 411.33 | -0.0018719 | 417.3387 | 0.0016619 | 435.6653 | 0.01092 | 417.3387 | 0 | 411.33 | -0.001617 | 417.3387 | 0 | 411.33 | -0.00096444 | 417.3387 | 0 | 435.1216 | 3.149e-05 | 417.3387 | 0 | 435.1216 | 2.5454e-05 | 417.3387 | 0 | 416.7138 | -0.00161 | 661.0843 | 0.00476 | 416.7138 | -0.0037184 | 660.3082 | 0 | 661.0843 | 0.00182 | 416.7138 | 0.07729 | 417.3387 | 0.058281
| 435.7782 | 0.00046416 | 417.5574 | 0.0030767 | 416.9325 | 0.012292 | 435.7782 | 0.00158 | 417.5574 | 0.012818 | 416.9325 | 0.014554 | 416.9325 | 0.2757 | 435.2359 | 0.17864 | 417.5574 | 0.018469 | 411.55 | -0.00059023 | 417.5574 | 0.0036034 | 435.7782 | 0.01177 | 417.5574 | 0.0022839 | 411.55 | 0.00073989 | 417.5574 | 0.001599 | 411.55 | 0.00062851 | 417.5574 | 0.00080039 | 435.2359 | 1.554e-05 | 417.5574 | 0.0012907 | 435.2359 | 1.1761e-05 | 417.5574 | 0.0003743 | 416.9325 | 0.00206 | 661.2458 | 0.00387 | 416.9325 | 0.0037832 | 660.47 | 5.0004e-05 | 661.2458 | 0.00175 | 416.9325 | 0.08373 | 417.5574 | 0.06197
| 435.891 | 0 | 417.7761 | 0.0027718 | 417.1512 | 0.010677 | 435.891 | 0 | 417.7761 | 0.011564 | 417.1512 | 0.0097345 | 417.1512 | 0.26356 | 435.3502 | 0.18246 | 417.7761 | 0.01497 | 411.77 | -0.00069142 | 417.7761 | 0.0011571 | 435.891 | 0.0122 | 417.7761 | 0 | 411.77 | -0.00026098 | 417.7761 | 0 | 411.77 | 0.00088859 | 417.7761 | 0 | 435.3502 | 3.0483e-05 | 417.7761 | 0 | 435.3502 | 2.4169e-05 | 417.7761 | 0 | 417.1512 | -0.00202 | 661.4074 | 0.00432 | 417.1512 | -0.00011905 | 660.6318 | 0 | 661.4074 | 0.00189 | 417.1512 | 0.08311 | 417.7761 | 0.063136
| 436.0038 | 0.00058994 | 417.9948 | 0.0037223 | 417.3699 | 0.011918 | 436.0038 | 0.00224 | 417.9948 | 0.011512 | 417.3699 | 0.011078 | 417.3699 | 0.25834 | 435.4645 | 0.18515 | 417.9948 | 0.018694 | 411.99 | 0.0012648 | 417.9948 | 0.003956 | 436.0038 | 0.01285 | 417.9948 | 0.0020023 | 411.99 | 0.00028789 | 417.9948 | 0.0010139 | 411.99 | 0.00072604 | 417.9948 | 0.00041771 | 435.4645 | 1.513e-05 | 417.9948 | 0.0013013 | 435.4645 | 1.2408e-05 | 417.9948 | 0.00023642 | 417.3699 | 0.00122 | 661.569 | 0.0044 | 417.3699 | 0.0016108 | 660.7935 | 6.9993e-05 | 661.569 | 0.00175 | 417.3699 | 0.08744 | 417.9948 | 0.066105
| 436.1167 | 0 | 418.2135 | 0.0032648 | 417.5887 | 0.011532 | 436.1167 | 0 | 418.2135 | 0.011151 | 417.5887 | 0.010401 | 417.5887 | 0.24949 | 435.5788 | 0.1897 | 418.2135 | 0.016058 | 412.21 | -0.0012985 | 418.2135 | 0.0013027 | 436.1167 | 0.01132 | 418.2135 | 0 | 412.21 | -0.0016493 | 418.2135 | 0 | 412.21 | -0.0015171 | 418.2135 | 0 | 435.5788 | 2.8867e-05 | 418.2135 | 0 | 435.5788 | 2.4169e-05 | 418.2135 | 0 | 417.5887 | -0.00179 | 661.7306 | 0.00436 | 417.5887 | 0.00036006 | 660.9554 | 0 | 661.7306 | 0.00182 | 417.5887 | 0.08852 | 418.2135 | 0.068187
| 436.2295 | 0.0014 | 418.4323 | 0.0035508 | 417.8074 | 0.013271 | 436.2295 | 0.00090168 | 418.4323 | 0.010778 | 417.8074 | 0.011896 | 417.8074 | 0.24851 | 435.6931 | 0.19245 | 418.4323 | 0.020671 | 412.43 | -0.00062396 | 418.4323 | 0.0054691 | 436.2295 | 0.01231 | 418.4323 | 0.0030693 | 412.43 | -0.0010036 | 418.4323 | 0.0023572 | 412.43 | 0.0010186 | 418.4323 | 0.0020928 | 435.6931 | 1.3912e-05 | 418.4323 | 0.0018218 | 435.6931 | 1.1761e-05 | 418.4323 | 0.00045506 | 417.8074 | 0.0029 | 661.8922 | 0.00443 | 417.8074 | 0.0020675 | 661.1172 | 3.0002e-05 | 661.8922 | 0.00167 | 417.8074 | 0.09541 | 418.4323 | 0.07229
| 436.3424 | 0 | 418.6511 | 0.0027669 | 418.0262 | 0.011412 | 436.3424 | 0 | 418.6511 | 0.0095194 | 418.0262 | 0.009799 | 418.0262 | 0.23626 | 435.8075 | 0.19692 | 418.6511 | 0.018579 | 412.65 | -0.0028838 | 418.6511 | 0.0012703 | 436.3424 | 0.01208 | 418.6511 | 0 | 412.65 | -0.0019076 | 418.6511 | 0 | 412.65 | -0.0021348 | 418.6511 | 0 | 435.8075 | 2.7427e-05 | 418.6511 | 0 | 435.8075 | 2.8012e-05 | 418.6511 | 0 | 418.0262 | -0.00169 | 662.0537 | 0.00496 | 418.0262 | 0.0011092 | 661.279 | 0 | 662.0537 | 0.00179 | 418.0262 | 0.09361 | 418.6511 | 0.073154
| 436.4552 | 0.00057197 | 418.8698 | 0.0033567 | 418.245 | 0.011611 | 436.4552 | 0.00101 | 418.8698 | 0.010427 | 418.245 | 0.011267 | 418.245 | 0.23462 | 435.9218 | 0.19967 | 418.8698 | 0.021602 | 412.87 | -0.0019393 | 418.8698 | 0.004187 | 436.4552 | 0.01322 | 418.8698 | 0.0010198 | 412.87 | 0.00080447 | 418.8698 | 0.00074963 | 412.87 | 0.00049847 | 418.8698 | 0.00076968 | 435.9218 | 1.3608e-05 | 418.8698 | 0.0014448 | 435.9218 | 1.6252e-05 | 418.8698 | 0.00030758 | 418.245 | 0.00073416 | 662.2153 | 0.00433 | 418.245 | -0.00035402 | 661.4408 | 6.9993e-05 | 662.2153 | 0.00168 | 418.245 | 0.10149 | 418.8698 | 0.077668
| 436.5681 | 0 | 419.0886 | 0.0018917 | 418.4638 | 0.010949 | 436.5681 | 0 | 419.0886 | 0.0088795 | 418.4638 | 0.0077727 | 418.4638 | 0.22353 | 436.0361 | 0.20378 | 419.0886 | 0.019959 | 413.08 | -0.0018044 | 419.0886 | 0.00096306 | 436.5681 | 0.01294 | 419.0886 | 0 | 413.08 | -0.0041676 | 419.0886 | 0 | 413.08 | -0.0015822 | 419.0886 | 0 | 436.0361 | 2.7813e-05 | 419.0886 | 0 | 436.0361 | 2.8012e-05 | 419.0886 | 0 | 418.4638 | -0.00257 | 662.3769 | 0.00381 | 418.4638 | -0.0068244 | 661.6026 | 0 | 662.3769 | 0.00181 | 418.4638 | 0.104 | 419.0886 | 0.079607
| 436.6809 | 0.00073368 | 419.3074 | 0.0034149 | 418.6826 | 0.011391 | 436.6809 | 0.00045084 | 419.3074 | 0.0097937 | 418.6826 | 0.011915 | 418.6826 | 0.22079 | 436.1504 | 0.20639 | 419.3074 | 0.025437 | 413.3 | 0.0005565 | 419.3074 | 0.0055679 | 436.6809 | 0.01444 | 419.3074 | 0.0031365 | 413.3 | 0.00015874 | 419.3074 | 0.0023112 | 413.3 | 0.00014088 | 419.3074 | 0.0019973 | 436.1504 | 1.4533e-05 | 419.3074 | 0.00057618 | 436.1504 | 1.1761e-05 | 419.3074 | 0.00032243 | 418.6826 | 0.0014 | 662.5386 | 0.00322 | 418.6826 | 0.0033235 | 661.7645 | 5.0004e-05 | 662.5386 | 0.00174 | 418.6826 | 0.11044 | 419.3074 | 0.084458
| 436.7938 | 0 | 419.5262 | 0.0020305 | 418.9015 | 0.010856 | 436.7938 | 0 | 419.5262 | 0.0083008 | 418.9015 | 0.0074642 | 418.9015 | 0.20957 | 436.2648 | 0.21093 | 419.5263 | 0.023023 | 413.52 | -0.00045532 | 419.5263 | 0.0016377 | 436.7938 | 0.01089 | 419.5263 | 0 | 413.52 | -0.00097128 | 419.5262 | 0 | 413.52 | -0.00044429 | 419.5263 | 0 | 436.2648 | 2.9008e-05 | 419.5263 | 0 | 436.2648 | 2.0962e-05 | 419.5263 | 0 | 418.9015 | -0.00183 | 662.7002 | 0.00494 | 418.9015 | -0.0029327 | 661.9263 | 0 | 662.7002 | 0.00183 | 418.9015 | 0.10991 | 419.5262 | 0.086241
| 436.9066 | 0.00067977 | 419.7451 | 0.0031653 | 419.1203 | 0.011341 | 436.9066 | 0.0018 | 419.7451 | 0.0092484 | 419.1203 | 0.010285 | 419.1203 | 0.20456 | 436.3791 | 0.21413 | 419.7451 | 0.026329 | 413.74 | 0.0010961 | 419.7451 | 0.0049714 | 436.9066 | 0.01353 | 419.7451 | 0.0023287 | 413.74 | -0.00013183 | 419.7451 | 0.0016084 | 413.74 | -0.00031426 | 419.7451 | 0.00027722 | 436.3791 | 1.4826e-05 | 419.7451 | 0.00074451 | 436.3791 | 9.191e-06 | 419.7451 | 0.00051084 | 419.1203 | 0.00135 | 662.8618 | 0.00299 | 419.1203 | 0.0011666 | 662.0881 | 5.0004e-05 | 662.8618 | 0.00166 | 419.1203 | 0.11526 | 419.7451 | 0.090537
| 437.0195 | 0 | 419.9639 | 0.0017972 | 419.3392 | 0.010783 | 437.0195 | 0 | 419.9639 | 0.0082024 | 419.3392 | 0.0080922 | 419.3392 | 0.19686 | 436.4935 | 0.21856 | 419.9639 | 0.024222 | 413.96 | -0.0014672 | 419.9639 | 0.00081664 | 437.0195 | 0.01007 | 419.9639 | 0 | 413.96 | -0.0018108 | 419.9639 | 0 | 413.96 | -5.4182e-05 | 419.9639 | 0 | 436.4935 | 2.8106e-05 | 419.9639 | 0 | 436.4935 | 2.2884e-05 | 419.9639 | 0 | 419.3392 | -0.00127 | 663.0234 | 0.00531 | 419.3392 | -0.0014991 | 662.25 | 0 | 663.0234 | 0.00172 | 419.3392 | 0.11705 | 419.9639 | 0.09295
| 437.1323 | 0.00098522 | 420.1828 | 0.003291 | 419.5581 | 0.011615 | 437.1323 | 0.00064159 | 420.1828 | 0.0082897 | 419.5581 | 0.0096816 | 419.5581 | 0.19503 | 436.6078 | 0.22196 | 420.1828 | 0.029083 | 414.18 | 0.00069142 | 420.1828 | 0.0060495 | 437.1323 | 0.01271 | 420.1828 | 0.0032969 | 414.18 | -0.00042241 | 420.1828 | 0.0023514 | 414.18 | -0.00093193 | 420.1828 | 0.00088212 | 436.6078 | 1.3608e-05 | 420.1828 | 0.00096286 | 436.6078 | 1.3682e-05 | 420.1828 | 0.00034273 | 419.5581 | 0.00216 | 663.1851 | 0.00538 | 419.5581 | 0.00085502 | 662.4118 | 8.9995e-05 | 663.1851 | 0.00167 | 419.5581 | 0.12509 | 420.1828 | 0.098238
| 437.2452 | 0 | 420.4017 | 0.0020213 | 419.777 | 0.010903 | 437.2452 | 0 | 420.4017 | 0.0070202 | 419.777 | 0.0080267 | 419.777 | 0.18311 | 436.7222 | 0.22705 | 420.4017 | 0.026924 | 414.4 | -0.00065769 | 420.4017 | 0.0023179 | 437.2452 | 0.01183 | 420.4017 | 0 | 414.4 | -0.0014556 | 420.4017 | 0 | 414.4 | 0.00030341 | 420.4017 | 0 | 436.7222 | 2.7544e-05 | 420.4017 | 0 | 436.7222 | 2.6091e-05 | 420.4017 | 0 | 419.777 | -0.00238 | 663.3467 | 0.00334 | 419.777 | -0.0042733 | 662.5737 | 0 | 663.3467 | 0.00182 | 419.777 | 0.12504 | 420.4017 | 0.10011
| 437.358 | 0.00035636 | 420.6206 | 0.0029835 | 419.9959 | 0.011196 | 437.358 | 0.0006936 | 420.6206 | 0.0082515 | 419.9959 | 0.0087822 | 419.9959 | 0.17887 | 436.8365 | 0.23095 | 420.6206 | 0.031639 | 414.62 | 0.001602 | 420.6206 | 0.0058199 | 437.358 | 0.01149 | 420.6206 | 0.0016201 | 414.62 | -0.0014556 | 420.6206 | 0.0019546 | 414.62 | -0.0024598 | 420.6206 | 0.00028412 | 436.8365 | 1.4065e-05 | 420.6206 | 0.0013145 | 436.8365 | 1.3474e-05 | 420.6206 | 0.00045258 | 419.9959 | 0.00054095 | 663.5084 | 0.00352 | 419.9959 | 0.0025589 | 662.7356 | 6.9993e-05 | 663.5084 | 0.00171 | 419.9959 | 0.13161 | 420.6206 | 0.10506
| 437.4709 | 0 | 420.8395 | 0.002116 | 420.2148 | 0.010814 | 437.4709 | 0 | 420.8395 | 0.0062715 | 420.2148 | 0.0058335 | 420.2148 | 0.16953 | 436.9509 | 0.23593 | 420.8395 | 0.029128 | 414.84 | -0.0011299 | 420.8395 | 0.002056 | 437.4709 | 0.01084 | 420.8395 | 0 | 414.84 | -0.0024564 | 420.8395 | 0 | 414.84 | -0.002915 | 420.8395 | 0 | 436.9509 | 2.9745e-05 | 420.8395 | 0 | 436.9509 | 2.3312e-05 | 420.8395 | 0 | 420.2148 | -0.00167 | 663.67 | 0.00425 | 420.2148 | -0.0024334 | 662.8975 | 0 | 663.67 | 0.00183 | 420.2148 | 0.13395 | 420.8395 | 0.10797
| 437.5838 | 0.00149 | 421.0584 | 0.0024566 | 420.4338 | 0.0099698 | 437.5838 | 0.00137 | 421.0584 | 0.0076118 | 420.4338 | 0.0092482 | 420.4338 | 0.16719 | 437.0653 | 0.23926 | 421.0584 | 0.032618 | 415.06 | -0.0026476 | 421.0584 | 0.0054058 | 437.5838 | 0.01345 | 421.0584 | 0.0026611 | 415.06 | 0.00067532 | 421.0584 | 0.0015282 | 415.06 | -0.0010295 | 421.0584 | 0.0012468 | 437.0653 | 1.5845e-05 | 421.0584 | 0.0022139 | 437.0653 | 1.0904e-05 | 421.0584 | 0.00031693 | 420.4337 | 0.00079874 | 663.8317 | 0.00436 | 420.4338 | -2.8642e-05 | 663.0593 | 5.0004e-05 | 663.8317 | 0.00166 | 420.4337 | 0.14057 | 421.0584 | 0.11381
| 437.6966 | 0 | 421.2773 | 0.0025042 | 420.6527 | 0.010621 | 437.6966 | 0 | 421.2773 | 0.0062996 | 420.6527 | 0.0066626 | 420.6527 | 0.15794 | 437.1796 | 0.24404 | 421.2773 | 0.031342 | 415.28 | 0.00082632 | 421.2773 | 0.0031404 | 437.6966 | 0.0124 | 421.2773 | 0 | 415.28 | -0.0010036 | 421.2773 | 0 | 415.28 | -0.0012895 | 421.2773 | 0 | 437.1796 | 3.1057e-05 | 421.2773 | 0 | 437.1796 | 2.2236e-05 | 421.2773 | 0 | 420.6527 | -0.00176 | 663.9934 | 0.00401 | 420.6527 | -0.0014397 | 663.2212 | 0 | 663.9934 | 0.0018 | 420.6527 | 0.13998 | 421.2773 | 0.1163
| 437.8095 | 0.0005001 | 421.4963 | 0.0025795 | 420.8717 | 0.010462 | 437.8095 | 0.00196 | 421.4963 | 0.0072805 | 420.8717 | 0.0076948 | 420.8717 | 0.15473 | 437.294 | 0.24677 | 421.4963 | 0.034994 | 415.5 | 0.0029849 | 421.4963 | 0.00562 | 437.8095 | 0.01385 | 421.4963 | 0.001897 | 415.5 | -0.0010358 | 421.4963 | 0.0017926 | 415.5 | 0.00010836 | 421.4963 | 0.00028429 | 437.294 | 1.5599e-05 | 421.4963 | 0.00082286 | 437.294 | 1.2408e-05 | 421.4963 | 0.00022735 | 420.8717 | 0.00125 | 664.155 | 0.00589 | 420.8717 | -0.0010451 | 663.3831 | 6.9993e-05 | 664.155 | 0.00164 | 420.8717 | 0.1486 | 421.4963 | 0.12266
| 437.9223 | 0 | 421.7152 | 0.0019976 | 421.0907 | 0.0098432 | 437.9223 | 0 | 421.7152 | 0.0057745 | 421.0907 | 0.0061288 | 421.0907 | 0.1462 | 437.4084 | 0.25143 | 421.7152 | 0.03404 | 415.72 | 0.0021754 | 421.7152 | 0.002927 | 437.9223 | 0.01322 | 421.7152 | 0 | 415.72 | 0.00064304 | 421.7152 | 0 | 415.72 | -0.00076939 | 421.7152 | 0 | 437.4084 | 3.053e-05 | 421.7152 | 0 | 437.4084 | 2.2884e-05 | 421.7152 | 0 | 421.0907 | -0.00151 | 664.3167 | 0.00438 | 421.0907 | -0.0018217 | 663.545 | 0 | 664.3167 | 0.00183 | 421.0907 | 0.15096 | 421.7152 | 0.12606
| 438.0352 | 0.00094928 | 421.9342 | 0.0026778 | 421.3097 | 0.010918 | 438.0352 | 0.00114 | 421.9342 | 0.0065307 | 421.3097 | 0.0091958 | 421.3097 | 0.14481 | 437.5228 | 0.25458 | 421.9342 | 0.037485 | 415.93 | -0.001366 | 421.9342 | 0.0062115 | 438.0352 | 0.01248 | 421.9342 | 0.0024962 | 415.93 | -0.0010681 | 421.9342 | 0.0018735 | 415.93 | -0.00067186 | 421.9342 | 0.0012633 | 437.5228 | 1.5329e-05 | 421.9342 | 0.0022126 | 437.5228 | 1.0695e-05 | 421.9342 | 0.00040412 | 421.3097 | 0.00113 | 664.4784 | 0.00529 | 421.3097 | -0.001579 | 663.7069 | 5.0004e-05 | 664.4784 | 0.00169 | 421.3097 | 0.15839 | 421.9342 | 0.13213
| 438.1481 | 0 | 422.1532 | 0.0020451 | 421.5287 | 0.010275 | 438.1481 | 0 | 422.1532 | 0.006434 | 421.5287 | 0.0049871 | 421.5287 | 0.13647 | 437.6372 | 0.26015 | 422.1532 | 0.035422 | 416.15 | 0.00052277 | 422.1532 | 0.0044127 | 438.1481 | 0.01279 | 422.1532 | 0 | 416.15 | 9.4169e-05 | 422.1532 | 0 | 416.15 | -0.0013546 | 422.1532 | 0 | 437.6372 | 2.964e-05 | 422.1532 | 0 | 437.6372 | 2.3093e-05 | 422.1532 | 0 | 421.5287 | -0.00066346 | 664.6401 | 0.00364 | 421.5287 | -0.0029657 | 663.8688 | 0 | 664.6401 | 0.00181 | 421.5287 | 0.16218 | 422.1532 | 0.13527
| 438.2609 | 5.091e-05 | 422.3722 | 0.0029409 | 421.7477 | 0.011026 | 438.2609 | 0.00083232 | 422.3722 | 0.0063794 | 421.7477 | 0.0077971 | 421.7477 | 0.13553 | 437.7516 | 0.26436 | 422.3722 | 0.040858 | 416.37 | -0.0005565 | 422.3722 | 0.0068164 | 438.2609 | 0.01217 | 422.3722 | 0.003988 | 416.37 | -0.0020045 | 422.3722 | 0.001643 | 416.37 | -0.0013546 | 422.3722 | 0.001505 | 437.7516 | 1.4779e-05 | 422.3722 | 0.002038 | 437.7516 | 1.2837e-05 | 422.3722 | 0.00033045 | 421.7477 | 0.00264 | 664.8018 | 0.00318 | 421.7477 | 0.0026747 | 664.0307 | 5.0004e-05 | 664.8018 | 0.00166 | 421.7477 | 0.17009 | 422.3722 | 0.14211
| 438.3738 | 0 | 422.5912 | 0.0016372 | 421.9667 | 0.010408 | 438.3738 | 0 | 422.5912 | 0.0061593 | 421.9667 | 0.0055768 | 421.9667 | 0.12871 | 437.866 | 0.27055 | 422.5912 | 0.038695 | 416.59 | -0.0026476 | 422.5912 | 0.0037148 | 438.3738 | 0.0122 | 422.5912 | 0 | 416.59 | -0.0021013 | 422.5912 | 0 | 416.59 | -0.0019722 | 422.5912 | 0 | 437.866 | 3.0834e-05 | 422.5912 | 0 | 437.866 | 2.7584e-05 | 422.5912 | 0 | 421.9667 | -0.00137 | 664.9635 | 0.00418 | 421.9667 | -0.0021345 | 664.1926 | 0 | 664.9635 | 0.00177 | 421.9667 | 0.1743 | 422.5912 | 0.14651
| 438.4866 | 0.00125 | 422.8102 | 0.0024289 | 422.1858 | 0.010578 | 438.4866 | 0.00123 | 422.8102 | 0.005209 | 422.1858 | 0.0083604 | 422.1858 | 0.12718 | 437.9804 | 0.2751 | 422.8102 | 0.042714 | 416.81 | 0.0005565 | 422.8102 | 0.0076329 | 438.4866 | 0.01439 | 422.8102 | 0.0022236 | 416.81 | 0.00067532 | 422.8102 | 0.001418 | 416.81 | 0.0014737 | 422.8102 | 0.0014396 | 437.9804 | 1.6325e-05 | 422.8102 | 0.0014789 | 437.9804 | 1.5186e-05 | 422.8102 | 0.00010408 | 422.1858 | 0.00187 | 665.1252 | 0.00413 | 422.1858 | 0.0047057 | 664.3546 | 5.0004e-05 | 665.1252 | 0.0017 | 422.1858 | 0.18423 | 422.8102 | 0.15295
| 438.5995 | 0 | 423.0293 | 0.0020656 | 422.4049 | 0.010869 | 438.5995 | 0 | 423.0293 | 0.0046389 | 422.4049 | 0.005646 | 422.4049 | 0.11966 | 438.0948 | 0.28066 | 423.0293 | 0.042208 | 417.03 | -0.00082632 | 423.0293 | 0.0042713 | 438.5995 | 0.01186 | 423.0293 | 0 | 417.03 | -0.0010681 | 423.0293 | 0.00030675 | 417.03 | -0.0021348 | 423.0293 | 0 | 438.0948 | 3.1326e-05 | 423.0293 | 0 | 438.0948 | 2.4806e-05 | 423.0293 | 0 | 422.4049 | -0.00167 | 665.287 | 0.00464 | 422.4049 | -0.0026196 | 664.5165 | 0 | 665.287 | 0.00187 | 422.4049 | 0.17973 | 423.0293 | 0.15703
| 438.7124 | 0.00066181 | 423.2484 | 0.0022184 | 422.624 | 0.010782 | 438.7124 | 0.00091902 | 423.2484 | 0.0053654 | 422.624 | 0.0070137 | 422.624 | 0.11899 | 438.2092 | 0.2843 | 423.2483 | 0.047059 | 417.25 | 0.00075887 | 423.2483 | 0.0068196 | 438.7124 | 0.01214 | 423.2483 | 0.0021493 | 417.25 | -0.00074527 | 423.2484 | 0.0013444 | 417.25 | 0.0010836 | 423.2483 | 0.00091702 | 438.2092 | 1.5271e-05 | 423.2483 | 0.0018411 | 438.2092 | 9.8388e-06 | 423.2484 | 0.00044525 | 422.6239 | 0.00115 | 665.4487 | 0.00496 | 422.624 | 0.00028107 | 664.6784 | 6.9993e-05 | 665.4487 | 0.00175 | 422.6239 | 0.20145 | 423.2484 | 0.16411
| 438.8252 | 0 | 423.4674 | 0.0019289 | 422.8431 | 0.0099376 | 438.8252 | 0 | 423.4674 | 0.0047399 | 422.8431 | 0.0048042 | 422.8431 | 0.11254 | 438.3236 | 0.28938 | 423.4674 | 0.046807 | 417.47 | 0.00062396 | 423.4674 | 0.0052156 | 438.8252 | 0.01248 | 423.4674 | 0 | 417.47 | -0.0026179 | 423.4674 | 0 | 417.47 | 0.0011812 | 423.4674 | 0 | 438.3236 | 2.8492e-05 | 423.4674 | 0 | 438.3236 | 2.0853e-05 | 423.4674 | 0 | 422.8431 | -0.00158 | 665.6104 | 0.0039 | 422.8431 | -0.00035477 | 664.8404 | 0 | 665.6104 | 0.00181 | 422.8431 | 0.19597 | 423.4674 | 0.16948
| 438.9381 | 0.00156 | 423.6865 | 0.0020754 | 423.0622 | 0.0099162 | 438.9381 | 0.00165 | 423.6865 | 0.005793 | 423.0622 | 0.0067732 | 423.0622 | 0.11226 | 438.4381 | 0.29354 | 423.6865 | 0.051031 | 417.69 | -8.4319e-05 | 423.6865 | 0.00633 | 438.9381 | 0.01197 | 423.6865 | 0.0011743 | 417.69 | -0.0017139 | 423.6865 | 0.0010499 | 417.69 | 0.00072604 | 423.6865 | 0.00013538 | 438.4381 | 1.3467e-05 | 423.6865 | 0.0015698 | 438.4381 | 1.1014e-05 | 423.6865 | 0.00036797 | 423.0622 | 0.0015 | 665.7722 | 0.00522 | 423.0622 | -0.00011206 | 665.0023 | 6.9993e-05 | 665.7722 | 0.00162 | 423.0622 | 0.20504 | 423.6865 | 0.17715
| 439.051 | 0 | 423.9056 | 0.0019118 | 423.2813 | 0.010532 | 439.051 | 0.00034761 | 423.9056 | 0.0043974 | 423.2813 | 0.0046439 | 423.2813 | 0.10567 | 438.5525 | 0.30004 | 423.9056 | 0.051518 | 417.91 | -0.00015177 | 423.9056 | 0.0062896 | 439.051 | 0.01277 | 423.9056 | 0 | 417.91 | -0.00022869 | 423.9056 | 0 | 417.91 | 0.00033593 | 423.9056 | 0 | 438.5525 | 2.9394e-05 | 423.9056 | 0 | 438.5525 | 2.5344e-05 | 423.9056 | 0 | 423.2813 | -0.00052108 | 665.9339 | 0.00367 | 423.2813 | -0.0039044 | 665.1643 | 0 | 665.9339 | 0.00174 | 423.2813 | 0.21122 | 423.9056 | 0.18238
| 439.1639 | 0.00113 | 424.1247 | 0.0014275 | 423.5004 | 0.01056 | 439.1639 | 0.00165 | 424.1247 | 0.0042607 | 423.5004 | 0.0063963 | 423.5004 | 0.10461 | 438.6669 | 0.30491 | 424.1247 | 0.057061 | 418.13 | -0.00028669 | 424.1247 | 0.0083847 | 439.1639 | 0.01299 | 424.1247 | 0.0026942 | 418.13 | 0.00044931 | 424.1247 | 0.0011486 | 418.13 | 0.00082357 | 424.1247 | 0.0017046 | 438.6669 | 1.6173e-05 | 424.1247 | 0.00095875 | 438.6669 | 1.433e-05 | 424.1247 | 0.00025932 | 423.5004 | 0.0009076 | 666.0957 | 0.00362 | 423.5004 | 0.0058285 | 665.3262 | 6.9993e-05 | 666.0957 | 0.00161 | 423.5004 | 0.22386 | 424.1247 | 0.18969
| 439.2767 | 0 | 424.3438 | 0.001728 | 423.7196 | 0.010266 | 439.2767 | 0 | 424.3438 | 0.0036877 | 423.7196 | 0.0044151 | 423.7196 | 0.099416 | 438.7814 | 0.31078 | 424.3438 | 0.054918 | 418.35 | -0.0030523 | 424.3438 | 0.0061756 | 439.2767 | 0.01169 | 424.3438 | 0 | 418.35 | -0.00064841 | 424.3438 | 0 | 418.35 | -0.0019397 | 424.3438 | 0 | 438.7814 | 3.2006e-05 | 424.3438 | 0 | 438.7814 | 2.6727e-05 | 424.3438 | 0 | 423.7196 | -0.00165 | 666.2574 | 0.00445 | 423.7196 | -0.00058901 | 665.4882 | 0 | 666.2574 | 0.00177 | 423.7196 | 0.22932 | 424.3438 | 0.19515
| 439.3896 | 0.00264 | 424.563 | 0.0021412 | 423.9388 | 0.010576 | 439.3896 | 0.00165 | 424.563 | 0.0046643 | 423.9388 | 0.0069816 | 423.9388 | 0.099793 | 438.8958 | 0.31439 | 424.563 | 0.06165 | 418.57 | -0.00038786 | 424.563 | 0.0091863 | 439.3896 | 0.01481 | 424.563 | 0.0024523 | 418.57 | -0.00051927 | 424.563 | 0.0020151 | 418.57 | 0.00062851 | 424.563 | 0.00099355 | 438.8958 | 1.6055e-05 | 424.563 | 0.0013757 | 438.8958 | 1.3474e-05 | 424.563 | 0.00031667 | 423.9388 | 0.00015084 | 666.4192 | 0.00461 | 423.9388 | 0.0061174 | 665.6502 | 5.0004e-05 | 666.4192 | 0.00169 | 423.9388 | 0.23984 | 424.563 | 0.20346
| 439.5025 | 0 | 424.7821 | 0.0011068 | 424.158 | 0.0096759 | 439.5025 | 0 | 424.7821 | 0.0042858 | 424.158 | 0.0036759 | 424.158 | 0.09606 | 439.0103 | 0.31931 | 424.7821 | 0.062201 | 418.79 | -0.001366 | 424.7821 | 0.0063228 | 439.5025 | 0.0137 | 424.7821 | 0 | 418.79 | 0.0012242 | 424.7821 | 0 | 418.79 | -0.0037602 | 424.7821 | 0 | 439.0103 | 3.005e-05 | 424.7821 | 0 | 439.0103 | 2.6519e-05 | 424.7821 | 0 | 424.158 | -0.00215 | 666.581 | 0.00552 | 424.158 | -0.0016905 | 665.8121 | 0 | 666.581 | 0.00189 | 424.158 | 0.24975 | 424.7821 | 0.2092
| 439.6153 | 0.00093132 | 425.0013 | 0.002122 | 424.3772 | 0.010318 | 439.6153 | 0.00147 | 425.0013 | 0.0041591 | 424.3772 | 0.0070895 | 424.3772 | 0.096877 | 439.1247 | 0.3224 | 425.0013 | 0.068228 | 419.01 | -1.6864e-05 | 425.0013 | 0.010474 | 439.6153 | 0.01297 | 425.0013 | 0.0020167 | 419.01 | -2.6905e-06 | 425.0013 | 0.002015 | 419.01 | -0.00099695 | 425.0013 | 0.001205 | 439.1247 | 1.4205e-05 | 425.0013 | 0.00084181 | 439.1247 | 1.411e-05 | 425.0013 | 0.00031352 | 424.3772 | 0.00122 | 666.7427 | 0.00364 | 424.3772 | 0.0010601 | 665.9741 | 6.9993e-05 | 666.7427 | 0.00178 | 424.3772 | 0.26572 | 425.0013 | 0.21814
| 439.7282 | 0 | 425.2205 | 0.0014558 | 424.5964 | 0.010589 | 439.7282 | 0 | 425.2205 | 0.0036502 | 424.5964 | 0.0041187 | 424.5964 | 0.0911 | 439.2392 | 0.32707 | 425.2205 | 0.06916 | 419.23 | 8.4319e-05 | 425.2205 | 0.0084542 | 439.7282 | 0.01282 | 425.2205 | 0 | 419.23 | -0.00071299 | 425.2205 | 0 | 419.23 | -0.0012245 | 425.2205 | 0 | 439.2392 | 2.9781e-05 | 425.2205 | 0 | 439.2392 | 2.6727e-05 | 425.2205 | 0 | 424.5964 | -0.00142 | 666.9045 | 0.00288 | 424.5964 | -0.0024571 | 666.1361 | 0 | 666.9045 | 0.00185 | 424.5964 | 0.27155 | 425.2205 | 0.22407
| 439.8411 | 0.00233 | 425.4397 | 0.0018429 | 424.8156 | 0.0097458 | 439.8411 | 0.00125 | 425.4397 | 0.004319 | 424.8156 | 0.0068524 | 424.8156 | 0.090484 | 439.3536 | 0.32962 | 425.4397 | 0.073376 | 419.45 | 0.0009275 | 425.4397 | 0.012391 | 439.8411 | 0.01353 | 425.4397 | 0.0017268 | 419.45 | -0.0011327 | 425.4397 | 0.0015419 | 419.45 | -0.00099695 | 425.4397 | 0.0021514 | 439.3536 | 1.5845e-05 | 425.4397 | 0.0013539 | 439.3536 | 1.3682e-05 | 425.4397 | 0.00028898 | 424.8156 | 0.00070626 | 667.0663 | 0.00373 | 424.8156 | 0.0040729 | 666.2981 | 8.9995e-05 | 667.0663 | 0.00167 | 424.8156 | 0.28015 | 425.4397 | 0.23377
| 439.954 | 0 | 425.6589 | 0.00082773 | 425.0349 | 0.010105 | 439.954 | 0 | 425.6589 | 0.0032335 | 425.0349 | 0.0037492 | 425.0349 | 0.084475 | 439.4681 | 0.33447 | 425.6589 | 0.073407 | 419.67 | 0.0010961 | 425.6589 | 0.0093481 | 439.954 | 0.01359 | 425.6589 | 0 | 419.67 | -0.0031345 | 425.6589 | 0 | 419.67 | -0.0016472 | 425.6589 | 0 | 439.4681 | 3.0589e-05 | 425.6589 | 0 | 439.4681 | 2.6091e-05 | 425.6589 | 0 | 425.0349 | -0.00186 | 667.2281 | 0.00432 | 425.0349 | -0.0029951 | 666.4601 | 0 | 667.2281 | 0.00178 | 425.0349 | 0.28821 | 425.6589 | 0.23947
| 440.0668 | 0.00087741 | 425.8781 | 0.0019529 | 425.2541 | 0.010881 | 440.0668 | 0.00104 | 425.8781 | 0.004769 | 425.2541 | 0.007205 | 425.2541 | 0.085471 | 439.5826 | 0.33829 | 425.8781 | 0.080306 | 419.89 | 0.0012985 | 425.8781 | 0.01242 | 440.0668 | 0.0139 | 425.8781 | 0.0013488 | 419.89 | 0.00022331 | 425.8781 | 0.0015671 | 419.89 | 0.0028717 | 425.8781 | 0.0014147 | 439.5826 | 1.499e-05 | 425.8781 | 0.0014469 | 439.5826 | 1.2408e-05 | 425.8781 | 0.00035325 | 425.2541 | 0.00134 | 667.3899 | 0.00477 | 425.2541 | 0.0019803 | 666.6221 | 6.9993e-05 | 667.3899 | 0.00169 | 425.2541 | 0.2943 | 425.8781 | 0.24963
| 440.1797 | 0 | 426.0973 | 0.0012176 | 425.4734 | 0.0097739 | 440.1797 | 0 | 426.0973 | 0.0036962 | 425.4734 | 0.003231 | 425.4734 | 0.079556 | 439.697 | 0.34442 | 426.0973 | 0.080336 | 420.1 | -0.0012648 | 426.0973 | 0.0091836 | 440.1797 | 0.01345 | 426.0973 | 0 | 420.1 | -0.0016815 | 426.0973 | 0 | 420.1 | -0.00050931 | 426.0973 | 0 | 439.697 | 3.1443e-05 | 426.0973 | 0 | 439.697 | 2.5454e-05 | 426.0973 | 0 | 425.4734 | -0.00198 | 667.5517 | 0.0039 | 425.4734 | -0.0016425 | 666.7841 | 0 | 667.5517 | 0.00176 | 425.4734 | 0.29913 | 426.0973 | 0.25629
| 440.2926 | 0.00089539 | 426.3166 | 0.0022464 | 425.6927 | 0.0085738 | 440.2926 | 0.00137 | 426.3166 | 0.003712 | 425.6927 | 0.0067432 | 425.6927 | 0.079707 | 439.8115 | 0.34837 | 426.3166 | 0.086038 | 420.32 | -0.00045532 | 426.3166 | 0.012327 | 440.2926 | 0.016 | 426.3166 | 0.0011278 | 420.32 | -0.0012296 | 426.3166 | 0.00057822 | 420.32 | 0.00033593 | 426.3166 | 0.00032724 | 439.8115 | 1.6629e-05 | 426.3166 | 0.00079842 | 439.8115 | 1.3045e-05 | 426.3166 | 0.00037698 | 425.6927 | 0.00032644 | 667.7135 | 0.00596 | 425.6927 | 0.00098034 | 666.9461 | 5.0004e-05 | 667.7135 | 0.00165 | 425.6927 | 0.30828 | 426.3166 | 0.26547
| 440.4055 | 0 | 426.5359 | 0.0021051 | 425.912 | 0.0096127 | 440.4055 | 0 | 426.5359 | 0.0037228 | 425.912 | 0.0028191 | 425.912 | 0.074441 | 439.926 | 0.35478 | 426.5358 | 0.086088 | 420.54 | -0.00079259 | 426.5358 | 0.0098491 | 440.4055 | 0.01345 | 426.5358 | 0 | 420.54 | 0.00022331 | 426.5359 | 0 | 420.54 | -0.0011595 | 426.5358 | 0 | 439.926 | 3.1244e-05 | 426.5358 | 0 | 439.926 | 2.4378e-05 | 426.5359 | 0 | 425.912 | -0.00137 | 667.8753 | 0.00406 | 425.912 | -0.0022163 | 667.1081 | 6.6672e-06 | 667.8753 | 0.00187 | 425.912 | 0.31579 | 426.5359 | 0.27394
| 440.5184 | 0.0012 | 426.7551 | 0.0027129 | 426.1313 | 0.01064 | 440.5184 | 0.00168 | 426.7551 | 0.0033636 | 426.1313 | 0.0055655 | 426.1313 | 0.075436 | 440.0405 | 0.35944 | 426.7551 | 0.093823 | 420.76 | 1.6864e-05 | 426.7551 | 0.013368 | 440.5184 | 0.01458 | 426.7551 | 0.0022547 | 420.76 | 0.00038475 | 426.7551 | 0.0018284 | 420.76 | 0.0015712 | 426.7551 | 0.00072792 | 440.0405 | 1.4697e-05 | 426.7551 | 0.001186 | 440.0405 | 1.1332e-05 | 426.7551 | 0.00030176 | 426.1313 | 0.00075074 | 668.0372 | 0.00419 | 426.1313 | 0.0017902 | 667.2702 | 6.9993e-05 | 668.0372 | 0.00179 | 426.1313 | 0.33276 | 426.7551 | 0.28352
| 440.6313 | 0 | 426.9744 | 0.0014892 | 426.3506 | 0.0099744 | 440.6313 | 0 | 426.9744 | 0.0029851 | 426.3506 | 0.0049345 | 426.3506 | 0.071232 | 440.155 | 0.36698 | 426.9744 | 0.094709 | 420.98 | 0.00021923 | 426.9744 | 0.011156 | 440.6313 | 0.01399 | 426.9744 | 0 | 420.98 | 0.0014824 | 426.9744 | 0 | 420.98 | -0.00021673 | 426.9744 | 0 | 440.155 | 2.7204e-05 | 426.9744 | 0 | 440.155 | 1.9886e-05 | 426.9744 | 0 | 426.3506 | -0.0014 | 668.199 | 0.00387 | 426.3506 | -0.00054385 | 667.4322 | 0 | 668.199 | 0.00192 | 426.3506 | 0.33913 | 426.9744 | 0.29187
| 440.7441 | 0.00058994 | 427.1937 | 0.002818 | 426.57 | 0.010262 | 440.7441 | 0.00203 | 427.1937 | 0.0035526 | 426.57 | 0.006386 | 426.57 | 0.072712 | 440.2695 | 0.37369 | 427.1937 | 0.10195 | 421.2 | -0.00021923 | 427.1937 | 0.016448 | 440.7441 | 0.01578 | 427.1937 | 0.0017371 | 421.2 | -0.0013909 | 427.1937 | 0.0017333 | 421.2 | 0.00010836 | 427.1937 | 0.00063166 | 440.2695 | 1.2507e-05 | 427.1937 | 0.0020402 | 440.2695 | 8.5541e-06 | 427.1937 | 0.00016805 | 426.57 | 0.00192 | 668.3608 | 0.00317 | 426.57 | -0.0014893 | 667.5942 | 6.9993e-05 | 668.3608 | 0.00168 | 426.57 | 0.3534 | 427.1937 | 0.30298
| 440.857 | 0 | 427.413 | 0.00033065 | 426.7894 | 0.0093447 | 440.857 | 0 | 427.413 | 0.0018663 | 426.7894 | 0.0035026 | 426.7894 | 0.066773 | 440.384 | 0.38371 | 427.413 | 0.10238 | 421.42 | -0.0001855 | 427.413 | 0.011745 | 440.857 | 0.0147 | 427.413 | 0 | 421.42 | -0.00093899 | 427.413 | 0 | 421.42 | -0.0017771 | 427.413 | 0 | 440.384 | 2.8059e-05 | 427.413 | 0 | 440.384 | 1.9678e-05 | 427.413 | 0 | 426.7894 | -0.00323 | 668.5227 | 0.00373 | 426.7894 | -0.0010993 | 667.7563 | 0 | 668.5227 | 0.00183 | 426.7894 | 0.35742 | 427.413 | 0.31074
| 440.9699 | 0.00145 | 427.6324 | 0.0017133 | 427.0087 | 0.0099982 | 440.9699 | 0.00172 | 427.6324 | 0.0035622 | 427.0087 | 0.0049697 | 427.0087 | 0.067481 | 440.4985 | 0.39237 | 427.6324 | 0.11234 | 421.64 | 0.0001855 | 427.6324 | 0.016366 | 440.9699 | 0.01339 | 427.6324 | 0.0024838 | 421.64 | -0.00022869 | 427.6324 | 0.0013911 | 421.64 | 0.0021565 | 427.6324 | 0.00085345 | 440.4985 | 1.5564e-05 | 427.6324 | 0.0019908 | 440.4985 | 1.1332e-05 | 427.6324 | 0.00044545 | 427.0087 | 0.00217 | 668.6845 | 0.00431 | 427.0087 | -0.0025052 | 667.9183 | 6.9993e-05 | 668.6845 | 0.0017 | 427.0087 | 0.36723 | 427.6324 | 0.3209
| 441.0828 | 0 | 427.8517 | 0.0017215 | 427.2281 | 0.010433 | 441.0828 | 0 | 427.8517 | 0.0029536 | 427.2281 | 0.0027765 | 427.2281 | 0.063183 | 440.613 | 0.40154 | 427.8517 | 0.11327 | 421.86 | -0.0005565 | 427.8517 | 0.014861 | 441.0828 | 0.01348 | 427.8517 | 0 | 421.86 | -0.0013587 | 427.8517 | 0.00058839 | 421.86 | -0.00073687 | 427.8517 | 0 | 440.613 | 3.1362e-05 | 427.8517 | 0 | 440.613 | 2.4597e-05 | 427.8517 | 0 | 427.2281 | -0.0013 | 668.8464 | 0.00424 | 427.2281 | 0.0016121 | 668.0804 | 0 | 668.8464 | 0.00181 | 427.2281 | 0.37429 | 427.8517 | 0.32999
| 441.1957 | 0.00026652 | 428.0711 | 0.0028655 | 427.4475 | 0.0097671 | 441.1957 | 0.00104 | 428.0711 | 0.0032907 | 427.4475 | 0.0055414 | 427.4475 | 0.062919 | 440.7275 | 0.40843 | 428.0711 | 0.11974 | 422.08 | 0.00072515 | 428.0711 | 0.018017 | 441.1957 | 0.01464 | 428.0711 | 0.0015818 | 422.08 | 0.00090132 | 428.0711 | 0.0014588 | 422.08 | 0.00040094 | 428.0711 | 0.00073916 | 440.7275 | 1.6219e-05 | 428.0711 | 0.0026817 | 440.7275 | 1.3474e-05 | 428.0711 | 0.00027832 | 427.4475 | 0.00111 | 669.0083 | 0.00707 | 427.4475 | 0.0071267 | 668.2424 | 5.0004e-05 | 669.0083 | 0.00164 | 427.4475 | 0.37998 | 428.0711 | 0.34097
| 441.3086 | 0 | 428.2904 | 0.0016536 | 427.6669 | 0.0090531 | 441.3086 | 0 | 428.2904 | 0.002281 | 427.6669 | 0.0030289 | 427.6669 | 0.057068 | 440.8421 | 0.41632 | 428.2905 | 0.11888 | 422.3 | -0.00086005 | 428.2905 | 0.015801 | 441.3086 | 0.01475 | 428.2905 | 0 | 422.3 | 0.00061074 | 428.2904 | 0 | 422.3 | 0.0015387 | 428.2905 | 0 | 440.8421 | 3.1034e-05 | 428.2905 | 0 | 440.8421 | 2.6299e-05 | 428.2904 | 0 | 427.6669 | -0.00188 | 669.1701 | 0.00392 | 427.6669 | 0.00065399 | 668.4045 | 0 | 669.1701 | 0.00165 | 427.6669 | 0.37914 | 428.2904 | 0.35036
| 441.4214 | 0.0006079 | 428.5098 | 0.0016547 | 427.8864 | 0.0096318 | 441.4214 | 0.0013 | 428.5098 | 0.0033858 | 427.8864 | 0.0052338 | 427.8864 | 0.05867 | 440.9566 | 0.42195 | 428.5098 | 0.12749 | 422.52 | -0.00086005 | 428.5098 | 0.018845 | 441.4214 | 0.0139 | 428.5098 | 0.0018597 | 422.52 | -0.0016493 | 428.5098 | 0.0016047 | 422.52 | 0.00040094 | 428.5098 | 0.00024174 | 440.9566 | 1.5271e-05 | 428.5098 | 0.0012162 | 440.9566 | 1.3045e-05 | 428.5098 | 0.00024764 | 427.8864 | 0.00062619 | 669.332 | 0.00459 | 427.8864 | 0.0018596 | 668.5666 | 0.00011 | 669.332 | 0.00152 | 427.8864 | 0.39324 | 428.5098 | 0.36171
| 441.5343 | 0 | 428.7292 | 0.0023237 | 428.1058 | 0.0090074 | 441.5343 | 0 | 428.7292 | 0.0037144 | 428.1058 | 0.0028454 | 428.1058 | 0.053902 | 441.0711 | 0.42984 | 428.7292 | 0.12909 | 422.74 | -0.0023441 | 428.7292 | 0.01547 | 441.5343 | 0.01433 | 428.7292 | 0 | 422.74 | -0.0006807 | 428.7292 | 0 | 422.74 | 0.0009536 | 428.7292 | 0 | 441.0711 | 3.067e-05 | 428.7292 | 0 | 441.0711 | 2.4169e-05 | 428.7292 | 0 | 428.1058 | -0.00163 | 669.4939 | 0.00388 | 428.1058 | -0.0035314 | 668.7287 | 0 | 669.4939 | 0.00175 | 428.1058 | 0.39752 | 428.7292 | 0.37103
| 441.6472 | 0.00104 | 428.9487 | 0.0020859 | 428.3253 | 0.009723 | 441.6472 | 0.00062425 | 428.9487 | 0.0032268 | 428.3253 | 0.0054062 | 428.3253 | 0.05582 | 441.1857 | 0.43651 | 428.9487 | 0.13704 | 422.96 | 0.00015177 | 428.9487 | 0.021151 | 441.6472 | 0.01668 | 428.9487 | 0.0027366 | 422.96 | 0.0007076 | 428.9487 | 0.0018241 | 422.96 | 0.00049847 | 428.9487 | 0.0014568 | 441.1857 | 1.5845e-05 | 428.9487 | 0.0020817 | 441.1857 | 1.1124e-05 | 428.9487 | 0.00029319 | 428.3253 | 0.00135 | 669.6558 | 0.00482 | 428.3253 | 0.0020892 | 668.8907 | 8.9995e-05 | 669.6558 | 0.00172 | 428.3253 | 0.41211 | 428.9487 | 0.3839
| 441.7601 | 0 | 429.1681 | 0.0017357 | 428.5448 | 0.009523 | 441.7601 | 0 | 429.1681 | 0.0031166 | 428.5448 | 0.0020331 | 428.5448 | 0.050864 | 441.3002 | 0.44549 | 429.1681 | 0.13656 | 423.18 | -0.00062396 | 429.1681 | 0.017442 | 441.7601 | 0.01507 | 429.1681 | 0 | 423.18 | 0.0019022 | 429.1681 | 0 | 423.18 | 0.00056349 | 429.1681 | 0 | 441.3002 | 3.0378e-05 | 429.1681 | 0 | 441.3002 | 2.3521e-05 | 429.1681 | 0 | 428.5448 | -0.00164 | 669.8177 | 0.00485 | 428.5448 | 0.00032234 | 669.0528 | 0 | 669.8177 | 0.00189 | 428.5448 | 0.40698 | 429.1681 | 0.39368
| 441.873 | 0.00048213 | 429.3875 | 0.0019923 | 428.7643 | 0.0096292 | 441.873 | 0.00097105 | 429.3875 | 0.0028214 | 428.7643 | 0.0048435 | 428.7643 | 0.052721 | 441.4147 | 0.4514 | 429.3875 | 0.14487 | 423.4 | -0.00015177 | 429.3875 | 0.021793 | 441.873 | 0.0151 | 429.3875 | 0.0025505 | 423.4 | 0.00077218 | 429.3875 | 0.0014258 | 423.4 | 0.0036519 | 429.3875 | 0.00078331 | 441.4147 | 1.458e-05 | 429.3875 | 0.00070871 | 441.4147 | 1.2727e-05 | 429.3875 | 0.00040353 | 428.7643 | 0.00032989 | 669.9796 | 0.00276 | 428.7643 | 0.0029247 | 669.2149 | 8.9995e-05 | 669.9796 | 0.00172 | 428.7643 | 0.43526 | 429.3875 | 0.40555
| 441.9859 | 0 | 429.607 | 0.0028882 | 428.9838 | 0.0093267 | 441.9859 | 0 | 429.607 | 0.002434 | 428.9838 | 0.0027015 | 428.9838 | 0.049715 | 441.5293 | 0.45851 | 429.607 | 0.15058 | 423.62 | -0.0017032 | 429.607 | 0.019972 | 441.9859 | 0.01606 | 429.607 | 0 | 423.62 | -0.0023919 | 429.607 | 0 | 423.62 | -0.00041178 | 429.607 | 0 | 441.5293 | 2.9886e-05 | 429.607 | 0 | 441.5293 | 2.2566e-05 | 429.607 | 0 | 428.9838 | -0.00163 | 670.1415 | 0.00378 | 428.9838 | 0.00217 | 669.377 | 0 | 670.1415 | 0.00186 | 428.9838 | 0.4489 | 429.607 | 0.41602
| 442.0988 | 0.00085945 | 429.8264 | 0.0017651 | 429.2033 | 0.0097582 | 442.0988 | 0.00134 | 429.8264 | 0.0028151 | 429.2033 | 0.0060497 | 429.2033 | 0.051111 | 441.6438 | 0.46457 | 429.8265 | 0.15952 | 423.84 | -0.00059023 | 429.8265 | 0.022976 | 442.0988 | 0.0143 | 429.8265 | 0.0026299 | 423.84 | 0.0011596 | 429.8264 | 0.0014461 | 423.84 | 0.00056349 | 429.8265 | 0.00068558 | 441.6438 | 1.5435e-05 | 429.8265 | 0.0011994 | 441.6438 | 1.0157e-05 | 429.8265 | 0.00035244 | 429.2033 | 0.00047796 | 670.3034 | 0.00422 | 429.2033 | 0.0013711 | 669.5391 | 5.0004e-05 | 670.3034 | 0.0017 | 429.2033 | 0.46461 | 429.8264 | 0.42909
| 442.2117 | 0 | 430.0459 | 0.0011971 | 429.4228 | 0.0093247 | 442.2117 | 0 | 430.0459 | 0.0020062 | 429.4228 | 0.0035407 | 429.4228 | 0.046729 | 441.7584 | 0.47448 | 430.0459 | 0.16037 | 424.06 | -0.0011299 | 430.0459 | 0.021431 | 442.2117 | 0.01373 | 430.0459 | 0 | 424.06 | -0.00077756 | 430.0459 | 0 | 424.06 | 0.00017338 | 430.0459 | 0 | 441.7584 | 3.1362e-05 | 430.0459 | 0 | 441.7584 | 2.3521e-05 | 430.0459 | 0 | 429.4228 | -0.00088015 | 670.4653 | 0.00359 | 429.4228 | -0.0020793 | 669.7012 | 0 | 670.4653 | 0.0019 | 429.4228 | 0.47386 | 430.0459 | 0.43954
| 442.3246 | 0.00053603 | 430.2654 | 0.0021514 | 429.6424 | 0.0090392 | 442.3246 | 0.00109 | 430.2654 | 0.0032759 | 429.6424 | 0.0049641 | 429.6424 | 0.048449 | 441.873 | 0.48366 | 430.2654 | 0.16771 | 424.28 | 0.0022428 | 430.2654 | 0.025448 | 442.3246 | 0.01436 | 430.2654 | 0.0025422 | 424.28 | 0.00012645 | 430.2654 | 0.0014373 | 424.28 | -0.001322 | 430.2654 | 0.0018997 | 441.873 | 1.6091e-05 | 430.2654 | 0.0016643 | 441.873 | 1.3682e-05 | 430.2654 | 0.00015653 | 429.6424 | 0.00147 | 670.6272 | 0.00419 | 429.6424 | -0.00046185 | 669.8634 | 5.0004e-05 | 670.6272 | 0.00178 | 429.6424 | 0.49134 | 430.2654 | 0.45297
| 442.4375 | 0 | 430.485 | 0.00083033 | 429.8619 | 0.009051 | 442.4375 | 0 | 430.485 | 0.0024634 | 429.8619 | 0.0011784 | 429.8619 | 0.04497 | 441.9875 | 0.49456 | 430.4849 | 0.16934 | 424.5 | 0.00035414 | 430.4849 | 0.023124 | 442.4375 | 0.01685 | 430.4849 | 0 | 424.5 | 6.1882e-05 | 430.485 | 0 | 424.5 | -2.1673e-05 | 430.4849 | 0 | 441.9875 | 3.0425e-05 | 430.4849 | 0 | 441.9875 | 2.4806e-05 | 430.485 | 0 | 429.8619 | -0.00118 | 670.7892 | 0.00434 | 429.8619 | -0.0050374 | 670.0255 | 0 | 670.7892 | 0.00194 | 429.8619 | 0.49856 | 430.485 | 0.46266
| 442.5504 | 0.00035636 | 430.7045 | 0.0022973 | 430.0815 | 0.0085494 | 442.5504 | 0.0004335 | 430.7045 | 0.0020374 | 430.0815 | 0.0052274 | 430.0815 | 0.046852 | 442.1021 | 0.50275 | 430.7045 | 0.17906 | 424.72 | 0.0029512 | 430.7045 | 0.026693 | 442.5504 | 0.01518 | 430.7045 | 0.0030188 | 424.72 | 0.0010628 | 430.7045 | 0.0013646 | 424.72 | -0.00063934 | 430.7045 | 0.0012195 | 442.1021 | 1.4592e-05 | 430.7045 | 0.0011174 | 442.1021 | 1.1124e-05 | 430.7045 | 0.00012927 | 430.0815 | 0.00169 | 670.9511 | 0.0038 | 430.0815 | -0.00038823 | 670.1876 | 6.9993e-05 | 670.9511 | 0.00175 | 430.0815 | 0.52187 | 430.7045 | 0.47698
| 442.6633 | 0 | 430.924 | 0.0016856 | 430.3011 | 0.0091594 | 442.6633 | 0 | 430.924 | 0.001893 | 430.3011 | 0.0014133 | 430.3011 | 0.043383 | 442.2167 | 0.51142 | 430.924 | 0.18122 | 424.94 | 0.0010624 | 430.924 | 0.024251 | 442.6633 | 0.01671 | 430.924 | 0 | 424.94 | 0.001095 | 430.924 | 0 | 424.94 | 0.00056349 | 430.924 | 0 | 442.2167 | 2.7075e-05 | 430.924 | 0 | 442.2167 | 2.2884e-05 | 430.924 | 0 | 430.3011 | -0.00162 | 671.1131 | 0.00394 | 430.3011 | -0.003889 | 670.3497 | 0 | 671.1131 | 0.0019 | 430.3011 | 0.53437 | 430.924 | 0.48644
| 442.7762 | 0.00030245 | 431.1436 | 0.0021819 | 430.5207 | 0.0093293 | 442.7762 | 0.00118 | 431.1436 | 0.0027333 | 430.5207 | 0.0052589 | 430.5207 | 0.0451 | 442.3313 | 0.51638 | 431.1436 | 0.19022 | 425.16 | 0.00082632 | 431.1436 | 0.028876 | 442.7762 | 0.0151 | 431.1436 | 0.0031803 | 425.16 | -0.00029326 | 431.1436 | 0.0011258 | 425.16 | -0.00028175 | 431.1436 | 0.00095959 | 442.3313 | 1.2624e-05 | 431.1436 | 0.0012509 | 442.3313 | 1.1761e-05 | 431.1436 | 0.00033104 | 430.5207 | 0.00074014 | 671.275 | 0.00318 | 430.5207 | 0.00017563 | 670.5119 | 6.9993e-05 | 671.275 | 0.00172 | 430.5207 | 0.55151 | 431.1436 | 0.50082
| 442.8891 | 0 | 431.3631 | 0.0017761 | 430.7404 | 0.0090179 | 442.8891 | 0 | 431.3631 | 0.0025619 | 430.7404 | 0.0028848 | 430.7404 | 0.041516 | 442.4458 | 0.52243 | 431.3631 | 0.19537 | 425.38 | -0.0011973 | 431.3631 | 0.027158 | 442.8891 | 0.01685 | 431.3631 | 0 | 425.38 | -0.00084214 | 431.3631 | 0 | 425.38 | 0.00066102 | 431.3631 | 0 | 442.4458 | 2.7591e-05 | 431.3631 | 0 | 442.4458 | 2.2236e-05 | 431.3631 | 0 | 430.7403 | -0.00206 | 671.437 | 0.00431 | 430.7404 | 4.4633e-05 | 670.674 | 0 | 671.437 | 0.00182 | 430.7403 | 0.56415 | 431.3631 | 0.512
| 443.002 | 0.00030245 | 431.5827 | 0.0015931 | 430.96 | 0.0099883 | 443.002 | 0.00139 | 431.5827 | 0.0032376 | 430.96 | 0.0045389 | 430.96 | 0.043678 | 442.5604 | 0.52783 | 431.5827 | 0.20973 | 425.6 | 0.00032042 | 431.5827 | 0.031652 | 443.002 | 0.01609 | 431.5827 | 0.0025384 | 425.6 | 0.0013856 | 431.5827 | 0.0017155 | 425.6 | -0.00028175 | 431.5827 | 0.00096467 | 442.5604 | 1.5107e-05 | 431.5827 | 0.0005218 | 442.5604 | 1.0476e-05 | 431.5827 | 0.00027407 | 430.96 | 0.00109 | 671.5989 | 0.00371 | 430.96 | 0.0012285 | 670.8362 | 5.0004e-05 | 671.5989 | 0.00169 | 430.96 | 0.5912 | 431.5827 | 0.527
| 443.1149 | 0 | 431.8023 | 0.0013031 | 431.1796 | 0.0095144 | 443.1149 | 0 | 431.8023 | 0.001566 | 431.1796 | 0.0023319 | 431.1796 | 0.040377 | 442.675 | 0.53748 | 431.8023 | 0.2181 | 425.82 | -0.0010624 | 431.8023 | 0.030518 | 443.1149 | 0.01731 | 431.8023 | 0 | 425.82 | -0.00080984 | 431.8023 | 0 | 425.82 | 7.5855e-05 | 431.8023 | 0 | 442.675 | 3.0788e-05 | 431.8023 | 0 | 442.675 | 2.6727e-05 | 431.8023 | 0 | 431.1796 | -0.0012 | 671.7609 | 0.00294 | 431.1796 | -0.00038255 | 670.9983 | 0 | 671.7609 | 0.00194 | 431.1796 | 0.61218 | 431.8023 | 0.5429
| 443.2278 | 0.00136 | 432.0219 | 0.0023674 | 431.3993 | 0.010265 | 443.2278 | 0.00046818 | 432.0219 | 0.0025107 | 431.3993 | 0.0038218 | 431.3993 | 0.042245 | 442.7896 | 0.54717 | 432.0219 | 0.22883 | 426.04 | -0.00079259 | 432.0219 | 0.035208 | 443.2278 | 0.01527 | 432.0219 | 0.0023735 | 426.04 | 0.0016761 | 432.0219 | 0.0019765 | 426.04 | 0.0009211 | 432.0219 | 0.0016021 | 442.7896 | 1.5728e-05 | 432.0219 | 0.0018995 | 442.7896 | 1.6252e-05 | 432.0219 | 0.00034582 | 431.3993 | 0.00133 | 671.9229 | 0.0057 | 431.3993 | 0.0016317 | 671.1605 | 6.9993e-05 | 671.9229 | 0.00181 | 431.3993 | 0.6344 | 432.0219 | 0.56125
| 443.3407 | 0 | 432.2415 | 0.0018805 | 431.619 | 0.0094887 | 443.3407 | 0 | 432.2415 | 0.0013478 | 431.619 | 0.0016982 | 431.619 | 0.038668 | 442.9042 | 0.55972 | 432.2415 | 0.23484 | 426.26 | -0.00042159 | 432.2415 | 0.03391 | 443.3407 | 0.01796 | 432.2415 | 0 | 426.26 | -0.00064841 | 432.2415 | 0 | 426.26 | -0.00037928 | 432.2415 | 0 | 442.9042 | 3.149e-05 | 432.2415 | 0 | 442.9042 | 2.6091e-05 | 432.2415 | 0 | 431.619 | -0.00109 | 672.0848 | 0.00387 | 431.619 | 7.721e-05 | 671.3227 | 0 | 672.0848 | 0.00192 | 431.619 | 0.64439 | 432.2415 | 0.57555
| 443.4536 | 0.0012 | 432.4612 | 0.0017344 | 431.8387 | 0.010107 | 443.4536 | 0.00053755 | 432.4612 | 0.0025733 | 431.8387 | 0.0042665 | 431.8387 | 0.039134 | 443.0188 | 0.56973 | 432.4612 | 0.24329 | 426.48 | -0.0023441 | 432.4612 | 0.038192 | 443.4536 | 0.01634 | 432.4612 | 0.0020881 | 426.48 | -0.0019076 | 432.4612 | 0.0018705 | 426.48 | 0.00033593 | 432.4612 | 0.00054872 | 443.0188 | 1.5868e-05 | 432.4612 | 0.00050244 | 443.0188 | 9.8388e-06 | 432.4611 | 0.00028498 | 431.8387 | 0.00069739 | 672.2468 | 0.00436 | 431.8387 | 0.0034766 | 671.4848 | 5.0004e-05 | 672.2468 | 0.00176 | 431.8387 | 0.65058 | 432.4612 | 0.58843
| 443.5666 | 0 | 432.6808 | 0.0014671 | 432.0584 | 0.0092471 | 443.5666 | 0 | 432.6808 | 0.0017001 | 432.0584 | 0.0015713 | 432.0584 | 0.035193 | 443.1334 | 0.57932 | 432.6808 | 0.24565 | 426.7 | -0.0016695 | 432.6808 | 0.03709 | 443.5666 | 0.01677 | 432.6808 | 0 | 426.7 | -0.0014878 | 432.6808 | 0 | 426.7 | -0.00093193 | 432.6808 | 0 | 443.1334 | 3.1795e-05 | 432.6808 | 0 | 443.1334 | 2.1599e-05 | 432.6808 | 0 | 432.0584 | -0.0005655 | 672.4088 | 0.00367 | 432.0584 | 0.0014718 | 671.647 | 0 | 672.4088 | 0.0019 | 432.0584 | 0.6512 | 432.6808 | 0.59574
| 443.6795 | 0.00124 | 432.9005 | 0.0019026 | 432.2781 | 0.0086704 | 443.6795 | 0.00065893 | 432.9005 | 0.0024031 | 432.2781 | 0.0049131 | 432.2781 | 0.036357 | 443.2481 | 0.58473 | 432.9005 | 0.2577 | 426.92 | 0.00011805 | 432.9005 | 0.040325 | 443.6795 | 0.01771 | 432.9005 | 0.0020007 | 426.92 | -0.0012296 | 432.9005 | 0.0015908 | 426.92 | -0.0014196 | 432.9005 | 0.00044786 | 443.2481 | 1.5997e-05 | 432.9005 | 0.0008705 | 443.2481 | 1.1761e-05 | 432.9005 | 0.00037161 | 432.2781 | 0.00042433 | 672.5708 | 0.0038 | 432.2781 | -0.0015005 | 671.8092 | 6.9993e-05 | 672.5708 | 0.00175 | 432.2781 | 0.66189 | 432.9005 | 0.60473
| 443.7924 | 0 | 433.1201 | 0.0015154 | 432.4979 | 0.008522 | 443.7924 | 0 | 433.1201 | 0.0020668 | 432.4979 | 0.0026944 | 432.4979 | 0.033077 | 443.3627 | 0.59138 | 433.1202 | 0.26205 | 427.14 | 0.00059023 | 433.1202 | 0.039122 | 443.7924 | 0.01575 | 433.1202 | 0 | 427.14 | -0.0024887 | 433.1201 | 0 | 427.14 | -0.0010295 | 433.1202 | 0 | 443.3627 | 3.0261e-05 | 433.1202 | 0 | 443.3627 | 2.2884e-05 | 433.1202 | 0 | 432.4979 | -0.00225 | 672.7328 | 0.00394 | 432.4979 | -0.0037658 | 671.9714 | 0 | 672.7328 | 0.0019 | 432.4979 | 0.66968 | 433.1201 | 0.61411
| 443.9053 | 0.00058994 | 433.3398 | 0.0027655 | 432.7176 | 0.0092593 | 443.9053 | 0.00172 | 433.3398 | 0.0020862 | 432.7176 | 0.0051021 | 432.7176 | 0.034735 | 443.4773 | 0.59857 | 433.3398 | 0.27487 | 427.36 | 0.001366 | 433.3398 | 0.043098 | 443.9053 | 0.01742 | 433.3398 | 0.0017206 | 427.36 | 0.00041703 | 433.3398 | 0.0015776 | 427.36 | 0.0010836 | 433.3398 | 0.0008778 | 443.4773 | 1.4428e-05 | 433.3398 | 0.0006884 | 443.4773 | 1.1124e-05 | 433.3398 | 0.00041114 | 432.7176 | 0.00234 | 672.8948 | 0.00438 | 432.7176 | 0.0002706 | 672.1336 | 6.9993e-05 | 672.8948 | 0.00183 | 432.7176 | 0.6857 | 433.3398 | 0.62895
| 444.0182 | 0 | 433.5595 | 0.0007241 | 432.9374 | 0.0093917 | 444.0182 | 0 | 433.5595 | 0.001523 | 432.9374 | 0.0023576 | 432.9374 | 0.031334 | 443.5919 | 0.60908 | 433.5595 | 0.28141 | 427.58 | -1.6864e-05 | 433.5595 | 0.042738 | 444.0182 | 0.01552 | 433.5595 | 0.00018665 | 427.58 | -0.0020045 | 433.5595 | 0 | 427.58 | -0.0015171 | 433.5595 | 0 | 443.5919 | 2.9991e-05 | 433.5595 | 0 | 443.5919 | 2.1808e-05 | 433.5595 | 0 | 432.9374 | -0.00138 | 673.0569 | 0.00466 | 432.9374 | -0.00073809 | 672.2958 | 0 | 673.0569 | 0.00193 | 432.9374 | 0.70422 | 433.5595 | 0.64296
| 444.1311 | 0.00091335 | 433.7793 | 0.0028963 | 433.1572 | 0.0091816 | 444.1311 | 0.00251 | 433.7793 | 0.0019383 | 433.1572 | 0.0041429 | 433.1572 | 0.03298 | 443.7066 | 0.61878 | 433.7793 | 0.29691 | 427.8 | 0.0018044 | 433.7793 | 0.047115 | 444.1311 | 0.01668 | 433.7793 | 0.0022869 | 427.8 | 0.0021282 | 433.7793 | 0.00072197 | 427.8 | -0.00050931 | 433.7793 | 0.00052992 | 443.7066 | 1.581e-05 | 433.7793 | 4.4383e-05 | 443.7066 | 1.0695e-05 | 433.7793 | 0.00040534 | 433.1572 | 0.00030099 | 673.2189 | 0.00508 | 433.1572 | 0.0014816 | 672.458 | 5.0004e-05 | 673.2189 | 0.00172 | 433.1572 | 0.72382 | 433.7793 | 0.6609
| 444.244 | 0 | 433.999 | 0.0021117 | 433.377 | 0.0088519 | 444.244 | 0 | 433.999 | 0.0013437 | 433.377 | 0.0011143 | 433.377 | 0.030033 | 443.8212 | 0.62852 | 433.999 | 0.30418 | 428.02 | -0.0022428 | 433.999 | 0.046786 | 444.244 | 0.01575 | 433.999 | 0 | 428.02 | -0.0020367 | 433.999 | 0 | 428.02 | -0.00037928 | 433.999 | 0 | 443.8212 | 3.053e-05 | 433.999 | 0 | 443.8212 | 2.3093e-05 | 433.999 | 0 | 433.377 | -0.00241 | 673.3809 | 0.00327 | 433.377 | 0.0015002 | 672.6202 | 0 | 673.3809 | 0.00185 | 433.377 | 0.73635 | 433.999 | 0.67513
| 444.3569 | 0.00115 | 434.2188 | 0.0023286 | 433.5968 | 0.0093752 | 444.3569 | 0.00064159 | 434.2188 | 0.0019083 | 433.5968 | 0.0043621 | 433.5968 | 0.031528 | 443.9359 | 0.63477 | 434.2187 | 0.31885 | 428.24 | -0.001231 | 434.2187 | 0.051445 | 444.3569 | 0.01592 | 434.2187 | 0.00098975 | 428.24 | -0.0025533 | 434.2188 | 0.0010208 | 428.24 | 0.00010836 | 434.2187 | 0.00059898 | 443.9359 | 1.4966e-05 | 434.2187 | 0.00097513 | 443.9359 | 1.2408e-05 | 434.2188 | 0.00029644 | 433.5968 | 0.00116 | 673.543 | 0.00485 | 433.5968 | 0.0036046 | 672.7824 | 6.9993e-05 | 673.543 | 0.00176 | 433.5968 | 0.75499 | 434.2188 | 0.69171
| 444.4699 | 0 | 434.4385 | 0.0013304 | 433.8166 | 0.009127 | 444.4699 | 0 | 434.4385 | 0.001675 | 433.8166 | 0.0018333 | 433.8166 | 0.028224 | 444.0505 | 0.64173 | 434.4385 | 0.3282 | 428.46 | 0.0013997 | 434.4385 | 0.051565 | 444.4699 | 0.01575 | 434.4385 | 0.0010307 | 428.46 | -0.00022869 | 434.4385 | 0 | 428.46 | -0.00021673 | 434.4385 | 0 | 444.0505 | 2.8902e-05 | 434.4385 | 0 | 444.0505 | 2.6091e-05 | 434.4385 | 0 | 433.8166 | -0.00138 | 673.705 | 0.0035 | 433.8166 | -0.0026102 | 672.9447 | 0 | 673.705 | 0.00189 | 433.8166 | 0.76588 | 434.4385 | 0.70316
| 444.5828 | 0.00053603 | 434.6583 | 0.0024502 | 434.0364 | 0.0093361 | 444.5828 | 0.0007803 | 434.6583 | 0.0023509 | 434.0364 | 0.0044822 | 434.0364 | 0.029382 | 444.1652 | 0.64693 | 434.6583 | 0.33874 | 428.68 | 0.001366 | 434.6583 | 0.055829 | 444.5828 | 0.01864 | 434.6583 | 0.0017016 | 428.68 | -0.00077756 | 434.6583 | 0.0012788 | 428.68 | 0.0002384 | 434.6583 | 0.0012877 | 444.1652 | 1.4311e-05 | 434.6583 | 0.001158 | 444.1652 | 1.3682e-05 | 434.6583 | 0.00030969 | 434.0364 | 0.00187 | 673.867 | 0.00445 | 434.0364 | 0.00028451 | 673.1069 | 6.9993e-05 | 673.867 | 0.00172 | 434.0364 | 0.78477 | 434.6583 | 0.71786
| 444.6957 | 0 | 434.8781 | 0.0016769 | 434.2563 | 0.0085934 | 444.6957 | 0 | 434.8781 | 0.0018512 | 434.2563 | 0.0013944 | 434.2563 | 0.026032 | 444.2798 | 0.6553 | 434.8781 | 0.33947 | 428.9 | 0.002108 | 434.8781 | 0.055648 | 444.6957 | 0.01566 | 434.8781 | 0 | 428.9 | -0.0006807 | 434.8781 | 0 | 428.9 | -0.00031426 | 434.8781 | 0 | 444.2798 | 2.9418e-05 | 434.8781 | 0 | 444.2798 | 2.1599e-05 | 434.878 | 0 | 434.2563 | -0.00136 | 674.0291 | 0.00672 | 434.2563 | -0.0036272 | 673.2691 | 0 | 674.0291 | 0.00184 | 434.2563 | 0.78839 | 434.8781 | 0.72757
| 444.8086 | 0.00089539 | 435.0978 | 0.0022957 | 434.4761 | 0.0093873 | 444.8086 | 0.00118 | 435.0978 | 0.0028258 | 434.4761 | 0.005045 | 434.4761 | 0.027359 | 444.3945 | 0.66351 | 435.0978 | 0.34679 | 429.12 | 0.00075887 | 435.0978 | 0.05704 | 444.8086 | 0.01555 | 435.0978 | 0.0024951 | 429.12 | -0.0020367 | 435.0978 | 0.0013456 | 429.12 | -0.00099695 | 435.0978 | 0.0012366 | 444.3945 | 1.5376e-05 | 435.0978 | 0.0012874 | 444.3945 | 7.9172e-06 | 435.0978 | 0.00022125 | 434.4762 | 0.00206 | 674.1912 | 0.00535 | 434.4761 | 0.0013266 | 673.4314 | 5.0004e-05 | 674.1912 | 0.00171 | 434.4762 | 0.79721 | 435.0978 | 0.74213
| 444.9216 | 0 | 435.3177 | 0.0017444 | 434.696 | 0.008783 | 444.9216 | 0 | 435.3177 | 0.0018874 | 434.696 | 0.00072711 | 434.696 | 0.023985 | 444.5091 | 0.67445 | 435.3177 | 0.35234 | 429.34 | -0.0014672 | 435.3177 | 0.057438 | 444.9216 | 0.01776 | 435.3177 | 0.00070426 | 429.34 | -0.0014233 | 435.3177 | 0 | 429.34 | -0.00041178 | 435.3177 | 0 | 444.5091 | 3.0097e-05 | 435.3177 | 0 | 444.5091 | 2.2236e-05 | 435.3177 | 0 | 434.696 | -0.0012 | 674.3532 | 0.00482 | 434.696 | -0.0011096 | 673.5936 | 0 | 674.3532 | 0.00183 | 434.696 | 0.79446 | 435.3177 | 0.75309
| 445.0345 | 0.00019465 | 435.5375 | 0.0026337 | 434.9159 | 0.0093268 | 445.0345 | 0.00093636 | 435.5375 | 0.0021566 | 434.9159 | 0.0041461 | 434.9159 | 0.025553 | 444.6238 | 0.6841 | 435.5375 | 0.36558 | 429.56 | 0.0009275 | 435.5375 | 0.061927 | 445.0345 | 0.01782 | 435.5375 | 0.002767 | 429.56 | 2.9596e-05 | 435.5375 | 0.0016154 | 429.56 | 4.3346e-05 | 435.5375 | 0.0013193 | 444.6238 | 1.5072e-05 | 435.5375 | 0.0012109 | 444.6238 | 1.433e-05 | 435.5375 | 0.00020331 | 434.9159 | 0.00093163 | 674.5153 | 0.00401 | 434.9159 | 0.0015645 | 673.7559 | 6.9993e-05 | 674.5153 | 0.00175 | 434.9159 | 0.82492 | 435.5375 | 0.7665
| 445.1474 | 0 | 435.7573 | 0.00085625 | 435.1358 | 0.0086308 | 445.1474 | 0 | 435.7573 | 0.0014744 | 435.1358 | 0.0016395 | 435.1358 | 0.023209 | 444.7385 | 0.6946 | 435.7573 | 0.37804 | 429.78 | -0.00065769 | 435.7573 | 0.063619 | 445.1474 | 0.01805 | 435.7573 | 0.0010441 | 429.78 | -0.0029407 | 435.7573 | 9.2214e-05 | 429.78 | -0.0030125 | 435.7573 | 0 | 444.7385 | 3.0343e-05 | 435.7573 | 0 | 444.7385 | 2.8012e-05 | 435.7573 | 0 | 435.1358 | -0.0005919 | 674.6774 | 0.00308 | 435.1358 | -0.0031088 | 673.9181 | 0 | 674.6774 | 0.00192 | 435.1358 | 0.84081 | 435.7573 | 0.77822
| 445.2603 | 0.00098522 | 435.9772 | 0.002714 | 435.3558 | 0.0090617 | 445.2603 | 0.00172 | 435.9772 | 0.0022138 | 435.3558 | 0.0034575 | 435.3558 | 0.024862 | 444.8532 | 0.70229 | 435.9772 | 0.39304 | 430 | -0.0013322 | 435.9772 | 0.067506 | 445.2603 | 0.01873 | 435.9772 | 0.0013427 | 430 | -0.0017461 | 435.9772 | 0.0010727 | 430 | 0.00088859 | 435.9772 | 0.00028669 | 444.8532 | 1.5599e-05 | 435.9772 | 0.00084859 | 444.8532 | 1.3682e-05 | 435.9772 | 5.942e-05 | 435.3558 | 0.00075322 | 674.8395 | 0.00436 | 435.3558 | 0.0019634 | 674.0804 | 6.9993e-05 | 674.8395 | 0.00179 | 435.3558 | 0.86804 | 435.9772 | 0.79138
| 445.3733 | 0 | 436.1971 | 0.0020292 | 435.5757 | 0.0086203 | 445.3733 | 0 | 436.1971 | 0.0018765 | 435.5757 | 0.0014244 | 435.5757 | 0.021732 | 444.9679 | 0.71086 | 436.197 | 0.40162 | 430.22 | 0.00042159 | 436.197 | 0.067057 | 445.3733 | 0.01745 | 436.197 | 0 | 430.22 | -0.0010681 | 436.1971 | 0 | 430.22 | -0.0016147 | 436.197 | 0 | 444.9679 | 3.2193e-05 | 436.197 | 0 | 444.9679 | 2.7375e-05 | 436.197 | 0 | 435.5757 | -0.00197 | 675.0015 | 0.00345 | 435.5757 | -0.00092532 | 674.2427 | 0 | 675.0015 | 0.00187 | 435.5757 | 0.87668 | 436.1971 | 0.8023
| 445.4862 | 0.00087741 | 436.4169 | 0.0027595 | 435.7957 | 0.0094434 | 445.4862 | 0.00158 | 436.4169 | 0.0024138 | 435.7957 | 0.0033769 | 435.7957 | 0.023447 | 445.0826 | 0.71759 | 436.4169 | 0.41489 | 430.44 | 0.00086005 | 436.4169 | 0.073562 | 445.4862 | 0.0168 | 436.4169 | 0.0028513 | 430.44 | -0.0019399 | 436.4169 | 0.0016336 | 430.44 | 0.0009211 | 436.4169 | 0.00063618 | 445.0826 | 1.6957e-05 | 436.4169 | 0.0012131 | 445.0826 | 1.3682e-05 | 436.4169 | 0.00019509 | 435.7957 | 0.00087384 | 675.1636 | 0.00471 | 435.7957 | 0.0047587 | 674.4049 | 5.0004e-05 | 675.1636 | 0.00171 | 435.7957 | 0.8903 | 436.4169 | 0.81485
| 445.5991 | 0 | 436.6368 | 0.0014079 | 436.0156 | 0.0086372 | 445.5991 | 0 | 436.6368 | 0.0015046 | 436.0156 | 0.00050925 | 436.0156 | 0.020494 | 445.1972 | 0.72755 | 436.6368 | 0.42539 | 430.66 | 0.00025296 | 436.6368 | 0.073651 | 445.5991 | 0.01711 | 436.6368 | 0.00044488 | 430.66 | -0.0031667 | 436.6368 | 3.2348e-05 | 430.66 | -0.001322 | 436.6368 | 0 | 445.1972 | 3.3177e-05 | 436.6368 | 0 | 445.1972 | 2.8012e-05 | 436.6368 | 0 | 436.0156 | -0.00167 | 675.3257 | 0.00399 | 436.0156 | -0.00031379 | 674.5672 | 0 | 675.3257 | 0.00178 | 436.0156 | 0.90171 | 436.6368 | 0.82654
| 445.712 | 0.00082352 | 436.8567 | 0.0022383 | 436.2356 | 0.0088792 | 445.712 | 0.00102 | 436.8567 | 0.0020887 | 436.2356 | 0.0040285 | 436.2356 | 0.021826 | 445.312 | 0.73678 | 436.8567 | 0.44046 | 430.88 | -0.0010287 | 436.8567 | 0.07897 | 445.712 | 0.01657 | 436.8567 | 0.0019852 | 430.88 | -0.00022869 | 436.8567 | 0.0013968 | 430.88 | 0.00088859 | 436.8567 | 0.00073239 | 445.312 | 1.65e-05 | 436.8567 | 0.0011183 | 445.312 | 1.433e-05 | 436.8567 | 0.00015999 | 436.2356 | 0.00097855 | 675.4879 | 0.00455 | 436.2356 | 0.00057623 | 674.7295 | 6.9993e-05 | 675.4879 | 0.00162 | 436.2356 | 0.91395 | 436.8567 | 0.83829
| 445.825 | 0 | 437.0767 | 0.0018722 | 436.4556 | 0.0086016 | 445.825 | 0 | 437.0767 | 0.0011491 | 436.4556 | 0.0010469 | 436.4556 | 0.018892 | 445.4266 | 0.74738 | 437.0767 | 0.44781 | 431.1 | 0.00015177 | 437.0767 | 0.079164 | 445.825 | 0.01731 | 437.0767 | 0.00065929 | 431.1 | -0.00048698 | 437.0767 | 0 | 431.1 | 7.5855e-05 | 437.0767 | 0 | 445.4266 | 3.1244e-05 | 437.0767 | 0 | 445.4266 | 2.4169e-05 | 437.0767 | 0 | 436.4556 | -0.00056414 | 675.65 | 0.00429 | 436.4556 | -0.004296 | 674.8918 | 0 | 675.65 | 0.00177 | 436.4556 | 0.90665 | 437.0767 | 0.84909
| 445.9379 | 0.00089539 | 437.2966 | 0.0021841 | 436.6756 | 0.0088901 | 445.9379 | 0.00137 | 437.2966 | 0.0025393 | 436.6756 | 0.0034264 | 436.6756 | 0.020324 | 445.5414 | 0.75465 | 437.2966 | 0.46371 | 431.32 | 0.0016695 | 437.2966 | 0.084967 | 445.9379 | 0.01612 | 437.2966 | 0.0025624 | 431.32 | -0.00087442 | 437.2966 | 0.0013119 | 431.32 | 0.0014088 | 437.2966 | 0.00068744 | 445.5414 | 1.4908e-05 | 437.2966 | 0.00093089 | 445.5414 | 9.8388e-06 | 437.2966 | 0.00033018 | 436.6756 | 0.00136 | 675.8121 | 0.0035 | 436.6756 | 0.0011929 | 675.0541 | 5.0004e-05 | 675.8121 | 0.00161 | 436.6756 | 0.91544 | 437.2966 | 0.86119
| 446.0509 | 0 | 437.5165 | 0.0015423 | 436.8956 | 0.0087692 | 446.0509 | 0 | 437.5165 | 0.0017145 | 436.8956 | 0.0014114 | 436.8956 | 0.01781 | 445.6561 | 0.76282 | 437.5165 | 0.47456 | 431.54 | -0.0016695 | 437.5165 | 0.08581 | 446.0509 | 0.01677 | 437.5165 | 0.00050677 | 431.54 | -0.0011327 | 437.5165 | 6.0701e-05 | 431.54 | -0.0020047 | 437.5165 | 0 | 445.6561 | 2.9968e-05 | 437.5165 | 0 | 445.6561 | 2.3521e-05 | 437.5165 | 0 | 436.8956 | -0.00082126 | 675.9742 | 0.00388 | 436.8956 | -0.00094062 | 675.2164 | 0 | 675.9742 | 0.00175 | 436.8956 | 0.92579 | 437.5165 | 0.87206
| 446.1638 | 0.00176 | 437.7365 | 0.0019288 | 437.1157 | 0.0088501 | 446.1638 | 0.00060691 | 437.7365 | 0.001446 | 437.1157 | 0.003403 | 437.1157 | 0.019463 | 445.7708 | 0.76971 | 437.7365 | 0.48663 | 431.76 | 0.0009275 | 437.7365 | 0.090756 | 446.1638 | 0.02168 | 437.7365 | 0.0030674 | 431.76 | 0.0012565 | 437.7365 | 0.00084759 | 431.76 | 0.00059601 | 437.7365 | 0.00048173 | 445.7708 | 1.5353e-05 | 437.7365 | 0.001325 | 445.7708 | 1.3682e-05 | 437.7365 | 0.00028717 | 437.1157 | 0.00078859 | 676.1364 | 0.00447 | 437.1157 | 0.00067651 | 675.3787 | 5.0004e-05 | 676.1364 | 0.00165 | 437.1157 | 0.93502 | 437.7365 | 0.8832
| 446.2767 | 0 | 437.9565 | 0.0016456 | 437.3357 | 0.0084253 | 446.2767 | 0 | 437.9565 | 0.001462 | 437.3357 | 0.0016341 | 437.3357 | 0.01635 | 445.8855 | 0.77857 | 437.9565 | 0.49107 | 431.98 | 0.003221 | 437.9565 | 0.090324 | 446.2767 | 0.01748 | 437.9565 | 0.00064953 | 431.98 | -0.0015202 | 437.9565 | 0 | 431.98 | -0.00067186 | 437.9565 | 0 | 445.8855 | 2.9722e-05 | 437.9565 | 0 | 445.8855 | 2.9945e-05 | 437.9565 | 0 | 437.3357 | -0.00105 | 676.2985 | 0.0039 | 437.3357 | -0.0020949 | 675.541 | 0 | 676.2985 | 0.00184 | 437.3357 | 0.93421 | 437.9565 | 0.89014
| 446.3897 | 0.00048213 | 438.1765 | 0.0019306 | 437.5558 | 0.0089016 | 446.3897 | 0.00153 | 438.1765 | 0.0026443 | 437.5558 | 0.0045766 | 437.5558 | 0.018252 | 446.0002 | 0.78645 | 438.1765 | 0.5122 | 432.2 | 0.00035414 | 438.1765 | 0.095997 | 446.3897 | 0.01887 | 438.1765 | 0.002347 | 432.2 | -0.00016412 | 438.1765 | 0.0012629 | 432.2 | 0.00085607 | 438.1765 | 0.0012309 | 446.0002 | 1.4662e-05 | 438.1765 | 0.0012634 | 446.0002 | 1.6252e-05 | 438.1764 | 0.00011076 | 437.5558 | 0.00055231 | 676.4606 | 0.00403 | 437.5558 | 0.0024039 | 675.7033 | 6.9993e-05 | 676.4606 | 0.00173 | 437.5558 | 0.95033 | 438.1765 | 0.90255
| 446.5026 | 0 | 438.3965 | 0.0016851 | 437.7759 | 0.0081829 | 446.5026 | 0 | 438.3965 | 0.001191 | 437.7759 | 0.0013022 | 437.7759 | 0.015694 | 446.115 | 0.79666 | 438.3965 | 0.5227 | 432.42 | 0.0011636 | 438.3965 | 0.097544 | 446.5026 | 0.01722 | 438.3965 | 0.00052782 | 432.42 | -0.00042241 | 438.3965 | 0 | 432.42 | -0.00024923 | 438.3965 | 0 | 446.115 | 2.8036e-05 | 438.3965 | 0 | 446.115 | 2.7375e-05 | 438.3965 | 0 | 437.7759 | -0.00105 | 676.6228 | 0.00517 | 437.7759 | -0.0013173 | 675.8656 | 0 | 676.6228 | 0.00179 | 437.7759 | 0.96023 | 438.3965 | 0.91015
| 446.6155 | 0.000554 | 438.6165 | 0.0022519 | 437.996 | 0.0088742 | 446.6155 | 0.00039883 | 438.6165 | 0.0020048 | 437.996 | 0.004026 | 437.996 | 0.017918 | 446.2297 | 0.8062 | 438.6165 | 0.54237 | 432.64 | 0.0014672 | 438.6165 | 0.10456 | 446.6155 | 0.01896 | 438.6165 | 0.0040353 | 432.64 | 0.0013533 | 438.6165 | 0.00204 | 432.64 | -0.00021673 | 438.6165 | 0.0017943 | 446.2297 | 1.3585e-05 | 438.6165 | 0.0011704 | 446.2297 | 1.1124e-05 | 438.6165 | 0.00056602 | 437.996 | 0.00139 | 676.785 | 0.00306 | 437.996 | 0.0048231 | 676.028 | 5.0004e-05 | 676.785 | 0.0017 | 437.996 | 0.97902 | 438.6165 | 0.91865
| 446.7285 | 0 | 438.8365 | 0.0019086 | 438.2161 | 0.0085275 | 446.7285 | 0 | 438.8365 | 0.0014614 | 438.2161 | 0.00031559 | 438.2161 | 0.015304 | 446.3444 | 0.81637 | 438.8365 | 0.55672 | 432.87 | 0.0032884 | 438.8365 | 0.10758 | 446.7285 | 0.0181 | 438.8365 | 0.00071274 | 432.87 | 0.00044931 | 438.8365 | 0.00010932 | 432.87 | -0.00073687 | 438.8365 | 0 | 446.3444 | 2.9769e-05 | 438.8365 | 0 | 446.3444 | 2.3093e-05 | 438.8365 | 0 | 438.2161 | -0.00128 | 676.9471 | 0.00483 | 438.2161 | -0.0014104 | 676.1903 | 0 | 676.9471 | 0.00181 | 438.2161 | 0.98998 | 438.8365 | 0.92677
| 446.8414 | 0.00039229 | 439.0565 | 0.0027175 | 438.4362 | 0.0087786 | 446.8414 | 0.00010404 | 439.0565 | 0.0016957 | 438.4362 | 0.002666 | 438.4362 | 0.016577 | 446.4592 | 0.82319 | 439.0566 | 0.57517 | 433.09 | 0.0014334 | 439.0566 | 0.11381 | 446.8414 | 0.01966 | 439.0566 | 0.0026895 | 433.09 | 6.1882e-05 | 439.0565 | 0.0012262 | 433.09 | -0.0016797 | 439.0566 | 0.0010861 | 446.4592 | 1.636e-05 | 439.0566 | 0.0011852 | 446.4592 | 1.198e-05 | 439.0566 | 0.00029305 | 438.4362 | 0.00037563 | 677.1093 | 0.00536 | 438.4362 | 0.0030519 | 676.3527 | 5.0004e-05 | 677.1093 | 0.00176 | 438.4362 | 0.99994 | 439.0565 | 0.93724
| 446.9544 | 0 | 439.2766 | 0.0017208 | 438.6564 | 0.0081373 | 446.9544 | 0 | 439.2766 | 0.0015702 | 438.6564 | 0.0021987 | 438.6564 | 0.013852 | 446.5739 | 0.82988 | 439.2766 | 0.58648 | 433.31 | 0.00059023 | 439.2766 | 0.11486 | 446.9544 | 0.01827 | 439.2766 | 0 | 433.31 | -0.0020045 | 439.2766 | 0 | 433.31 | -0.00076939 | 439.2766 | 0 | 446.5739 | 3.2451e-05 | 439.2766 | 0 | 446.5739 | 2.7584e-05 | 439.2766 | 0 | 438.6564 | -0.00098745 | 677.2715 | 0.00404 | 438.6564 | 0.00086095 | 676.515 | 0 | 677.2715 | 0.00189 | 438.6564 | 0.9884 | 439.2766 | 0.94382
| 447.0673 | 0.00163 | 439.4967 | 0.001777 | 438.8765 | 0.0088995 | 447.0673 | 0.00213 | 439.4967 | 0.0023179 | 438.8765 | 0.0037787 | 438.8765 | 0.015868 | 446.6887 | 0.83466 | 439.4967 | 0.60421 | 433.53 | 0.0028162 | 439.4967 | 0.12315 | 447.0673 | 0.01904 | 439.4967 | 0.0034412 | 433.53 | 0.00051389 | 439.4967 | 0.0017251 | 433.53 | 0.0015387 | 439.4967 | 0.00084176 | 446.6887 | 1.6301e-05 | 439.4967 | 0.0010503 | 446.6887 | 1.5615e-05 | 439.4967 | 0.00019484 | 438.8765 | 0.00155 | 677.4336 | 0.00419 | 438.8765 | 0.0029139 | 676.6774 | 5.0004e-05 | 677.4336 | 0.00178 | 438.8765 | 1 | 439.4967 | 0.95313
| 447.1803 | 0 | 439.7168 | 0.0014177 | 439.0967 | 0.0080686 | 447.1803 | 0 | 439.7168 | 0.0008105 | 439.0967 | 0.0024555 | 439.0967 | 0.012907 | 446.8034 | 0.8414 | 439.7168 | 0.61058 | 433.75 | 0.0044015 | 439.7168 | 0.12349 | 447.1803 | 0.01739 | 439.7168 | 0.00085793 | 433.75 | -0.00048698 | 439.7168 | 0 | 433.75 | -0.00024923 | 439.7168 | 0 | 446.8034 | 3.2111e-05 | 439.7168 | 0 | 446.8034 | 2.866e-05 | 439.7168 | 0 | 439.0967 | -0.00134 | 677.5958 | 0.00306 | 439.0967 | -0.001122 | 676.8397 | 0 | 677.5958 | 0.00189 | 439.0967 | 0.99389 | 439.7168 | 0.95837
| 447.2932 | 0 | 439.9369 | 0.0017571 | 439.3169 | 0.0085724 | 447.2932 | 0.00208 | 439.9369 | 0.001517 | 439.3169 | 0.0028457 | 439.3169 | 0.01475 | 446.9182 | 0.8476 | 439.9369 | 0.6226 | 433.97 | 0.0045026 | 439.9369 | 0.12923 | 447.2932 | 0.01901 | 439.9369 | 0.0036838 | 433.97 | 0.00067532 | 439.9369 | 0.001825 | 433.97 | 0.00027091 | 439.9369 | 0.00050307 | 446.9182 | 1.6009e-05 | 439.9369 | 0.0010766 | 446.9182 | 1.3254e-05 | 439.9369 | 0.00029304 | 439.3169 | 0.00111 | 677.758 | 0.00436 | 439.3169 | 0.0025947 | 677.0021 | 5.0004e-05 | 677.758 | 0.00175 | 439.3169 | 0.98796 | 439.9369 | 0.96645
| 447.4062 | 0 | 440.157 | 0.0016478 | 439.5371 | 0.0080581 | 447.4062 | 0 | 440.157 | 0.0011248 | 439.5371 | 0.0019495 | 439.5371 | 0.012101 | 447.033 | 0.85504 | 440.157 | 0.62936 | 434.19 | 0.0052109 | 440.157 | 0.13024 | 447.4062 | 0.0162 | 440.157 | 0.00094837 | 434.19 | -0.00013183 | 440.157 | 0 | 434.19 | -0.0030776 | 440.157 | 0 | 447.033 | 3.176e-05 | 440.157 | 0 | 447.033 | 2.4378e-05 | 440.157 | 0 | 439.5371 | -0.00101 | 677.9202 | 0.00348 | 439.5371 | -0.0012974 | 677.1644 | 0 | 677.9202 | 0.00188 | 439.5371 | 0.9732 | 440.157 | 0.97239
| 447.5191 | 0.00015871 | 440.3771 | 0.0025452 | 439.7573 | 0.0080294 | 447.5191 | 0.00158 | 440.3771 | 0.0022227 | 439.7573 | 0.0024213 | 439.7573 | 0.014026 | 447.1477 | 0.85993 | 440.3771 | 0.64877 | 434.41 | 0.0038955 | 440.3771 | 0.13806 | 447.5191 | 0.02029 | 440.3771 | 0.0035967 | 434.41 | -0.0012941 | 440.3771 | 0.0014802 | 434.41 | -0.00041178 | 440.3771 | 0.0012025 | 447.1477 | 1.581e-05 | 440.3771 | 0.00086876 | 447.1477 | 1.1332e-05 | 440.3771 | 0.00018062 | 439.7573 | 0.00107 | 678.0824 | 0.0035 | 439.7573 | 0.00061391 | 677.3268 | 8.9995e-05 | 678.0824 | 0.00171 | 439.7573 | 0.97611 | 440.3771 | 0.9793
| 447.6321 | 0 | 440.5973 | 0.0014615 | 439.9775 | 0.0080618 | 447.6321 | 0 | 440.5973 | 0.00089879 | 439.9775 | 0.0014665 | 439.9775 | 0.011611 | 447.2625 | 0.864 | 440.5973 | 0.65961 | 434.63 | 0.0072682 | 440.5973 | 0.14013 | 447.6321 | 0.02162 | 440.5973 | 0.00095076 | 434.63 | -0.0025533 | 440.5973 | 0 | 434.63 | -0.0015496 | 440.5973 | 0 | 447.2625 | 3.2111e-05 | 440.5973 | 0 | 447.2625 | 2.3521e-05 | 440.5973 | 0 | 439.9775 | -0.00060425 | 678.2446 | 0.00327 | 439.9775 | -0.0015784 | 677.4892 | 0 | 678.2446 | 0.00183 | 439.9775 | 0.97107 | 440.5973 | 0.98369
| 447.745 | 0.00030245 | 440.8174 | 0.0021168 | 440.1977 | 0.0085606 | 447.745 | 0.00239 | 440.8174 | 0.0020051 | 440.1977 | 0.0036079 | 440.1977 | 0.013251 | 447.3773 | 0.86636 | 440.8174 | 0.67161 | 434.85 | 0.0059528 | 440.8174 | 0.14686 | 447.745 | 0.0189 | 440.8174 | 0.0040951 | 434.85 | -0.00013183 | 440.8174 | 0.0021977 | 434.85 | 0.0016038 | 440.8174 | 0.00086995 | 447.3773 | 1.6336e-05 | 440.8174 | 0.0015911 | 447.3773 | 1.2408e-05 | 440.8174 | 0.0004484 | 440.1977 | 0.00227 | 678.4069 | 0.00454 | 440.1977 | 6.7317e-06 | 677.6516 | 6.9993e-05 | 678.4069 | 0.0017 | 440.1977 | 0.97299 | 440.8174 | 0.9889
| 447.858 | 0 | 441.0376 | 0.0014881 | 440.418 | 0.0078758 | 447.858 | 0 | 441.0376 | 0.0010197 | 440.418 | 0.00046042 | 440.418 | 0.01104 | 447.4921 | 0.87164 | 441.0376 | 0.67872 | 435.07 | 0.0094943 | 441.0376 | 0.14761 | 447.858 | 0.01833 | 441.0376 | 0.00080769 | 435.07 | 6.1882e-05 | 441.0376 | 0 | 435.07 | -0.0018747 | 441.0376 | 0 | 447.4921 | 3.2884e-05 | 441.0376 | 0 | 447.4921 | 2.5454e-05 | 441.0376 | 0 | 440.418 | -0.0007709 | 678.5691 | 0.00394 | 440.418 | 0.0023436 | 677.814 | 0 | 678.5691 | 0.00189 | 440.418 | 0.96202 | 441.0376 | 0.99188
| 447.971 | 0.00058994 | 441.2578 | 0.0021108 | 440.6383 | 0.0084309 | 447.971 | 0.00284 | 441.2578 | 0.0017646 | 440.6383 | 0.0037715 | 440.6383 | 0.012509 | 447.6069 | 0.87814 | 441.2578 | 0.70037 | 435.29 | 0.01226 | 441.2578 | 0.15681 | 447.971 | 0.01867 | 441.2578 | 0.0035404 | 435.29 | 0.00073989 | 441.2578 | 0.0014421 | 435.29 | -0.00034676 | 441.2578 | 0.00054831 | 447.6069 | 1.6582e-05 | 441.2578 | 0.00069811 | 447.6069 | 1.3045e-05 | 441.2577 | 0.00029436 | 440.6383 | 0.0013 | 678.7313 | 0.00368 | 440.6383 | 1.4594e-05 | 677.9764 | 6.9993e-05 | 678.7313 | 0.0018 | 440.6383 | 0.95785 | 441.2578 | 0.99462
| 448.0839 | 0 | 441.4779 | 0.0015913 | 440.8585 | 0.0080511 | 448.0839 | 0 | 441.4779 | 0.00070484 | 440.8585 | 0.00075788 | 440.8585 | 0.01096 | 447.7217 | 0.88741 | 441.4779 | 0.70889 | 435.51 | 0.011956 | 441.4779 | 0.1593 | 448.0839 | 0.0202 | 441.4779 | 0.0014628 | 435.51 | -0.00032556 | 441.4779 | 0.00050057 | 435.51 | 0.0020915 | 441.4779 | 0 | 447.7217 | 3.1689e-05 | 441.4779 | 0 | 447.7217 | 2.7375e-05 | 441.4779 | 0 | 440.8585 | -0.00134 | 678.8936 | 0.00309 | 440.8585 | -0.0010236 | 678.1388 | 0 | 678.8936 | 0.00187 | 440.8585 | 0.93904 | 441.4779 | 0.99515
| 448.1969 | 0.00084148 | 441.6982 | 0.0023235 | 441.0788 | 0.0084033 | 448.1969 | 0.00046818 | 441.6982 | 0.0020506 | 441.0788 | 0.0028539 | 441.0788 | 0.01196 | 447.8365 | 0.89588 | 441.6982 | 0.72332 | 435.73 | 0.01 | 441.6982 | 0.16616 | 448.1969 | 0.01964 | 441.6982 | 0.0042692 | 435.73 | -0.0020367 | 441.6982 | 0.0017085 | 435.73 | -0.0017446 | 441.6982 | 0.00088827 | 447.8365 | 1.5107e-05 | 441.6982 | 0.00090558 | 447.8365 | 1.433e-05 | 441.6981 | 0.00043304 | 441.0788 | 0.00073351 | 679.0558 | 0.00429 | 441.0788 | 0.0025337 | 678.3012 | 8.9995e-05 | 679.0558 | 0.00175 | 441.0788 | 0.94754 | 441.6982 | 0.99835
| 448.3098 | 0 | 441.9184 | 0.0013182 | 441.2992 | 0.0078181 | 448.3098 | 0 | 441.9184 | 0.0012001 | 441.2992 | 0.00082603 | 441.2992 | 0.0098544 | 447.9513 | 0.90417 | 441.9184 | 0.7365 | 435.95 | 0.015363 | 441.9184 | 0.16943 | 448.3098 | 0.01944 | 441.9184 | 0.0016525 | 435.95 | -0.001617 | 441.9184 | 0 | 435.95 | -0.001062 | 441.9184 | 0 | 447.9513 | 2.7591e-05 | 441.9184 | 0 | 447.9513 | 2.5454e-05 | 441.9184 | 0 | 441.2991 | -0.00038544 | 679.218 | 0.00531 | 441.2992 | -0.0010778 | 678.4636 | 0 | 679.218 | 0.00177 | 441.2991 | 0.93973 | 441.9184 | 0.99882
| 448.4228 | 0.00084148 | 442.1386 | 0.0028614 | 441.5195 | 0.0077562 | 448.4228 | 0.00055488 | 442.1386 | 0.0019186 | 441.5195 | 0.0029586 | 441.5195 | 0.011569 | 448.0661 | 0.91042 | 442.1386 | 0.75072 | 436.17 | 0.014318 | 442.1386 | 0.17493 | 448.4228 | 0.01986 | 442.1386 | 0.0040125 | 436.17 | 0.00073989 | 442.1386 | 0.0012433 | 436.17 | 0.00069354 | 442.1386 | 0.00070784 | 448.0661 | 1.2484e-05 | 442.1386 | 0.00010517 | 448.0661 | 1.1124e-05 | 442.1386 | 0.00030378 | 441.5195 | 0.00053302 | 679.3803 | 0.00302 | 441.5195 | 0.00062091 | 678.626 | 6.9993e-05 | 679.3803 | 0.00171 | 441.5195 | 0.92823 | 442.1386 | 1
| 448.5358 | 0 | 442.3589 | 0.0015208 | 441.7398 | 0.0080458 | 448.5358 | 0 | 442.3589 | 0.0015688 | 441.7398 | 0.0011576 | 441.7398 | 0.0093674 | 448.1809 | 0.9172 | 442.3589 | 0.75871 | 436.39 | 0.021467 | 442.3589 | 0.17974 | 448.5358 | 0.01949 | 442.3589 | 0.0026361 | 436.39 | -0.00019641 | 442.3589 | 0.00037373 | 436.39 | -0.0040204 | 442.3589 | 0 | 448.1809 | 2.7778e-05 | 442.3589 | 0 | 448.1809 | 2.3521e-05 | 442.3589 | 0 | 441.7398 | -0.00153 | 679.5426 | 0.00445 | 441.7398 | -9.3685e-05 | 678.7885 | 0 | 679.5426 | 0.00173 | 441.7398 | 0.91128 | 442.3589 | 0.99562
| 448.6487 | 0.00094928 | 442.5791 | 0.002546 | 441.9602 | 0.0084162 | 448.6487 | 0.00134 | 442.5791 | 0.0013282 | 441.9602 | 0.0033083 | 441.9602 | 0.011309 | 448.2957 | 0.92389 | 442.5791 | 0.77294 | 436.61 | 0.020793 | 442.5791 | 0.1876 | 448.6487 | 0.01941 | 442.5791 | 0.0047834 | 436.61 | 0.00099818 | 442.5791 | 0.0019968 | 436.61 | -0.00076939 | 442.5791 | 0.0010118 | 448.2957 | 1.5575e-05 | 442.5791 | 0.00098203 | 448.2957 | 1.2408e-05 | 442.5791 | 0.00030322 | 441.9602 | 0.00099314 | 679.7048 | 0.00306 | 441.9602 | 0.0029673 | 678.9509 | 6.9993e-05 | 679.7048 | 0.00175 | 441.9602 | 0.91008 | 442.5791 | 0.99198
| 448.7617 | 0 | 442.7994 | 0.001834 | 442.1805 | 0.0075968 | 448.7617 | 0 | 442.7994 | 0.0010419 | 442.1805 | 0.00035798 | 442.1805 | 0.0093599 | 448.4105 | 0.93252 | 442.7994 | 0.78979 | 436.83 | 0.023863 | 442.7994 | 0.19138 | 448.7617 | 0.01898 | 442.7994 | 0.0025905 | 436.83 | 0.0029031 | 442.7994 | 0.00028332 | 436.83 | -0.00093193 | 442.7994 | 0 | 448.4105 | 3.1022e-05 | 442.7994 | 0 | 448.4105 | 2.6091e-05 | 442.7994 | 0 | 442.1805 | -0.00191 | 679.8671 | 0.00394 | 442.1805 | 0.00021031 | 679.1133 | 0 | 679.8671 | 0.00186 | 442.1805 | 0.90119 | 442.7994 | 0.98759
| 448.8746 | 0.00129 | 443.0197 | 0.0031118 | 442.4009 | 0.0082372 | 448.8746 | 0.00098839 | 443.0197 | 0.0019241 | 442.4009 | 0.0031914 | 442.4009 | 0.010805 | 448.5253 | 0.93977 | 443.0197 | 0.81119 | 437.06 | 0.020895 | 443.0197 | 0.20068 | 448.8746 | 0.02063 | 443.0197 | 0.0042795 | 437.06 | -0.0013264 | 443.0197 | 0.0014839 | 437.06 | -0.0012895 | 443.0197 | 0.00098989 | 448.5253 | 1.5786e-05 | 443.0197 | 0.0012841 | 448.5253 | 1.3682e-05 | 443.0197 | 0.00041198 | 442.4009 | 0.0007952 | 680.0294 | 0.00406 | 442.4009 | -0.00064513 | 679.2758 | 6.9993e-05 | 680.0294 | 0.00183 | 442.4009 | 0.90185 | 443.0197 | 0.98351
| 448.9876 | 0 | 443.24 | 0.0019057 | 442.6213 | 0.0081634 | 448.9876 | 0 | 443.24 | 0.0014184 | 442.6213 | 0.00092724 | 442.6213 | 0.0086952 | 448.6402 | 0.94842 | 443.24 | 0.82736 | 437.28 | 0.030068 | 443.24 | 0.20711 | 448.9876 | 0.01833 | 443.24 | 0.003018 | 437.28 | 0.00028789 | 443.24 | 0.00041904 | 437.28 | -0.00054182 | 443.24 | 0 | 448.6402 | 3.1432e-05 | 443.24 | 0 | 448.6402 | 2.6727e-05 | 443.24 | 0 | 442.6213 | -0.00092692 | 680.1917 | 0.00466 | 442.6213 | 0.00051597 | 679.4382 | 0 | 680.1917 | 0.00195 | 442.6213 | 0.89121 | 443.24 | 0.97038
| 449.1006 | 0.00138 | 443.4603 | 0.0024393 | 442.8417 | 0.0081686 | 449.1006 | 0.0007803 | 443.4603 | 0.0017411 | 442.8417 | 0.0030164 | 442.8417 | 0.010252 | 448.755 | 0.95455 | 443.4603 | 0.83992 | 437.5 | 0.029764 | 443.4603 | 0.2147 | 449.1006 | 0.02083 | 443.4603 | 0.005054 | 437.5 | 0.00028789 | 443.4603 | 0.00069333 | 437.5 | 0.0017988 | 443.4603 | 0.00079103 | 448.755 | 1.6032e-05 | 443.4603 | 0.0014309 | 448.755 | 1.3254e-05 | 443.4603 | 0.00018141 | 442.8417 | 0.00079048 | 680.354 | 0.00455 | 442.8417 | 3.0311e-05 | 679.6006 | 8.9995e-05 | 680.354 | 0.00184 | 442.8417 | 0.87859 | 443.4603 | 0.94959
| 449.2136 | 0 | 443.6806 | 0.0018203 | 443.0622 | 0.0078931 | 449.2136 | 0 | 443.6806 | 0.0013912 | 443.0622 | 0.00076644 | 443.0622 | 0.0082383 | 448.8698 | 0.96125 | 443.6806 | 0.83788 | 437.72 | 0.037253 | 443.6806 | 0.2152 | 449.2136 | 0.01992 | 443.6806 | 0.0025657 | 437.72 | 0.00041703 | 443.6806 | 0 | 437.72 | -0.00028175 | 443.6806 | 0 | 448.8698 | 3.0179e-05 | 443.6806 | 0 | 448.8698 | 2.6299e-05 | 443.6806 | 0 | 443.0622 | -0.00095148 | 680.5163 | 0.00359 | 443.0622 | -0.0031192 | 679.7631 | 0 | 680.5163 | 0.00196 | 443.0622 | 0.83936 | 443.6806 | 0.91873
| 449.3265 | 0.00098522 | 443.901 | 0.0020474 | 443.2826 | 0.007754 | 449.3265 | 0.00118 | 443.901 | 0.0019855 | 443.2826 | 0.0036074 | 443.2826 | 0.010016 | 448.9847 | 0.96566 | 443.901 | 0.83834 | 437.94 | 0.037994 | 443.901 | 0.21944 | 449.3265 | 0.02023 | 443.901 | 0.0043359 | 437.94 | -0.00048698 | 443.901 | 0.001209 | 437.94 | -0.00073687 | 443.901 | 0.00024719 | 448.9847 | 1.4252e-05 | 443.901 | 0.001017 | 448.9847 | 1.3254e-05 | 443.901 | 0.00028952 | 443.2826 | 0.00046349 | 680.6786 | 0.00531 | 443.2826 | 0.0017862 | 679.9256 | 3.0002e-05 | 680.6786 | 0.00183 | 443.2826 | 0.80469 | 443.901 | 0.89188
| 449.4395 | 0 | 444.1213 | 0.0012615 | 443.5031 | 0.0076626 | 449.4395 | 0 | 444.1213 | 0.00043832 | 443.5031 | 0.00063724 | 443.5031 | 0.0075698 | 449.0995 | 0.96959 | 444.1213 | 0.83731 | 438.16 | 0.043188 | 444.1213 | 0.22215 | 449.4395 | 0.01907 | 444.1213 | 0.0028023 | 438.16 | 0.00044931 | 444.1213 | 0.00044925 | 438.16 | -0.00034676 | 444.1213 | 0 | 449.0995 | 2.964e-05 | 444.1213 | 0 | 449.0995 | 2.4806e-05 | 444.1213 | 0 | 443.503 | -0.00188 | 680.8409 | 0.00241 | 443.5031 | -0.0015588 | 680.088 | 0 | 680.8409 | 0.00191 | 443.503 | 0.77333 | 444.1213 | 0.87052
| 449.5525 | 0.001 | 444.3417 | 0.0015836 | 443.7235 | 0.0078493 | 449.5525 | 0.00206 | 444.3417 | 0.0015648 | 443.7235 | 0.0018836 | 443.7235 | 0.0092899 | 449.2144 | 0.97199 | 444.3417 | 0.83825 | 438.38 | 0.041265 | 444.3417 | 0.22694 | 449.5525 | 0.01964 | 444.3417 | 0.0054245 | 438.38 | -0.0012619 | 444.3417 | 0.0017551 | 438.38 | 0.00069354 | 444.3417 | 0.0010376 | 449.2144 | 1.5786e-05 | 444.3417 | 0.00051679 | 449.2144 | 1.1761e-05 | 444.3417 | 0.00043472 | 443.7235 | 0.00148 | 681.0032 | 0.00433 | 443.7235 | -0.0005875 | 680.2505 | 3.0002e-05 | 681.0032 | 0.00177 | 443.7235 | 0.74673 | 444.3417 | 0.84106
| 449.6655 | 0 | 444.5621 | 0.0011741 | 443.944 | 0.0073119 | 449.6655 | 0 | 444.5621 | 0.00086591 | 443.944 | -0.0002364 | 443.944 | 0.0069731 | 449.3292 | 0.97568 | 444.5621 | 0.83719 | 438.6 | 0.052058 | 444.5621 | 0.22906 | 449.6655 | 0.01867 | 444.5621 | 0.00327 | 438.6 | -0.0018752 | 444.5621 | 0.00024166 | 438.6 | -0.00089942 | 444.5621 | 0 | 449.3292 | 3.1221e-05 | 444.5621 | 0 | 449.3292 | 2.0315e-05 | 444.5621 | 0 | 443.944 | -0.00168 | 681.1655 | 0.00309 | 443.944 | -0.0023959 | 680.413 | 0 | 681.1655 | 0.00187 | 443.944 | 0.72311 | 444.5621 | 0.81596
| 449.7784 | 0.00163 | 444.7825 | 0.0024762 | 444.1645 | 0.0076101 | 449.7784 | 0.00064159 | 444.7825 | 0.00095038 | 444.1645 | 0.0023272 | 444.1645 | 0.0088597 | 449.4441 | 0.97983 | 444.7825 | 0.84074 | 438.82 | 0.053171 | 444.7825 | 0.23574 | 449.7784 | 0.02001 | 444.7825 | 0.0054543 | 438.82 | 0.00054618 | 444.7825 | 0.0014763 | 438.82 | 0.00075855 | 444.7825 | 0.00058139 | 449.4441 | 1.581e-05 | 444.7825 | 0.00078717 | 449.4441 | 8.5541e-06 | 444.7825 | 0.00024942 | 444.1645 | 0.00112 | 681.3278 | 0.0039 | 444.1645 | 2.1224e-05 | 680.5755 | 5.0004e-05 | 681.3278 | 0.00173 | 444.1645 | 0.71782 | 444.7825 | 0.80102
| 449.8914 | 0 | 445.0029 | 0.00094938 | 444.385 | 0.0076275 | 449.8914 | 0 | 445.0029 | 0.00077708 | 444.385 | 4.6584e-05 | 444.385 | 0.0069756 | 449.559 | 0.98555 | 445.0029 | 0.85766 | 439.04 | 0.059681 | 445.0029 | 0.24215 | 449.8914 | 0.02108 | 445.0029 | 0.0041566 | 439.04 | -0.00074527 | 445.0029 | 0.00073937 | 439.04 | -0.0013871 | 445.0029 | 0 | 449.559 | 2.9418e-05 | 445.0029 | 0 | 449.559 | 2.149e-05 | 445.0029 | 0 | 444.385 | -0.00092811 | 681.4902 | 0.00338 | 444.385 | -0.00021567 | 680.738 | 0 | 681.4902 | 0.0019 | 444.385 | 0.7236 | 445.0029 | 0.79282
| 450.0044 | 0.00073368 | 445.2233 | 0.0026043 | 444.6055 | 0.0072384 | 450.0044 | 0.00076297 | 445.2233 | 0.0014299 | 444.6055 | 0.0021668 | 444.6055 | 0.0084422 | 449.6738 | 0.98915 | 445.2233 | 0.86583 | 439.26 | 0.054993 | 445.2233 | 0.2509 | 450.0044 | 0.02049 | 445.2233 | 0.0053251 | 439.26 | -0.0010036 | 445.2233 | 0.0017472 | 439.26 | -0.0015171 | 445.2233 | 0.0014109 | 449.6738 | 1.3983e-05 | 445.2233 | 0.00049521 | 449.6738 | 1.2935e-05 | 445.2233 | 0.00024107 | 444.6055 | 0.00052921 | 681.6525 | 0.0045 | 444.6055 | 0.0015435 | 680.9005 | 5.0004e-05 | 681.6525 | 0.00177 | 444.6055 | 0.71846 | 445.2233 | 0.78306
| 450.1174 | 0 | 445.4438 | 0.0011851 | 444.8261 | 0.0073413 | 450.1174 | 0 | 445.4438 | 0.00087287 | 444.8261 | 0.001262 | 444.8261 | 0.0066873 | 449.7887 | 0.99279 | 445.4438 | 0.87057 | 439.48 | 0.066089 | 445.4438 | 0.25488 | 450.1174 | 0.01745 | 445.4438 | 0.0033763 | 439.48 | -9.9549e-05 | 445.4438 | 0.00038893 | 439.48 | -0.0001192 | 445.4438 | 0 | 449.7887 | 2.8539e-05 | 445.4438 | 0 | 449.7887 | 2.7913e-05 | 445.4438 | 0 | 444.8261 | -0.00151 | 681.8148 | 0.0041 | 444.8261 | 0.00028751 | 681.063 | 0 | 681.8148 | 0.00187 | 444.8261 | 0.71106 | 445.4438 | 0.76895
| 450.2304 | 0.00019465 | 445.6642 | 0.0020552 | 445.0466 | 0.007561 | 450.2304 | 0.00168 | 445.6642 | 0.0012705 | 445.0466 | 0.0027776 | 445.0466 | 0.0084835 | 449.9036 | 0.99311 | 445.6642 | 0.88562 | 439.7 | 0.068147 | 445.6642 | 0.2672 | 450.2304 | 0.02103 | 445.6642 | 0.0061798 | 439.7 | 0.0020314 | 445.6642 | 0.0013456 | 439.7 | 0.00082357 | 445.6642 | 0.0010307 | 449.9036 | 1.4662e-05 | 445.6642 | 0.00071548 | 449.9036 | 1.4967e-05 | 445.6642 | 0.00034441 | 445.0466 | 0.00071752 | 681.9772 | 0.00336 | 445.0466 | 0.002387 | 681.2255 | 6.9993e-05 | 681.9772 | 0.00166 | 445.0466 | 0.71399 | 445.6642 | 0.7601
| 450.3433 | 0 | 445.8847 | 0.0013972 | 445.2672 | 0.0066705 | 450.3433 | 0 | 445.8847 | 0.0005272 | 445.2672 | 0.00033511 | 445.2672 | 0.0062682 | 450.0185 | 0.99326 | 445.8847 | 0.90251 | 439.93 | 0.075735 | 445.8847 | 0.27506 | 450.3433 | 0.02094 | 445.8847 | 0.0040706 | 439.93 | 0.00015874 | 445.8847 | 0 | 439.93 | -0.0019397 | 445.8847 | 0 | 450.0185 | 2.8902e-05 | 445.8847 | 0 | 450.0185 | 2.4806e-05 | 445.8847 | 0 | 445.2672 | -0.00114 | 682.1396 | 0.00462 | 445.2672 | -0.0024988 | 681.388 | 0 | 682.1396 | 0.00178 | 445.2672 | 0.70557 | 445.8847 | 0.75139
| 450.4563 | 0.00042823 | 446.1052 | 0.0020435 | 445.4878 | 0.0076575 | 450.4563 | 0.00137 | 446.1052 | 0.00098157 | 445.4878 | 0.0023298 | 445.4878 | 0.0082313 | 450.1334 | 0.99193 | 446.1051 | 0.92979 | 440.15 | 0.077522 | 446.1051 | 0.28843 | 450.4563 | 0.02049 | 446.1051 | 0.0063588 | 440.15 | -0.0013587 | 446.1052 | 0.0015781 | 440.15 | -0.0016472 | 446.1051 | 0.00054891 | 450.1334 | 1.4334e-05 | 446.1051 | 0.001143 | 450.1334 | 9.8388e-06 | 446.1052 | 0.00030704 | 445.4878 | 0.00152 | 682.3019 | 0.00464 | 445.4878 | 0.001417 | 681.5505 | 5.0004e-05 | 682.3019 | 0.00169 | 445.4878 | 0.68937 | 446.1052 | 0.74469
| 450.5693 | 0 | 446.3257 | 0.0011637 | 445.7084 | 0.0076175 | 450.5693 | 0 | 446.3257 | 0.00021537 | 445.7084 | 0.00084238 | 445.7084 | 0.0063366 | 450.2482 | 0.99371 | 446.3256 | 0.94902 | 440.37 | 0.084773 | 446.3256 | 0.29757 | 450.5693 | 0.0189 | 446.3256 | 0.0048389 | 440.37 | -0.0004547 | 446.3257 | 0.00051867 | 440.37 | 0.0022864 | 446.3256 | 0 | 450.2482 | 2.8457e-05 | 446.3256 | 0 | 450.2482 | 1.9886e-05 | 446.3256 | 0 | 445.7084 | -0.00050461 | 682.4643 | 0.00417 | 445.7084 | -0.00020383 | 681.713 | 0 | 682.4643 | 0.00185 | 445.7084 | 0.67671 | 446.3257 | 0.73506
| 450.6823 | 0 | 446.5461 | 0.0025161 | 445.929 | 0.0078533 | 450.6823 | 0.00149 | 446.5461 | 0.0016215 | 445.929 | 0.0034588 | 445.929 | 0.0082737 | 450.3631 | 0.99502 | 446.5461 | 0.96014 | 440.59 | 0.086831 | 446.5461 | 0.30845 | 450.6823 | 0.02171 | 446.5461 | 0.0061941 | 440.59 | -0.00061613 | 446.5461 | 0.0016765 | 440.59 | 0.0009211 | 446.5461 | 0.0013908 | 450.3631 | 1.4498e-05 | 446.5461 | 0.00086843 | 450.3631 | 1.0047e-05 | 446.5461 | 0.00021518 | 445.929 | 0.00037833 | 682.6267 | 0.00438 | 445.929 | 0.0025567 | 681.8756 | 3.0002e-05 | 682.6267 | 0.0017 | 445.929 | 0.66139 | 446.5461 | 0.72348
| 450.7953 | 0 | 446.7667 | 0.0018913 | 446.1496 | 0.0078571 | 450.7953 | 0 | 446.7667 | 0.00079623 | 446.1496 | 0.00060955 | 446.1496 | 0.0061535 | 450.478 | 0.99828 | 446.7667 | 0.97465 | 440.81 | 0.095499 | 446.7667 | 0.31757 | 450.7953 | 0.02219 | 446.7667 | 0.0055908 | 440.81 | -0.0018752 | 446.7667 | 0.00037163 | 440.81 | -0.00021673 | 446.7667 | 0 | 450.478 | 2.9066e-05 | 446.7667 | 0 | 450.478 | 2.5662e-05 | 446.7667 | 0 | 446.1496 | -0.00133 | 682.789 | 0.00371 | 446.1496 | -0.0033874 | 682.0381 | 0 | 682.789 | 0.00189 | 446.1496 | 0.63742 | 446.7667 | 0.70975
| 450.9083 | 0.00066181 | 446.9872 | 0.0025918 | 446.3702 | 0.0084784 | 450.9083 | 0.00192 | 446.9872 | 0.0015278 | 446.3702 | 0.0041796 | 446.3702 | 0.0082512 | 450.5929 | 0.99918 | 446.9872 | 0.9974 | 441.03 | 0.095533 | 446.9872 | 0.3336 | 450.9083 | 0.02199 | 446.9872 | 0.0083164 | 441.03 | -0.0011004 | 446.9872 | 0.0025761 | 441.03 | -0.00034676 | 446.9872 | 0.0018525 | 450.5929 | 1.492e-05 | 446.9872 | 0.0010901 | 450.5929 | 1.5823e-05 | 446.9872 | 0.00032609 | 446.3702 | 0.00155 | 682.9514 | 0.00338 | 446.3702 | 0.0020538 | 682.2006 | 6.9993e-05 | 682.9514 | 0.00177 | 446.3702 | 0.6225 | 446.9872 | 0.69643
| 451.0213 | 0 | 447.2077 | 0.00050277 | 446.5909 | 0.0075658 | 451.0213 | 0 | 447.2077 | 0.0011248 | 446.5909 | 0.001257 | 446.5909 | 0.0057654 | 450.7079 | 1 | 447.2077 | 1 | 441.25 | 0.1044 | 447.2077 | 0.33784 | 451.0213 | 0.02125 | 447.2077 | 0.0060658 | 441.25 | -0.0026501 | 447.2077 | 0.00020575 | 441.25 | 0.0002384 | 447.2077 | 0 | 450.7079 | 2.9336e-05 | 447.2077 | 0 | 450.7079 | 3.079e-05 | 447.2077 | 0 | 446.5909 | -0.00137 | 683.1138 | 0.00271 | 446.5909 | -0.00070532 | 682.3632 | 0 | 683.1138 | 0.00192 | 446.5909 | 0.59933 | 447.2077 | 0.67834
| 451.1343 | 0.00156 | 447.4283 | 0.0017686 | 446.8116 | 0.0078685 | 451.1343 | 0.00139 | 447.4283 | 0.0011391 | 446.8116 | 0.0024996 | 446.8116 | 0.0077091 | 450.8228 | 0.99799 | 447.4283 | 0.99441 | 441.47 | 0.11034 | 447.4283 | 0.34567 | 451.1343 | 0.02145 | 447.4283 | 0.0081498 | 441.47 | 0.0012565 | 447.4283 | 0.0021138 | 441.47 | 0.0011487 | 447.4283 | 0.00084707 | 450.8228 | 1.4756e-05 | 447.4283 | 0.0013529 | 450.8228 | 1.5615e-05 | 447.4283 | 0.00033571 | 446.8116 | 0.00116 | 683.2762 | 0.00313 | 446.8116 | 0.0035352 | 682.5257 | 8.9995e-05 | 683.2762 | 0.00173 | 446.8116 | 0.58464 | 447.4283 | 0.65764
| 451.2473 | 0 | 447.6489 | 0.0012987 | 447.0322 | 0.0076729 | 451.2473 | 0 | 447.6489 | 0.00067514 | 447.0322 | 0.00097406 | 447.0322 | 0.005296 | 450.9377 | 0.99677 | 447.6489 | 0.97431 | 441.69 | 0.11965 | 447.6489 | 0.34571 | 451.2473 | 0.02128 | 447.6489 | 0.0065624 | 441.69 | 0.0011273 | 447.6489 | 0.00062054 | 441.69 | -0.00099695 | 447.6489 | 0 | 450.9377 | 3.0624e-05 | 447.6489 | 0 | 450.9377 | 2.6727e-05 | 447.6489 | 0 | 447.0322 | -0.00064251 | 683.4386 | 0.00357 | 447.0322 | -0.00028726 | 682.6883 | 0 | 683.4386 | 0.00184 | 447.0322 | 0.54612 | 447.6489 | 0.63339
| 451.3603 | 0.00019465 | 447.8694 | 0.0022155 | 447.2529 | 0.0068236 | 451.3603 | 0.00083232 | 447.8694 | 0.0014704 | 447.2529 | 0.0021001 | 447.2529 | 0.0070303 | 451.0526 | 0.99702 | 447.8695 | 0.96429 | 441.91 | 0.1212 | 447.8695 | 0.35203 | 451.3603 | 0.02182 | 447.8695 | 0.0085882 | 441.91 | -0.0014556 | 447.8694 | 0.0019679 | 441.91 | 0.0023191 | 447.8695 | 0.0009943 | 451.0526 | 1.6009e-05 | 447.8695 | 0.0011427 | 451.0526 | 1.1761e-05 | 447.8694 | 0.00027456 | 447.2529 | 0.00166 | 683.601 | 0.00487 | 447.2529 | 0.0010759 | 682.8509 | 8.9995e-05 | 683.601 | 0.00171 | 447.2529 | 0.53354 | 447.8694 | 0.61129
| 451.4733 | 0 | 448.0901 | 0.0014662 | 447.4736 | 0.0073205 | 451.4733 | 0 | 448.0901 | 0.00040632 | 447.4736 | 0.00026683 | 447.4736 | 0.004897 | 451.1675 | 0.99899 | 448.0901 | 0.95233 | 442.13 | 0.12589 | 448.0901 | 0.35392 | 451.4733 | 0.0216 | 448.0901 | 0.006248 | 442.13 | -0.0006807 | 448.0901 | 0.00035842 | 442.13 | -0.0012245 | 448.0901 | 0 | 451.1675 | 3.1198e-05 | 448.0901 | 0 | 451.1675 | 2.2456e-05 | 448.0901 | 0 | 447.4736 | -0.00078862 | 683.7635 | 0.00461 | 447.4736 | -0.0038307 | 683.0134 | 0 | 683.7635 | 0.00187 | 447.4736 | 0.5057 | 448.0901 | 0.58808
| 451.5863 | 0 | 448.3107 | 0.0020902 | 447.6944 | 0.007707 | 451.5863 | 0.00149 | 448.3107 | 0.00081076 | 447.6944 | 0.0025671 | 447.6944 | 0.0068784 | 451.2825 | 0.99965 | 448.3107 | 0.95198 | 442.36 | 0.12417 | 448.3107 | 0.36255 | 451.5863 | 0.02304 | 448.3107 | 0.0094258 | 442.36 | 0.0010305 | 448.3107 | 0.0021084 | 442.36 | 0.0012137 | 448.3107 | 0.0010655 | 451.2825 | 1.5482e-05 | 448.3107 | 0.0010728 | 451.2825 | 1.1332e-05 | 448.3107 | 0.00025417 | 447.6944 | 0.0008349 | 683.9259 | 0.00471 | 447.6944 | 0.0007037 | 683.176 | 6.9993e-05 | 683.9259 | 0.00177 | 447.6944 | 0.49134 | 448.3107 | 0.5707
| 451.6993 | 0 | 448.5313 | 0.0014296 | 447.9151 | 0.0070368 | 451.6993 | 0 | 448.5313 | 0.0012262 | 447.9151 | 0.0011513 | 447.9151 | 0.0052926 | 451.3974 | 0.99963 | 448.5313 | 0.9475 | 442.58 | 0.13381 | 448.5313 | 0.37108 | 451.6993 | 0.02384 | 448.5313 | 0.0070203 | 442.58 | -0.00039012 | 448.5313 | 0.00061378 | 442.58 | -0.0021673 | 448.5313 | 0 | 451.3974 | 3.2064e-05 | 448.5313 | 0 | 451.3974 | 2.0534e-05 | 448.5313 | 0 | 447.9151 | -0.0012 | 684.0883 | 0.0035 | 447.9151 | 0.0004284 | 683.3386 | 0 | 684.0883 | 0.00191 | 447.9151 | 0.47476 | 448.5313 | 0.55224
| 451.8123 | 5.091e-05 | 448.752 | 0.002518 | 448.1359 | 0.0074763 | 451.8123 | 0.00175 | 448.752 | 0.0018718 | 448.1359 | 0.0020039 | 448.1359 | 0.0067382 | 451.5124 | 0.99779 | 448.7519 | 0.95654 | 442.8 | 0.1406 | 448.7519 | 0.38553 | 451.8123 | 0.02361 | 448.7519 | 0.0099583 | 442.8 | 0.0016761 | 448.752 | 0.0017227 | 442.8 | 0.00088859 | 448.7519 | 0.00071289 | 451.5124 | 1.691e-05 | 448.7519 | 0.00094455 | 451.5124 | 9.4106e-06 | 448.752 | 0.00014898 | 448.1359 | 0.00161 | 684.2507 | 0.0041 | 448.1359 | 0.0001803 | 683.5012 | 3.0002e-05 | 684.2507 | 0.00176 | 448.1359 | 0.47182 | 448.752 | 0.53848
| 451.9253 | 0 | 448.9726 | 0.0012062 | 448.3566 | 0.007444 | 451.9253 | 8.6901e-05 | 448.9726 | 0.00086737 | 448.3566 | 9.2831e-06 | 448.3566 | 0.0046423 | 451.6273 | 0.99677 | 448.9726 | 0.96375 | 443.02 | 0.1494 | 448.9726 | 0.39747 | 451.9253 | 0.02378 | 448.9726 | 0.0087066 | 443.02 | -0.0018108 | 448.9726 | 0.00074158 | 443.02 | 0.00049847 | 448.9726 | 0 | 451.6273 | 3.19e-05 | 448.9726 | 0 | 451.6273 | 2.2236e-05 | 448.9726 | 0 | 448.3566 | -0.0008538 | 684.4132 | 0.00381 | 448.3566 | -0.0031855 | 683.6638 | 0 | 684.4132 | 0.00195 | 448.3566 | 0.45541 | 448.9726 | 0.52342
| 452.0383 | 0.00129 | 449.1933 | 0.0019917 | 448.5774 | 0.0080614 | 452.0383 | 0.00118 | 449.1933 | 0.0011025 | 448.5774 | 0.0030447 | 448.5774 | 0.0068552 | 451.7422 | 0.99422 | 449.1933 | 0.95891 | 443.24 | 0.15375 | 449.1933 | 0.40841 | 452.0383 | 0.02463 | 449.1933 | 0.010716 | 443.24 | -0.0011004 | 449.1933 | 0.002525 | 443.24 | 0.0015062 | 449.1933 | 0.00062823 | 451.7422 | 1.5236e-05 | 449.1933 | 0.0014106 | 451.7422 | 1.3045e-05 | 449.1933 | 0.00038546 | 448.5774 | 0.00101 | 684.5756 | 0.00441 | 448.5774 | 0.0026179 | 683.8264 | 6.9993e-05 | 684.5756 | 0.00182 | 448.5774 | 0.44816 | 449.1933 | 0.50921
| 452.1513 | 0 | 449.4139 | 0.0011018 | 448.7982 | 0.0073798 | 452.1513 | 0 | 449.4139 | 0.0003595 | 448.7982 | 0.0010772 | 448.7982 | 0.0046149 | 451.8572 | 0.99267 | 449.4139 | 0.94511 | 443.46 | 0.16393 | 449.4139 | 0.41309 | 452.1513 | 0.0235 | 449.4139 | 0.0091452 | 443.46 | 6.1882e-05 | 449.4139 | 0.00060023 | 443.46 | 0.0019614 | 449.4139 | 0 | 451.8572 | 2.841e-05 | 449.4139 | 0 | 451.8572 | 2.8012e-05 | 449.4139 | 0 | 448.7982 | -0.00036886 | 684.7381 | 0.00186 | 448.7982 | -0.0010015 | 683.989 | 0 | 684.7381 | 0.00201 | 448.7982 | 0.43436 | 449.4139 | 0.4907
| 452.2643 | 0.00058994 | 449.6346 | 0.0019166 | 449.019 | 0.0080164 | 452.2643 | 0.00189 | 449.6346 | 0.0015376 | 449.019 | 0.0036992 | 449.019 | 0.0068039 | 451.9721 | 0.99086 | 449.6346 | 0.94099 | 443.68 | 0.15968 | 449.6346 | 0.42477 | 452.2643 | 0.02526 | 449.6346 | 0.011174 | 443.68 | 0.00012645 | 449.6346 | 0.0027544 | 443.68 | 0.0017013 | 449.6346 | 0.001855 | 451.9721 | 1.3222e-05 | 449.6346 | 0.001431 | 451.9721 | 1.4967e-05 | 449.6346 | 0.00032402 | 449.019 | 0.00072872 | 684.9005 | 0.00556 | 449.019 | 0.00084184 | 684.1516 | 5.0004e-05 | 684.9005 | 0.00184 | 449.019 | 0.42296 | 449.6346 | 0.47518
| 452.3773 | 0 | 449.8553 | 0.0017714 | 449.2398 | 0.0069281 | 452.3773 | 0 | 449.8553 | 0.0010191 | 449.2398 | 0.0004274 | 449.2398 | 0.0043774 | 452.0871 | 0.99081 | 449.8553 | 0.934 | 443.9 | 0.17304 | 449.8553 | 0.43283 | 452.3773 | 0.0256 | 449.8553 | 0.010748 | 443.9 | -0.0010036 | 449.8553 | 0.00075223 | 443.9 | -0.00067186 | 449.8553 | 0 | 452.0871 | 2.6689e-05 | 449.8553 | 0 | 452.0871 | 2.6727e-05 | 449.8553 | 0 | 449.2398 | -0.00082398 | 685.063 | 0.00388 | 449.2398 | -0.0036252 | 684.3142 | 0 | 685.063 | 0.00201 | 449.2398 | 0.4121 | 449.8553 | 0.4585
| 452.4903 | 0.00188 | 450.076 | 0.0025932 | 449.4607 | 0.00742 | 452.4903 | 0.00086701 | 450.076 | 0.00082418 | 449.4607 | 0.0027328 | 449.4607 | 0.0061601 | 452.2021 | 0.99014 | 450.0761 | 0.92959 | 444.12 | 0.17803 | 450.0761 | 0.4442 | 452.4903 | 0.02526 | 450.0761 | 0.011827 | 444.12 | -0.0017461 | 450.076 | 0.0021381 | 444.12 | 0.00088859 | 450.0761 | 0.0011949 | 452.2021 | 1.3467e-05 | 450.0761 | 0.0011543 | 452.2021 | 1.1761e-05 | 450.0761 | 0.00031365 | 449.4606 | 5.028e-05 | 685.2255 | 0.00496 | 449.4607 | 0.00053362 | 684.4768 | 6.9993e-05 | 685.2255 | 0.00182 | 449.4606 | 0.40617 | 450.076 | 0.44386
| 452.6033 | 0 | 450.2968 | 0.0014311 | 449.6815 | 0.0072737 | 452.6033 | 0 | 450.2968 | 0.0001214 | 449.6815 | 0.00059282 | 449.6815 | 0.0039521 | 452.3171 | 0.98954 | 450.2968 | 0.91439 | 444.35 | 0.18984 | 450.2968 | 0.4518 | 452.6033 | 0.02404 | 450.2968 | 0.010558 | 444.35 | -0.0010681 | 450.2968 | 0.00063564 | 444.35 | 0.0010836 | 450.2968 | 0 | 452.3171 | 2.9523e-05 | 450.2968 | 0 | 452.3171 | 2.3521e-05 | 450.2968 | 0 | 449.6815 | -0.00193 | 685.3879 | 0.00464 | 449.6815 | -0.0018483 | 684.6394 | 0 | 685.3879 | 0.00186 | 449.6815 | 0.39342 | 450.2968 | 0.42877
| 452.7163 | 0.00030245 | 450.5175 | 0.0022237 | 449.9024 | 0.0074369 | 452.7163 | 0.00088435 | 450.5175 | 0.0012784 | 449.9024 | 0.0028027 | 449.9024 | 0.0059821 | 452.432 | 0.98672 | 450.5175 | 0.9056 | 444.57 | 0.19436 | 450.5175 | 0.46316 | 452.7163 | 0.02321 | 450.5175 | 0.012864 | 444.57 | -2.6905e-06 | 450.5175 | 0.0021744 | 444.57 | 0.0010186 | 450.5175 | 8.3188e-05 | 452.432 | 1.6055e-05 | 450.5175 | 0.00092209 | 452.432 | 1.1761e-05 | 450.5176 | 0.00012279 | 449.9024 | 0.0017 | 685.5504 | 0.00371 | 449.9024 | 0.003463 | 684.8021 | 6.9993e-05 | 685.5504 | 0.00165 | 449.9024 | 0.3865 | 450.5175 | 0.41714
| 452.8294 | 0 | 450.7383 | 0.0015599 | 450.1232 | 0.007507 | 452.8294 | 0 | 450.7383 | -2.8931e-05 | 450.1232 | 0.0017471 | 450.1232 | 0.0040129 | 452.547 | 0.98488 | 450.7383 | 0.89003 | 444.79 | 0.20285 | 450.7383 | 0.47175 | 452.8294 | 0.02441 | 450.7383 | 0.011649 | 444.79 | 0.00032017 | 450.7383 | 0.0009031 | 444.79 | 0.0019614 | 450.7383 | 0 | 452.547 | 3.0998e-05 | 450.7383 | 0 | 452.547 | 2.5454e-05 | 450.7383 | 0 | 450.1232 | -0.00239 | 685.7129 | 0.00388 | 450.1232 | -0.0037806 | 684.9647 | 0 | 685.7129 | 0.00179 | 450.1232 | 0.3778 | 450.7383 | 0.40542
| 452.9424 | 0 | 450.9591 | 0.0018994 | 450.3441 | 0.0074969 | 452.9424 | 0.00067626 | 450.9591 | 0.001648 | 450.3441 | 0.0033111 | 450.3441 | 0.0061289 | 452.662 | 0.98144 | 450.9591 | 0.88525 | 445.01 | 0.21017 | 450.9591 | 0.48491 | 452.9424 | 0.0223 | 450.9591 | 0.013638 | 445.01 | -0.00039012 | 450.9591 | 0.0024581 | 445.01 | -0.00041178 | 450.9591 | 0.0012315 | 452.662 | 1.499e-05 | 450.9591 | 0.0010741 | 452.662 | 1.3902e-05 | 450.9591 | 0.00043887 | 450.3441 | 0.00145 | 685.8754 | 0.00468 | 450.3441 | 0.00089407 | 685.1273 | 8.9995e-05 | 685.8754 | 0.00175 | 450.3441 | 0.3746 | 450.9591 | 0.3948
| 453.0554 | 0 | 451.1799 | 0.001828 | 450.565 | 0.0071202 | 453.0554 | 0 | 451.1799 | 9.5088e-05 | 450.565 | 0.00032322 | 450.565 | 0.0034823 | 452.777 | 0.97991 | 451.1799 | 0.86886 | 445.23 | 0.22073 | 451.1799 | 0.48984 | 453.0554 | 0.02458 | 451.1799 | 0.010998 | 445.23 | -0.0024242 | 451.1799 | 0.00068211 | 445.23 | -0.00080189 | 451.1799 | 0 | 452.777 | 2.9195e-05 | 451.1799 | 0 | 452.777 | 2.6947e-05 | 451.1799 | 0 | 450.565 | -0.00157 | 686.0379 | 0.00461 | 450.565 | -0.00066739 | 685.29 | 0 | 686.0379 | 0.00193 | 450.565 | 0.36461 | 451.1799 | 0.38372
| 453.1684 | 0.00048213 | 451.4007 | 0.0017685 | 450.786 | 0.0058729 | 453.1684 | 0.00144 | 451.4007 | 0.00089099 | 450.786 | 0.0031481 | 450.786 | 0.0060653 | 452.892 | 0.97696 | 451.4007 | 0.86057 | 445.45 | 0.22195 | 451.4007 | 0.50671 | 453.1684 | 0.02398 | 451.4007 | 0.014673 | 445.45 | 0.00015874 | 451.4007 | 0.0029103 | 445.45 | -0.00067186 | 451.4007 | 0.00069277 | 452.892 | 1.4334e-05 | 451.4007 | 0.0010258 | 452.892 | 1.3474e-05 | 451.4007 | 0.00021817 | 450.786 | 0.00136 | 686.2004 | 0.00496 | 450.786 | 0.0020882 | 685.4526 | 6.9993e-05 | 686.2004 | 0.00184 | 450.786 | 0.36484 | 451.4007 | 0.37462
| 453.2815 | 0 | 451.6215 | 0.00082389 | 451.0069 | 0.0055295 | 453.2815 | 0 | 451.6215 | 0.0003219 | 451.0069 | 0.00088337 | 451.0069 | 0.0036321 | 453.007 | 0.97557 | 451.6215 | 0.84499 | 445.67 | 0.23924 | 451.6215 | 0.51514 | 453.2815 | 0.02191 | 451.6215 | 0.013367 | 445.67 | -0.0019399 | 451.6215 | 0.0012185 | 445.67 | -0.0025899 | 451.6215 | 0 | 453.007 | 2.8375e-05 | 451.6215 | 0 | 453.007 | 2.6947e-05 | 451.6215 | 0 | 451.0069 | -0.00196 | 686.3629 | 0.00376 | 451.0069 | -0.0026829 | 685.6153 | 0 | 686.3629 | 0.00189 | 451.0069 | 0.35344 | 451.6215 | 0.36531
| 453.3945 | 0.00026652 | 451.8423 | 0.0027693 | 451.2278 | 0.0074083 | 453.3945 | 0.00064159 | 451.8423 | 0.00090505 | 451.2278 | 0.0034191 | 451.2278 | 0.005826 | 453.122 | 0.97218 | 451.8423 | 0.83222 | 445.89 | 0.24144 | 451.8423 | 0.52547 | 453.3945 | 0.02301 | 451.8423 | 0.016398 | 445.89 | -0.0030698 | 451.8423 | 0.0025214 | 445.89 | 0.00010836 | 451.8423 | 0.00145 | 453.122 | 1.4205e-05 | 451.8423 | 0.0012319 | 453.122 | 1.3902e-05 | 451.8423 | 0.00026916 | 451.2278 | 0.0012 | 686.5254 | 0.00499 | 451.2278 | -0.00090172 | 685.7779 | 6.9993e-05 | 686.5254 | 0.00171 | 451.2278 | 0.34979 | 451.8423 | 0.3567
| 453.5075 | 0.00016197 | 452.0631 | 0.0016141 | 451.4488 | 0.007313 | 453.5075 | 0 | 452.0631 | 0.00056082 | 451.4488 | 0.00067614 | 451.4488 | 0.0036356 | 453.237 | 0.9691 | 452.0632 | 0.81799 | 446.12 | 0.25321 | 452.0632 | 0.53526 | 453.5075 | 0.02236 | 452.0632 | 0.013072 | 446.12 | -0.0010681 | 452.0631 | 0.0010075 | 446.12 | -0.0013871 | 452.0632 | 0 | 453.237 | 2.9687e-05 | 452.0632 | 0 | 453.237 | 2.7375e-05 | 452.0631 | 0 | 451.4488 | -0.00066974 | 686.688 | 0.00274 | 451.4488 | -0.0017881 | 685.9406 | 0 | 686.688 | 0.00178 | 451.4488 | 0.33987 | 452.0631 | 0.34723
| 453.6205 | 0.00109 | 452.284 | 0.0025802 | 451.6698 | 0.0079629 | 453.6205 | 0.0013 | 452.284 | 0.0016198 | 451.6698 | 0.0016364 | 451.6698 | 0.0057392 | 453.352 | 0.96426 | 452.284 | 0.80271 | 446.34 | 0.25413 | 452.284 | 0.54684 | 453.6205 | 0.02301 | 452.284 | 0.016376 | 446.34 | 0.0035165 | 452.284 | 0.003402 | 446.34 | -0.00050931 | 452.284 | 0.00085315 | 453.352 | 1.5646e-05 | 452.284 | 0.0013064 | 453.352 | 1.3682e-05 | 452.284 | 0.00032517 | 451.6698 | 0.00136 | 686.8505 | 0.00445 | 451.6698 | 0.0012582 | 686.1033 | 5.0004e-05 | 686.8505 | 0.00174 | 451.6698 | 0.33949 | 452.284 | 0.33871
| 453.7335 | 0 | 452.5049 | 0.0017528 | 451.8908 | 0.0076085 | 453.7335 | 0 | 452.5049 | 0.00012763 | 451.8908 | 3.4481e-05 | 451.8908 | 0.0036872 | 453.467 | 0.9601 | 452.5049 | 0.78259 | 446.56 | 0.27159 | 452.5049 | 0.5543 | 453.7335 | 0.02395 | 452.5049 | 0.014637 | 446.56 | -0.0015847 | 452.5049 | 0.0014398 | 446.56 | -0.00028175 | 452.5049 | 0 | 453.467 | 2.8703e-05 | 452.5049 | 0 | 453.467 | 2.6299e-05 | 452.5049 | 0 | 451.8908 | -0.00117 | 687.013 | 0.00311 | 451.8908 | -0.0016306 | 686.2659 | 0 | 687.013 | 0.00194 | 451.8908 | 0.32666 | 452.5049 | 0.33108
| 453.8466 | 0.00096726 | 452.7258 | 0.0020611 | 452.1118 | 0.0076181 | 453.8466 | 0.0018 | 452.7258 | 0.0012769 | 452.1118 | 0.003039 | 452.1118 | 0.0052138 | 453.582 | 0.95573 | 452.7258 | 0.7694 | 446.78 | 0.27119 | 452.7258 | 0.56714 | 453.8466 | 0.0248 | 452.7258 | 0.017662 | 446.78 | -0.0012941 | 452.7258 | 0.002509 | 446.78 | -5.4182e-05 | 452.7258 | 0.0019912 | 453.582 | 1.3385e-05 | 452.7258 | 0.0011155 | 453.582 | 1.2617e-05 | 452.7258 | 0.00030112 | 452.1118 | 0.0003342 | 687.1756 | 0.00353 | 452.1118 | 0.00093577 | 686.4286 | 8.9995e-05 | 687.1756 | 0.00189 | 452.1118 | 0.32197 | 452.7258 | 0.32482
| 453.9596 | 0 | 452.9467 | 0.0014184 | 452.3328 | 0.0070618 | 453.9596 | 0 | 452.9467 | -0.0001508 | 452.3328 | 0.00029788 | 452.3328 | 0.0031246 | 453.6971 | 0.95362 | 452.9467 | 0.74821 | 447 | 0.28636 | 452.9467 | 0.57476 | 453.9596 | 0.02429 | 452.9467 | 0.015339 | 447 | -0.00026098 | 452.9467 | 0.0011912 | 447 | -0.00050931 | 452.9467 | 0 | 453.6971 | 2.7673e-05 | 452.9467 | 0 | 453.6971 | 2.3093e-05 | 452.9467 | 0 | 452.3328 | -0.00097402 | 687.3381 | 0.00459 | 452.3328 | -0.0028562 | 686.5913 | 0 | 687.3381 | 0.002 | 452.3328 | 0.30814 | 452.9467 | 0.3163
| 454.0727 | 0.00037433 | 453.1676 | 0.0022242 | 452.5538 | 0.0075584 | 454.0727 | 0.00156 | 453.1676 | 0.0018979 | 452.5538 | 0.0028619 | 452.5538 | 0.0054358 | 453.8121 | 0.95031 | 453.1676 | 0.73313 | 447.22 | 0.28592 | 453.1676 | 0.58738 | 454.0727 | 0.02387 | 453.1676 | 0.019414 | 447.22 | 0.0013533 | 453.1676 | 0.0030542 | 447.22 | 0.0013763 | 453.1676 | 0.0013815 | 453.8121 | 1.4592e-05 | 453.1676 | 0.0012663 | 453.8121 | 1.0476e-05 | 453.1676 | 0.00017994 | 452.5538 | 0.00169 | 687.5006 | 0.00498 | 452.5538 | 0.0020342 | 686.754 | 6.9993e-05 | 687.5006 | 0.00181 | 452.5538 | 0.30417 | 453.1676 | 0.30971
| 454.1857 | 0 | 453.3885 | 0.0014154 | 452.7749 | 0.0074874 | 454.1857 | 0 | 453.3885 | 0.00052664 | 452.7749 | 0.00025411 | 452.7749 | 0.003247 | 453.9271 | 0.94691 | 453.3885 | 0.70615 | 447.44 | 0.30481 | 453.3885 | 0.58729 | 454.1857 | 0.0248 | 453.3885 | 0.017853 | 447.44 | 0.0023864 | 453.3885 | 0.0017199 | 447.44 | 0.0020589 | 453.3885 | 0 | 453.9271 | 2.9535e-05 | 453.3885 | 0 | 453.9271 | 2.1599e-05 | 453.3885 | 0 | 452.7749 | -0.00016112 | 687.6632 | 0.00489 | 452.7749 | 1.5621e-05 | 686.9167 | 0 | 687.6632 | 0.00198 | 452.7749 | 0.29183 | 453.3885 | 0.3026
| 454.2987 | 0.00080555 | 453.6094 | 0.001632 | 452.9959 | 0.0070544 | 454.2987 | 0.00106 | 453.6094 | 0.001547 | 452.9959 | 0.0025233 | 452.9959 | 0.0049944 | 454.0422 | 0.93972 | 453.6094 | 0.68639 | 447.66 | 0.31453 | 453.6094 | 0.59741 | 454.2987 | 0.02526 | 453.6094 | 0.018667 | 447.66 | 0.0018699 | 453.6094 | 0.0026346 | 447.66 | 0.00040094 | 453.6094 | 0.00024698 | 454.0422 | 1.5376e-05 | 453.6094 | 0.001148 | 454.0422 | 1.1124e-05 | 453.6094 | 0.00026796 | 452.9959 | 0.0015 | 687.8258 | 0.0038 | 452.9959 | -0.0014601 | 687.0794 | 3.0002e-05 | 687.8258 | 0.00185 | 452.9959 | 0.28397 | 453.6094 | 0.29701
| 454.4118 | 0 | 453.8304 | 0.0017259 | 453.217 | 0.0055977 | 454.4118 | 0 | 453.8304 | 0.00048837 | 453.217 | 0.00071001 | 453.217 | 0.0029507 | 454.1572 | 0.9338 | 453.8304 | 0.66585 | 447.89 | 0.32629 | 453.8304 | 0.60158 | 454.4118 | 0.02231 | 453.8304 | 0.018172 | 447.89 | -0.0010358 | 453.8304 | 0.0015421 | 447.89 | 0.00040094 | 453.8304 | 0 | 454.1572 | 3.0179e-05 | 453.8304 | 0 | 454.1572 | 2.7375e-05 | 453.8304 | 0 | 453.217 | -0.00116 | 687.9883 | 0.00475 | 453.217 | -0.0011806 | 687.2421 | 0 | 687.9883 | 0.00195 | 453.217 | 0.26941 | 453.8304 | 0.28995
| 454.5248 | 0.00161 | 454.0513 | 0.0019435 | 453.4381 | 0.0074336 | 454.5248 | 0.00111 | 454.0513 | 0.00088013 | 453.4381 | 0.0027469 | 453.4381 | 0.0051266 | 454.2722 | 0.92638 | 454.0513 | 0.65447 | 448.11 | 0.33703 | 454.0513 | 0.6166 | 454.5248 | 0.02301 | 454.0513 | 0.021367 | 448.11 | -0.0015524 | 454.0513 | 0.0037846 | 448.11 | 0.0013112 | 454.0513 | 0.00095192 | 454.2722 | 1.5002e-05 | 454.0513 | 0.0010358 | 454.2722 | 1.7218e-05 | 454.0513 | 0.00028157 | 453.4381 | 0.00111 | 688.1509 | 0.00485 | 453.4381 | -0.0030787 | 687.4049 | 8.9995e-05 | 688.1509 | 0.00174 | 453.4381 | 0.27593 | 454.0513 | 0.28425
| 454.6378 | 0 | 454.2723 | 0.0019677 | 453.6592 | 0.0066129 | 454.6378 | 0 | 454.2723 | 6.3727e-05 | 453.6592 | 0.0010279 | 453.6592 | 0.0027937 | 454.3873 | 0.92224 | 454.2723 | 0.63443 | 448.33 | 0.34134 | 454.2723 | 0.62316 | 454.6378 | 0.02174 | 454.2723 | 0.020709 | 448.33 | 0.00057846 | 454.2723 | 0.0018319 | 448.33 | -0.00034676 | 454.2723 | 0 | 454.3873 | 3.0038e-05 | 454.2723 | 0 | 454.3873 | 3.1548e-05 | 454.2723 | 0 | 453.6592 | -0.00084842 | 688.3135 | 0.00452 | 453.6592 | -0.0013922 | 687.5676 | 0 | 688.3135 | 0.00184 | 453.6592 | 0.26312 | 454.2723 | 0.2774
| 454.7509 | 5.091e-05 | 454.4933 | 0.0017032 | 453.8803 | 0.0076609 | 454.7509 | 0.00098839 | 454.4933 | 0.001178 | 453.8803 | 0.0027335 | 453.8803 | 0.0051656 | 454.5023 | 0.91625 | 454.4933 | 0.62439 | 448.55 | 0.34802 | 454.4933 | 0.63842 | 454.7509 | 0.02293 | 454.4933 | 0.023149 | 448.55 | -0.0011004 | 454.4933 | 0.0038856 | 448.55 | 0.0009536 | 454.4933 | 0.0017367 | 454.5023 | 1.5212e-05 | 454.4933 | 0.00088837 | 454.5023 | 1.5285e-05 | 454.4933 | 0.00045058 | 453.8803 | 0.00151 | 688.4761 | 0.00469 | 453.8803 | 0.00049532 | 687.7303 | 5.0004e-05 | 688.4761 | 0.0018 | 453.8803 | 0.25791 | 454.4933 | 0.27302
| 454.8639 | 0 | 454.7143 | 0.0012935 | 454.1015 | 0.006608 | 454.8639 | 0 | 454.7143 | 0.00013869 | 454.1015 | 0.00031244 | 454.1015 | 0.002535 | 454.6174 | 0.91267 | 454.7143 | 0.60257 | 448.77 | 0.36839 | 454.7143 | 0.64842 | 454.8639 | 0.02299 | 454.7143 | 0.020325 | 448.77 | -0.00019641 | 454.7143 | 0.0015616 | 448.77 | 0.00017338 | 454.7143 | 0 | 454.6174 | 3.1362e-05 | 454.7143 | 0 | 454.6174 | 2.866e-05 | 454.7143 | 0 | 454.1015 | -0.0014 | 688.6387 | 0.00466 | 454.1015 | -0.0019856 | 687.893 | 0 | 688.6387 | 0.00202 | 454.1015 | 0.24864 | 454.7143 | 0.26667
| 454.977 | 0.0006079 | 454.9353 | 0.0021005 | 454.3226 | 0.0076033 | 454.977 | 0.00146 | 454.9353 | 0.00082881 | 454.3226 | 0.0025036 | 454.3226 | 0.0048574 | 454.7325 | 0.90858 | 454.9353 | 0.59264 | 448.99 | 0.3749 | 454.9353 | 0.66119 | 454.977 | 0.025 | 454.9353 | 0.024895 | 448.99 | 0.0009659 | 454.9353 | 0.0042536 | 448.99 | 0.0013112 | 454.9353 | 0.001456 | 454.7325 | 1.6173e-05 | 454.9353 | 0.0014721 | 454.7325 | 1.433e-05 | 454.9353 | 0.00045035 | 454.3226 | 0.00147 | 688.8013 | 0.0048 | 454.3226 | 0.0029887 | 688.0558 | 3.0002e-05 | 688.8013 | 0.00195 | 454.3226 | 0.24435 | 454.9353 | 0.26197
| 455.09 | 0 | 455.1563 | 0.00086404 | 454.5438 | 0.0074432 | 455.09 | 0 | 455.1563 | 0.00055627 | 454.5438 | 0.00022243 | 454.5438 | 0.0028107 | 454.8475 | 0.90622 | 455.1563 | 0.57337 | 449.21 | 0.38988 | 455.1563 | 0.66957 | 455.09 | 0.02273 | 455.1563 | 0.023659 | 449.21 | -0.00058385 | 455.1563 | 0.0027975 | 449.21 | -5.4182e-05 | 455.1563 | 0 | 454.8475 | 3.1736e-05 | 455.1563 | 0 | 454.8475 | 2.6727e-05 | 455.1563 | 0 | 454.5438 | -0.0003556 | 688.9639 | 0.0036 | 454.5438 | -0.00035906 | 688.2185 | 0 | 688.9639 | 0.0021 | 454.5438 | 0.24005 | 455.1563 | 0.25638
| 455.2031 | 8.684e-05 | 455.3774 | 0.001838 | 454.7649 | 0.006659 | 455.2031 | 0.00165 | 455.3774 | 0.00097876 | 454.7649 | 0.0031688 | 454.7649 | 0.0045717 | 454.9626 | 0.90108 | 455.3774 | 0.5553 | 449.44 | 0.39113 | 455.3774 | 0.67614 | 455.2031 | 0.02409 | 455.3774 | 0.025944 | 449.44 | -0.00084214 | 455.3774 | 0.0036426 | 449.44 | 0.0010186 | 455.3774 | 0.00073981 | 454.9626 | 1.5564e-05 | 455.3774 | 0.00068475 | 454.9626 | 1.2408e-05 | 455.3774 | 0.00033995 | 454.7649 | 0.00102 | 689.1265 | 0.00454 | 454.7649 | 0.0038018 | 688.3813 | 6.9993e-05 | 689.1265 | 0.0019 | 454.7649 | 0.23803 | 455.3774 | 0.25242
| 455.3161 | 0 | 455.5984 | 0.0010964 | 454.9861 | 0.0064734 | 455.3161 | 0 | 455.5984 | 0.00075331 | 454.9861 | 0.00052534 | 454.9861 | 0.00247 | 455.0777 | 0.8936 | 455.5984 | 0.53312 | 449.66 | 0.41354 | 455.5984 | 0.68226 | 455.3161 | 0.02407 | 455.5984 | 0.023873 | 449.66 | -0.0014878 | 455.5984 | 0.0021236 | 449.66 | -0.0022648 | 455.5984 | 0 | 455.0777 | 3.0753e-05 | 455.5984 | 0 | 455.0777 | 2.4169e-05 | 455.5985 | 0 | 454.9861 | -0.00082229 | 689.2891 | 0.00397 | 454.9861 | -0.0033301 | 688.544 | 0 | 689.2891 | 0.00202 | 454.9861 | 0.2256 | 455.5984 | 0.24647
| 455.4292 | 0.00030245 | 455.8195 | 0.0020532 | 455.2073 | 0.0069609 | 455.4292 | 0.00113 | 455.8195 | 0.00099527 | 455.2073 | 0.0033486 | 455.2073 | 0.0044508 | 455.1928 | 0.88489 | 455.8195 | 0.52602 | 449.88 | 0.4184 | 455.8195 | 0.69906 | 455.4292 | 0.02645 | 455.8195 | 0.026687 | 449.88 | -0.0026501 | 455.8195 | 0.0038531 | 449.88 | -0.0012895 | 455.8195 | 0.00094178 | 455.1928 | 1.5189e-05 | 455.8195 | 0.0011706 | 455.1928 | 1.1761e-05 | 455.8195 | 0.00034721 | 455.2073 | 0.0013 | 689.4517 | 0.00434 | 455.2073 | 0.0042052 | 688.7068 | 6.9993e-05 | 689.4517 | 0.00179 | 455.2073 | 0.22759 | 455.8195 | 0.24277
| 455.5422 | 0 | 456.0406 | 0.0013053 | 455.4285 | 0.0061556 | 455.5422 | 0 | 456.0406 | 0.00018232 | 455.4285 | 0.00053626 | 455.4285 | 0.0025435 | 455.3079 | 0.87907 | 456.0406 | 0.51107 | 450.1 | 0.43183 | 456.0406 | 0.7043 | 455.5422 | 0.02497 | 456.0406 | 0.025812 | 450.1 | -0.00022869 | 456.0406 | 0.0026266 | 450.1 | -0.0013546 | 456.0406 | 0 | 455.3079 | 3.087e-05 | 456.0406 | 0 | 455.3079 | 2.2884e-05 | 456.0406 | 0 | 455.4285 | -0.00145 | 689.6144 | 0.00294 | 455.4285 | 0.0036865 | 688.8696 | 0 | 689.6144 | 0.00193 | 455.4285 | 0.21962 | 456.0406 | 0.23739
| 455.6553 | 0.00124 | 456.2617 | 0.0018297 | 455.6498 | 0.0070146 | 455.6553 | 0.00151 | 456.2617 | 0.0010711 | 455.6498 | 0.0024821 | 455.6498 | 0.0039015 | 455.423 | 0.87475 | 456.2617 | 0.50199 | 450.32 | 0.44192 | 456.2617 | 0.72018 | 455.6553 | 0.02443 | 456.2617 | 0.02842 | 450.32 | 0.0010305 | 456.2617 | 0.0041196 | 450.32 | -0.00021673 | 456.2617 | 0.0014268 | 455.423 | 1.5821e-05 | 456.2617 | 0.0013218 | 455.423 | 1.1124e-05 | 456.2617 | 0.00030725 | 455.6498 | 0.00048769 | 689.777 | 0.0044 | 455.6498 | 0.0010414 | 689.0323 | 5.0004e-05 | 689.777 | 0.00181 | 455.6498 | 0.21983 | 456.2617 | 0.23367
| 455.7683 | 0 | 456.4828 | 0.0014386 | 455.871 | 0.0064743 | 455.7683 | 0 | 456.4828 | 0.00022903 | 455.871 | 0.00010819 | 455.871 | 0.0021241 | 455.538 | 0.87215 | 456.4828 | 0.48132 | 450.54 | 0.46428 | 456.4828 | 0.72536 | 455.7683 | 0.02333 | 456.4828 | 0.028335 | 450.54 | -0.0012941 | 456.4828 | 0.0028726 | 450.54 | -0.0023624 | 456.4828 | 0 | 455.538 | 2.9909e-05 | 456.4828 | 0 | 455.538 | 2.4806e-05 | 456.4828 | 0 | 455.871 | -0.00126 | 689.9396 | 0.00348 | 455.871 | -0.0024968 | 689.1951 | 0 | 689.9396 | 0.00197 | 455.871 | 0.20934 | 456.4828 | 0.22816
| 455.8814 | 0.00131 | 456.7039 | 0.0021724 | 456.0923 | 0.0070216 | 455.8814 | 0.00084967 | 456.7039 | 0.0011939 | 456.0923 | 0.001511 | 456.0923 | 0.0043173 | 455.6531 | 0.86712 | 456.7039 | 0.47458 | 450.76 | 0.46998 | 456.7039 | 0.73852 | 455.8814 | 0.02497 | 456.7039 | 0.031863 | 450.76 | -0.0014233 | 456.7039 | 0.004305 | 450.76 | 0.00010836 | 456.7039 | 0.00064147 | 455.6531 | 1.4311e-05 | 456.7039 | 0.0014179 | 455.6531 | 1.3682e-05 | 456.7039 | 0.00045079 | 456.0923 | 0.00138 | 690.1023 | 0.00457 | 456.0923 | 0.0039988 | 689.3579 | 3.0002e-05 | 690.1023 | 0.00181 | 456.0923 | 0.20774 | 456.7039 | 0.22511
| 455.9944 | 0 | 456.925 | 0.00046505 | 456.3135 | 0.0068237 | 455.9944 | 0 | 456.925 | 0.00041519 | 456.3135 | -5.992e-05 | 456.3135 | 0.0023465 | 455.7683 | 0.86192 | 456.9251 | 0.46235 | 450.99 | 0.48913 | 456.9251 | 0.75305 | 455.9944 | 0.02174 | 456.9251 | 0.030252 | 450.99 | -0.0012941 | 456.925 | 0.0029586 | 450.99 | -0.00031426 | 456.9251 | 0 | 455.7683 | 2.9359e-05 | 456.9251 | 0 | 455.7683 | 2.8012e-05 | 456.925 | 0 | 456.3135 | -0.00081552 | 690.2649 | 0.00381 | 456.3135 | -0.0010512 | 689.5207 | 0 | 690.2649 | 0.00185 | 456.3135 | 0.20456 | 456.925 | 0.22063
| 456.1075 | 0.00138 | 457.1462 | 0.0022217 | 456.5348 | 0.006875 | 456.1075 | 0.00146 | 457.1462 | 0.0010575 | 456.5348 | 0.0030173 | 456.5348 | 0.004248 | 455.8834 | 0.8535 | 457.1462 | 0.45384 | 451.21 | 0.50306 | 457.1462 | 0.76491 | 456.1075 | 0.0273 | 457.1462 | 0.033246 | 451.21 | 0.00019102 | 457.1462 | 0.0041217 | 451.21 | 0.0023191 | 457.1462 | 0.0012831 | 455.8834 | 1.5271e-05 | 457.1462 | 0.00093847 | 455.8834 | 1.433e-05 | 457.1462 | 0.00023194 | 456.5348 | 0.00076537 | 690.4276 | 0.00441 | 456.5348 | 0.0017911 | 689.6834 | 8.9995e-05 | 690.4276 | 0.00176 | 456.5348 | 0.20389 | 457.1462 | 0.21783
| 456.2206 | 0 | 457.3674 | 0.0015948 | 456.7561 | 0.0066234 | 456.2206 | 0 | 457.3674 | 0.0011128 | 456.7561 | 0.00020912 | 456.7561 | 0.0022025 | 455.9985 | 0.8468 | 457.3674 | 0.43997 | 451.43 | 0.51774 | 457.3674 | 0.77594 | 456.2206 | 0.0248 | 457.3674 | 0.031732 | 451.43 | -0.001843 | 457.3674 | 0.0030252 | 451.43 | 0.00082357 | 457.3674 | 0 | 455.9985 | 3.087e-05 | 457.3674 | 0 | 455.9985 | 2.6091e-05 | 457.3674 | 0 | 456.7561 | -0.00167 | 690.5902 | 0.00417 | 456.7561 | 0.0025291 | 689.8463 | 0 | 690.5902 | 0.00195 | 456.7561 | 0.19897 | 457.3674 | 0.21289
| 456.3336 | 0.00098522 | 457.5886 | 0.0023081 | 456.9774 | 0.0070411 | 456.3336 | 0.00158 | 457.5886 | 0.00058347 | 456.9774 | 0.0017235 | 456.9774 | 0.0038747 | 456.1136 | 0.83812 | 457.5886 | 0.43226 | 451.65 | 0.52431 | 457.5886 | 0.78717 | 456.3336 | 0.02594 | 457.5886 | 0.035691 | 451.65 | -0.00077756 | 457.5886 | 0.0048415 | 451.65 | 0.00033593 | 457.5886 | 0.0012944 | 456.1136 | 1.5681e-05 | 457.5886 | 0.0011181 | 456.1136 | 1.1761e-05 | 457.5886 | 0.00041452 | 456.9774 | 0.00118 | 690.7529 | 0.00526 | 456.9774 | 0.0025925 | 690.0091 | 3.0002e-05 | 690.7529 | 0.00188 | 456.9774 | 0.19886 | 457.5886 | 0.2097
| 456.4467 | 0 | 457.8098 | 0.0011015 | 457.1988 | 0.0062744 | 456.4467 | 0 | 457.8098 | 0.00063303 | 457.1988 | 0.0010406 | 457.1988 | 0.001918 | 456.2287 | 0.83278 | 457.8097 | 0.41631 | 451.87 | 0.54256 | 457.8097 | 0.78947 | 456.4467 | 0.02216 | 457.8097 | 0.033897 | 451.87 | -0.0023273 | 457.8098 | 0.0031166 | 451.87 | -0.0027199 | 457.8097 | 0 | 456.2287 | 3.1982e-05 | 457.8097 | 0 | 456.2287 | 2.0633e-05 | 457.8098 | 0 | 457.1988 | -0.00114 | 690.9156 | 0.00519 | 457.1988 | -0.0025114 | 690.1719 | 0 | 690.9156 | 0.00202 | 457.1988 | 0.19381 | 457.8098 | 0.20496
| 456.5598 | 0.00026652 | 458.0309 | 0.0023379 | 457.4201 | 0.0064998 | 456.5598 | 0.00106 | 458.0309 | 0.00049497 | 457.4201 | 0.0031978 | 457.4201 | 0.0041615 | 456.3438 | 0.82666 | 458.0309 | 0.40594 | 452.09 | 0.54408 | 458.0309 | 0.79574 | 456.5598 | 0.02665 | 458.0309 | 0.037128 | 452.09 | -0.0022305 | 458.0309 | 0.0045381 | 452.09 | 0.0020589 | 458.0309 | 0.00079825 | 456.3438 | 1.6383e-05 | 458.0309 | 0.001365 | 456.3438 | 8.8725e-06 | 458.0309 | 0.00028106 | 457.4201 | 0.00072899 | 691.0783 | 0.00554 | 457.4201 | -0.0021135 | 690.3347 | 6.9993e-05 | 691.0783 | 0.00176 | 457.4201 | 0.19124 | 458.0309 | 0.20223
| 456.6728 | 0 | 458.2522 | 0.0010445 | 457.6415 | 0.0063854 | 456.6728 | 0 | 458.2522 | 0.0005564 | 457.6415 | 0.0016362 | 457.6415 | 0.0020591 | 456.459 | 0.82305 | 458.2522 | 0.39252 | 452.32 | 0.56812 | 458.2522 | 0.80263 | 456.6728 | 0.02486 | 458.2522 | 0.035896 | 452.32 | -9.9549e-05 | 458.2522 | 0.0033365 | 452.32 | -0.0016472 | 458.2522 | 0 | 456.459 | 3.1818e-05 | 458.2522 | 0 | 456.459 | 2.1918e-05 | 458.2522 | 0 | 457.6415 | -0.00075162 | 691.241 | 0.00413 | 457.6415 | -0.0010012 | 690.4975 | 0 | 691.241 | 0.00194 | 457.6415 | 0.18303 | 458.2522 | 0.19701
| 456.7859 | 0.00023058 | 458.4734 | 0.0016566 | 457.8628 | 0.0060379 | 456.7859 | 0.0003468 | 458.4734 | 0.001192 | 457.8628 | 0.0021805 | 457.8628 | 0.0038132 | 456.5741 | 0.81708 | 458.4734 | 0.3839 | 452.54 | 0.57749 | 458.4734 | 0.80949 | 456.7859 | 0.02557 | 458.4734 | 0.039472 | 452.54 | 0.00083675 | 458.4734 | 0.0049836 | 452.54 | -0.00080189 | 458.4734 | 0.00099459 | 456.5741 | 1.5517e-05 | 458.4734 | 0.00096685 | 456.5741 | 1.3254e-05 | 458.4734 | 0.00028016 | 457.8628 | 0.00019323 | 691.4036 | 0.0045 | 457.8628 | -0.0012252 | 690.6603 | 8.9995e-05 | 691.4036 | 0.0018 | 457.8628 | 0.17732 | 458.4734 | 0.19475
| 456.899 | 0 | 458.6946 | 0.001297 | 458.0842 | 0.0062213 | 456.899 | 0 | 458.6946 | 0.00049198 | 458.0842 | -0.00030385 | 458.0842 | 0.002336 | 456.6892 | 0.81176 | 458.6946 | 0.37608 | 452.76 | 0.59217 | 458.6946 | 0.82366 | 456.899 | 0.02705 | 458.6946 | 0.038377 | 452.76 | -0.0033604 | 458.6946 | 0.0031559 | 452.76 | -0.0013546 | 458.6946 | 0 | 456.6892 | 2.9441e-05 | 458.6946 | 0 | 456.6892 | 2.5662e-05 | 458.6946 | 0 | 458.0842 | -0.00072804 | 691.5663 | 0.00418 | 458.0842 | -0.0012116 | 690.8232 | 0 | 691.5663 | 0.00205 | 458.0842 | 0.17321 | 458.6946 | 0.19015
| 457.0121 | 0.00075165 | 458.9159 | 0.0019909 | 458.3056 | 0.0056936 | 457.0121 | 0.00243 | 458.9159 | 0.0011962 | 458.3056 | 0.001497 | 458.3056 | 0.0040175 | 456.8044 | 0.80441 | 458.9159 | 0.36867 | 452.98 | 0.60971 | 458.9159 | 0.83625 | 457.0121 | 0.02475 | 458.9159 | 0.041317 | 452.98 | -0.00084214 | 458.9159 | 0.0050607 | 452.98 | 0.0010836 | 458.9159 | 0.00027727 | 456.8044 | 1.4147e-05 | 458.9159 | 0.001128 | 456.8044 | 1.3474e-05 | 458.9159 | 0.0004711 | 458.3056 | 0.00032334 | 691.7291 | 0.00443 | 458.3056 | 0.0016994 | 690.986 | 3.0002e-05 | 691.7291 | 0.00183 | 458.3056 | 0.17217 | 458.9159 | 0.18857
| 457.1251 | 0 | 459.1371 | 0.00091064 | 458.527 | 0.0065925 | 457.1251 | 0 | 459.1371 | 0.00014687 | 458.527 | 0.0015924 | 458.527 | 0.0021823 | 456.9195 | 0.79814 | 459.1372 | 0.36011 | 453.2 | 0.62124 | 459.1372 | 0.84599 | 457.1251 | 0.02495 | 459.1372 | 0.041931 | 453.2 | -0.0024242 | 459.1371 | 0.0044528 | 453.2 | -0.00086692 | 459.1372 | 0 | 456.9195 | 2.7485e-05 | 459.1372 | 0.00010725 | 456.9195 | 2.3741e-05 | 459.1372 | 0 | 458.527 | -0.00136 | 691.8918 | 0.00325 | 458.527 | 0.00025998 | 691.1488 | 0 | 691.8918 | 0.00195 | 458.527 | 0.16732 | 459.1371 | 0.18393
| 457.2382 | 0.00073368 | 459.3584 | 0.0028326 | 458.7484 | 0.0069238 | 457.2382 | 0.0012 | 459.3584 | 0.0010046 | 458.7484 | 0.0016153 | 458.7484 | 0.0040053 | 457.0347 | 0.79059 | 459.3584 | 0.35636 | 453.42 | 0.62916 | 459.3584 | 0.86369 | 457.2382 | 0.02639 | 459.3584 | 0.045502 | 453.42 | 0.00073989 | 459.3584 | 0.0053241 | 453.42 | -0.00070437 | 459.3584 | 0.00024952 | 457.0347 | 1.3526e-05 | 459.3584 | 0.0012363 | 457.0347 | 1.1552e-05 | 459.3584 | 0.00057874 | 458.7484 | 0.00178 | 692.0545 | 0.00471 | 458.7484 | 0.0012206 | 691.3117 | 6.9993e-05 | 692.0545 | 0.00174 | 458.7484 | 0.16887 | 459.3584 | 0.18115
| 457.3513 | 0 | 459.5797 | 0.001686 | 458.9699 | 0.0067885 | 457.3513 | 0 | 459.5797 | 0.00035567 | 458.9699 | 0.00053126 | 458.9699 | 0.0020937 | 457.1498 | 0.78474 | 459.5797 | 0.34718 | 453.65 | 0.65363 | 459.5797 | 0.87081 | 457.3513 | 0.0231 | 459.5797 | 0.045043 | 453.65 | -0.0017461 | 459.5797 | 0.0044856 | 453.65 | -0.0015822 | 459.5797 | 0 | 457.1498 | 2.9312e-05 | 459.5797 | 0 | 457.1498 | 2.1808e-05 | 459.5797 | 0 | 458.9699 | -0.00075492 | 692.2172 | 0.0045 | 458.9699 | -0.0025734 | 691.4745 | 0 | 692.2172 | 0.00194 | 458.9699 | 0.16378 | 459.5797 | 0.17695
| 457.4644 | 0.00073368 | 459.8011 | 0.0023607 | 459.1913 | 0.0071586 | 457.4644 | 0.00231 | 459.8011 | 0.0015201 | 459.1913 | 0.0034863 | 459.1913 | 0.004042 | 457.265 | 0.77638 | 459.801 | 0.33915 | 453.87 | 0.66458 | 459.801 | 0.87724 | 457.4644 | 0.02404 | 459.801 | 0.048446 | 453.87 | -0.0010681 | 459.8011 | 0.0060862 | 453.87 | -0.001322 | 459.801 | 0.00085373 | 457.265 | 1.6091e-05 | 459.801 | 0.0010865 | 457.265 | 1.1332e-05 | 459.8011 | 0.00050447 | 459.1913 | 0.00051675 | 692.3799 | 0.00571 | 459.1913 | 0.0049362 | 691.6374 | 6.9993e-05 | 692.3799 | 0.0018 | 459.1913 | 0.16375 | 459.8011 | 0.17422
| 457.5774 | 0 | 460.0224 | 0.00098617 | 459.4128 | 0.0068313 | 457.5774 | 0 | 460.0224 | -0.00017854 | 459.4128 | 0.00084809 | 459.4128 | 0.0021326 | 457.3802 | 0.76823 | 460.0224 | 0.32699 | 454.09 | 0.68199 | 460.0224 | 0.87121 | 457.5774 | 0.02529 | 460.0224 | 0.047329 | 454.09 | 0.00022331 | 460.0224 | 0.0049906 | 454.09 | -0.0016147 | 460.0224 | 0 | 457.3802 | 3.0261e-05 | 460.0224 | 0 | 457.3802 | 2.1808e-05 | 460.0224 | 0 | 459.4128 | -0.000789 | 692.5426 | 0.00505 | 459.4128 | 0.00042324 | 691.8003 | 0 | 692.5426 | 0.00195 | 459.4128 | 0.15379 | 460.0224 | 0.16929
| 457.6905 | 0 | 460.2437 | 0.003066 | 459.6343 | 0.0067906 | 457.6905 | 0.0007803 | 460.2437 | 0.00077336 | 459.6343 | 0.0021423 | 459.6343 | 0.0038221 | 457.4953 | 0.75831 | 460.2437 | 0.32379 | 454.31 | 0.69238 | 460.2437 | 0.88404 | 457.6905 | 0.0256 | 460.2437 | 0.051177 | 454.31 | 0.0010305 | 460.2437 | 0.0063493 | 454.31 | -0.00076939 | 460.2437 | 0.0006762 | 457.4953 | 1.4334e-05 | 460.2437 | 0.00067136 | 457.4953 | 1.0695e-05 | 460.2437 | 0.00034053 | 459.6343 | 0.00050138 | 692.7054 | 0.00538 | 459.6343 | 0.0014524 | 691.9631 | 3.0002e-05 | 692.7054 | 0.0018 | 459.6343 | 0.16047 | 460.2437 | 0.16665
| 457.8036 | 0 | 460.4651 | 0.0012022 | 459.8558 | 0.0064896 | 457.8036 | 0.00027809 | 460.4651 | 0.00050415 | 459.8558 | -1.8528e-05 | 459.8558 | 0.0019477 | 457.6105 | 0.75163 | 460.4651 | 0.31554 | 454.53 | 0.70162 | 460.4651 | 0.89202 | 457.8036 | 0.02404 | 460.4651 | 0.048934 | 454.53 | 0.00044931 | 460.4651 | 0.0046139 | 454.53 | -0.0012245 | 460.4651 | 0 | 457.6105 | 2.8539e-05 | 460.4651 | 0 | 457.6105 | 2.3741e-05 | 460.4651 | 0 | 459.8558 | -0.00154 | 692.8681 | 0.00612 | 459.8558 | -0.0034533 | 692.126 | 0 | 692.8681 | 0.00192 | 459.8558 | 0.15098 | 460.4651 | 0.1624
| 457.9167 | 0.00116 | 460.6864 | 0.0021747 | 460.0773 | 0.0064268 | 457.9167 | 0.00123 | 460.6864 | 0.00082876 | 460.0773 | 0.002059 | 460.0773 | 0.0042217 | 457.7257 | 0.74363 | 460.6864 | 0.30947 | 454.75 | 0.72128 | 460.6864 | 0.90164 | 457.9167 | 0.0267 | 460.6864 | 0.053908 | 454.75 | 0.00032017 | 460.6864 | 0.0062219 | 454.75 | 0.00075855 | 460.6864 | 0.0011498 | 457.7257 | 1.458e-05 | 460.6864 | 0.0011285 | 457.7257 | 1.3045e-05 | 460.6864 | 0.00039327 | 460.0773 | 0.00052625 | 693.0309 | 0.00564 | 460.0773 | 0.0025888 | 692.2889 | 6.9993e-05 | 693.0309 | 0.00186 | 460.0773 | 0.1511 | 460.6864 | 0.15946
| 458.0298 | 0 | 460.9078 | 0.0012381 | 460.2988 | 0.0068318 | 458.0298 | 0 | 460.9078 | 0.00029271 | 460.2988 | 0.0010152 | 460.2988 | 0.0018328 | 457.8408 | 0.73767 | 460.9078 | 0.30512 | 454.98 | 0.73423 | 460.9078 | 0.91691 | 458.0298 | 0.02463 | 460.9078 | 0.054078 | 454.98 | 0.00073989 | 460.9078 | 0.0057013 | 454.98 | 0.002514 | 460.9078 | 0 | 457.8408 | 3.0507e-05 | 460.9078 | 0 | 457.8408 | 2.8012e-05 | 460.9078 | 0 | 460.2988 | -0.00105 | 693.1936 | 0.00443 | 460.2988 | -0.0012589 | 692.4517 | 0 | 693.1936 | 0.00204 | 460.2988 | 0.14652 | 460.9078 | 0.15558
| 458.1429 | 0.00152 | 461.1292 | 0.0025632 | 460.5203 | 0.0064744 | 458.1429 | 0.00163 | 461.1292 | 0.00088658 | 460.5203 | 0.0030041 | 460.5203 | 0.0038729 | 457.956 | 0.73085 | 461.1292 | 0.30318 | 455.2 | 0.74489 | 461.1292 | 0.92828 | 458.1429 | 0.02696 | 461.1292 | 0.057388 | 455.2 | 0.00012645 | 461.1292 | 0.0065598 | 455.2 | -0.0001192 | 461.1292 | 0.00040232 | 457.956 | 1.6243e-05 | 461.1292 | 0.00048416 | 457.956 | 1.5186e-05 | 461.1292 | 0.00045562 | 460.5203 | 0.0008152 | 693.3564 | 0.00586 | 460.5203 | 0.00067179 | 692.6146 | 0.00011 | 693.3564 | 0.00187 | 460.5203 | 0.14624 | 461.1292 | 0.15321
| 458.256 | 0 | 461.3506 | 0.001719 | 460.7419 | 0.0067004 | 458.256 | 0 | 461.3506 | 0.00060711 | 460.7419 | 0.0015302 | 460.7419 | 0.0017633 | 458.0712 | 0.72628 | 461.3506 | 0.29467 | 455.42 | 0.7654 | 461.3506 | 0.93452 | 458.256 | 0.02537 | 461.3506 | 0.058389 | 455.42 | -0.00032556 | 461.3506 | 0.0057543 | 455.42 | -0.00093193 | 461.3506 | 0 | 458.0712 | 3.1432e-05 | 461.3506 | 0 | 458.0712 | 2.5981e-05 | 461.3506 | 0 | 460.7419 | -0.0007846 | 693.5192 | 0.00411 | 460.7419 | -0.00026817 | 692.7775 | 0 | 693.5192 | 0.00198 | 460.7419 | 0.14119 | 461.3506 | 0.14901
| 458.3691 | 0.00057197 | 461.572 | 0.0011232 | 460.9634 | 0.0067651 | 458.3691 | 0.00158 | 461.572 | 0.00097392 | 460.9634 | 0.0024293 | 460.9634 | 0.0036493 | 458.1864 | 0.71882 | 461.572 | 0.29361 | 455.64 | 0.77426 | 461.572 | 0.95332 | 458.3691 | 0.0267 | 461.572 | 0.061103 | 455.64 | -3.4977e-05 | 461.572 | 0.0070339 | 455.64 | -0.00021673 | 461.572 | 0 | 458.1864 | 1.5704e-05 | 461.572 | 0.00091531 | 458.1864 | 1.1014e-05 | 461.572 | 0.00043882 | 460.9635 | 0.00132 | 693.6819 | 0.00645 | 460.9634 | 0.0016871 | 692.9404 | 8.9995e-05 | 693.6819 | 0.0018 | 460.9635 | 0.14376 | 461.572 | 0.14602
| 458.4822 | 0 | 461.7934 | 0.0013959 | 461.185 | 0.0053171 | 458.4822 | 0 | 461.7934 | 0.00012663 | 461.185 | 0.00069753 | 461.185 | 0.0023349 | 458.3016 | 0.71052 | 461.7934 | 0.28921 | 455.86 | 0.77852 | 461.7934 | 0.97246 | 458.4822 | 0.02651 | 461.7934 | 0.063017 | 455.86 | -0.0045874 | 461.7934 | 0.0064509 | 455.86 | -0.0015496 | 461.7934 | 0 | 458.3016 | 3.0097e-05 | 461.7934 | 0 | 458.3016 | 2.385e-05 | 461.7934 | 0 | 461.185 | -0.00124 | 693.8447 | 0.00439 | 461.185 | -0.0011433 | 693.1033 | 0 | 693.8447 | 0.00201 | 461.185 | 0.13876 | 461.7934 | 0.14219
| 458.5953 | 0.00094928 | 462.0149 | 0.0019405 | 461.4066 | 0.0068225 | 458.5953 | 0.00104 | 462.0149 | 0.0011969 | 461.4066 | 0.0023651 | 461.4066 | 0.0040966 | 458.4168 | 0.69933 | 462.0149 | 0.28552 | 456.09 | 0.7944 | 462.0149 | 0.97518 | 458.5953 | 0.0254 | 462.0149 | 0.065603 | 456.09 | -0.0011327 | 462.0149 | 0.0075339 | 456.09 | 0.0016038 | 462.0149 | 0.00066727 | 458.4168 | 1.4826e-05 | 462.0149 | 0.0012558 | 458.4168 | 1.3254e-05 | 462.0149 | 0.00037966 | 461.4066 | 0.00126 | 694.0075 | 0.00478 | 461.4066 | 0.002006 | 693.2663 | 6.9993e-05 | 694.0075 | 0.00182 | 461.4066 | 0.13812 | 462.0149 | 0.13996
| 458.7084 | 0 | 462.2363 | 0.0012329 | 461.6282 | 0.0066589 | 458.7084 | 0 | 462.2363 | 7.1891e-06 | 461.6282 | 0.00098146 | 461.6282 | 0.0019989 | 458.532 | 0.69002 | 462.2363 | 0.27641 | 456.31 | 0.81952 | 462.2363 | 0.97311 | 458.7084 | 0.02673 | 462.2363 | 0.065838 | 456.31 | -0.00074527 | 462.2363 | 0.0066913 | 456.31 | -5.4182e-05 | 462.2363 | 0 | 458.532 | 2.9687e-05 | 462.2363 | 0 | 458.532 | 2.8232e-05 | 462.2363 | 0 | 461.6282 | -0.00113 | 694.1703 | 0.00561 | 461.6282 | 0.00058514 | 693.4292 | 0 | 694.1703 | 0.00194 | 461.6282 | 0.13246 | 462.2363 | 0.13634
| 458.8215 | 0.00042823 | 462.4578 | 0.002281 | 461.8498 | 0.0063482 | 458.8215 | 0.00072829 | 462.4578 | 0.0017873 | 461.8498 | 0.0020158 | 461.8498 | 0.0038205 | 458.6472 | 0.68096 | 462.4578 | 0.2697 | 456.53 | 0.83471 | 462.4578 | 0.9671 | 458.8215 | 0.02659 | 462.4578 | 0.067875 | 456.53 | 0.00083675 | 462.4578 | 0.0079431 | 456.53 | 0.0009211 | 462.4578 | 0.0004961 | 458.6472 | 1.5294e-05 | 462.4578 | 0.00076213 | 458.6472 | 1.5186e-05 | 462.4578 | 0.00043634 | 461.8498 | 0.00075944 | 694.3331 | 0.00396 | 461.8498 | 5.6725e-05 | 693.5921 | 6.9993e-05 | 694.3331 | 0.00182 | 461.8498 | 0.12905 | 462.4578 | 0.13402
| 458.9346 | 0.00044991 | 462.6793 | 0.0015813 | 462.0715 | 0.006347 | 458.9346 | 0 | 462.6793 | 0.00058442 | 462.0715 | 0.00063636 | 462.0715 | 0.0019269 | 458.7625 | 0.676 | 462.6793 | 0.26219 | 456.75 | 0.83288 | 462.6793 | 0.96451 | 458.9346 | 0.02245 | 462.6793 | 0.067674 | 456.75 | -0.0019399 | 462.6793 | 0.0065716 | 456.75 | -8.6692e-05 | 462.6793 | 0 | 458.7625 | 3.0565e-05 | 462.6793 | 0 | 458.7625 | 2.6091e-05 | 462.6793 | 0 | 462.0715 | -0.00039342 | 694.4959 | 0.00482 | 462.0715 | -0.00085638 | 693.755 | 0 | 694.4959 | 0.00198 | 462.0715 | 0.12298 | 462.6793 | 0.12968
| 459.0477 | 0.00078757 | 462.9008 | 0.0021012 | 462.2931 | 0.0066004 | 459.0477 | 0.00179 | 462.9008 | 0.00087381 | 462.2931 | 0.0026865 | 462.2931 | 0.0035273 | 458.8777 | 0.67095 | 462.9008 | 0.25702 | 456.97 | 0.84931 | 462.9008 | 0.96458 | 459.0477 | 0.02821 | 462.9008 | 0.072566 | 456.97 | -0.00032556 | 462.9008 | 0.0082131 | 456.97 | 1.0836e-05 | 462.9008 | 0.00066127 | 458.8777 | 1.5517e-05 | 462.9008 | 0.00083854 | 458.8777 | 1.1332e-05 | 462.9008 | 0.00053186 | 462.2931 | 0.00172 | 694.6587 | 0.00619 | 462.2931 | 0.0014276 | 693.918 | 6.9993e-05 | 694.6587 | 0.00188 | 462.2931 | 0.12155 | 462.9008 | 0.12703
| 459.1608 | 0 | 463.1223 | 0.0011282 | 462.5148 | 0.0062683 | 459.1608 | 0 | 463.1223 | 0.00026826 | 462.5148 | 0.0011058 | 462.5148 | 0.001544 | 458.9929 | 0.66793 | 463.1223 | 0.25076 | 457.19 | 0.8687 | 463.1223 | 0.97161 | 459.1608 | 0.02619 | 463.1223 | 0.071477 | 457.19 | -0.00058385 | 463.1223 | 0.0070169 | 457.19 | 0.0031967 | 463.1223 | 0 | 458.9929 | 3.0202e-05 | 463.1223 | 0 | 458.9929 | 2.3093e-05 | 463.1223 | 0 | 462.5148 | -0.00065811 | 694.8215 | 0.00508 | 462.5148 | 0.00049738 | 694.0809 | 0 | 694.8215 | 0.00207 | 462.5148 | 0.1157 | 463.1223 | 0.12372
| 459.2739 | 0.0012 | 463.3438 | 0.0026561 | 462.7365 | 0.0067027 | 459.2739 | 0.00127 | 463.3438 | 0.00083741 | 462.7365 | 0.0028719 | 462.7365 | 0.0036916 | 459.1081 | 0.66141 | 463.3438 | 0.24949 | 457.42 | 0.8741 | 463.3438 | 0.98364 | 459.2739 | 0.02744 | 463.3438 | 0.076867 | 457.42 | -0.001165 | 463.3438 | 0.0089829 | 457.42 | -0.0015171 | 463.3438 | 0.00051886 | 459.1081 | 1.4802e-05 | 463.3438 | 0.00090779 | 459.1081 | 1.198e-05 | 463.3438 | 0.00034265 | 462.7364 | 0.00133 | 694.9843 | 0.00684 | 462.7365 | 0.0015827 | 694.2438 | 5.0004e-05 | 694.9843 | 0.00201 | 462.7364 | 0.11484 | 463.3438 | 0.12192
| 459.387 | 0 | 463.5653 | 0.00095282 | 462.9581 | 0.0062265 | 459.387 | 0 | 463.5653 | 2.0172e-05 | 462.9581 | 0.001392 | 462.9581 | 0.0018869 | 459.2234 | 0.655 | 463.5653 | 0.24279 | 457.64 | 0.88698 | 463.5653 | 0.98581 | 459.387 | 0.02716 | 463.5653 | 0.076931 | 457.64 | 0.0019991 | 463.5653 | 0.0076936 | 457.64 | 4.3346e-05 | 463.5653 | 0 | 459.2234 | 3.0097e-05 | 463.5653 | 0 | 459.2234 | 2.4169e-05 | 463.5653 | 0 | 462.9581 | -0.00010038 | 695.1472 | 0.00482 | 462.9581 | -0.0026808 | 694.4068 | 0 | 695.1472 | 0.00213 | 462.9581 | 0.10935 | 463.5653 | 0.11863
| 459.5001 | 0.00188 | 463.7869 | 0.0020639 | 463.1798 | 0.0063802 | 459.5001 | 0.00121 | 463.7869 | 0.00098992 | 463.1798 | 0.0024771 | 463.1798 | 0.0035265 | 459.3386 | 0.64547 | 463.7869 | 0.24238 | 457.86 | 0.8996 | 463.7869 | 1 | 459.5001 | 0.02713 | 463.7869 | 0.082517 | 457.86 | -0.00087442 | 463.7869 | 0.0092151 | 457.86 | -0.0014846 | 463.7869 | 0.00049738 | 459.3386 | 1.5599e-05 | 463.7869 | 0.0010817 | 459.3386 | 1.2408e-05 | 463.7869 | 0.00044296 | 463.1798 | 0.00064656 | 695.31 | 0.00528 | 463.1798 | 0.0014583 | 694.5697 | 6.9993e-05 | 695.31 | 0.00187 | 463.1798 | 0.11012 | 463.7869 | 0.11746
| 459.6132 | 0 | 464.0085 | 0.0016564 | 463.4016 | 0.006496 | 459.6132 | 0 | 464.0085 | 0.0004297 | 463.4016 | 0.00037169 | 463.4016 | 0.0019691 | 459.4538 | 0.63809 | 464.0085 | 0.23651 | 458.08 | 0.9146 | 464.0085 | 0.99651 | 459.6132 | 0.02736 | 464.0085 | 0.083481 | 458.08 | -0.0025855 | 464.0085 | 0.0087739 | 458.08 | -0.0016147 | 464.0085 | 0 | 459.4538 | 3.1057e-05 | 464.0085 | 0 | 459.4538 | 2.5025e-05 | 464.0084 | 0 | 463.4016 | -0.00076747 | 695.4728 | 0.00563 | 463.4016 | -0.0008312 | 694.7327 | 0 | 695.4728 | 0.00198 | 463.4016 | 0.10633 | 464.0085 | 0.11489
| 459.7263 | 0.00015871 | 464.23 | 0.0023179 | 463.6233 | 0.0064955 | 459.7263 | 0.00091902 | 464.23 | 0.00043984 | 463.6233 | 0.0017994 | 463.6233 | 0.0035421 | 459.5691 | 0.62978 | 464.23 | 0.23134 | 458.3 | 0.91133 | 464.23 | 0.99152 | 459.7263 | 0.0277 | 464.23 | 0.087477 | 458.3 | -0.0029085 | 464.23 | 0.009679 | 458.3 | -0.0017446 | 464.23 | 0.0012906 | 459.5691 | 1.5973e-05 | 464.23 | 0.0015152 | 459.5691 | 1.2837e-05 | 464.23 | 0.00045939 | 463.6233 | 0.0013 | 695.6357 | 0.0064 | 463.6233 | 0.0023245 | 694.8957 | 3.0002e-05 | 695.6357 | 0.00187 | 463.6233 | 0.102 | 464.23 | 0.11327
| 459.8395 | 0 | 464.4516 | 0.0021276 | 463.845 | 0.0060893 | 459.8395 | 0 | 464.4516 | 0.00049889 | 463.845 | 0.0014572 | 463.845 | 0.0017909 | 459.6843 | 0.62377 | 464.4516 | 0.22192 | 458.53 | 0.92763 | 464.4516 | 0.98152 | 459.8395 | 0.02668 | 464.4516 | 0.08606 | 458.53 | 0.00080447 | 464.4516 | 0.0088315 | 458.53 | 0.00056349 | 464.4516 | 0 | 459.6843 | 2.9687e-05 | 464.4516 | 0 | 459.6843 | 2.6519e-05 | 464.4516 | 0 | 463.845 | -0.00012638 | 695.7985 | 0.00659 | 463.845 | 0.0012397 | 695.0586 | 0 | 695.7985 | 0.00213 | 463.845 | 0.09679 | 464.4516 | 0.10977
| 459.9526 | 0.00051807 | 464.6732 | 0.0024856 | 464.0668 | 0.0061749 | 459.9526 | 0.00111 | 464.6732 | 0.00083738 | 464.0668 | 0.0030475 | 464.0668 | 0.0031653 | 459.7996 | 0.61666 | 464.6732 | 0.21773 | 458.75 | 0.93987 | 464.6732 | 0.97637 | 459.9526 | 0.0292 | 464.6732 | 0.089562 | 458.75 | -0.00093899 | 464.6732 | 0.010098 | 458.75 | 0.0009536 | 464.6732 | 0.00066197 | 459.7996 | 1.4229e-05 | 464.6732 | 0.0015188 | 459.7996 | 1.3902e-05 | 464.6732 | 0.00047455 | 464.0668 | 0.00024048 | 695.9614 | 0.007 | 464.0668 | -0.0015063 | 695.2216 | 6.9993e-05 | 695.9614 | 0.00195 | 464.0668 | 0.09511 | 464.6732 | 0.10752
| 460.0657 | 0 | 464.8948 | 0.0020863 | 464.2886 | 0.0058761 | 460.0657 | 0 | 464.8948 | 4.792e-05 | 464.2886 | -0.00016129 | 464.2886 | 0.0017316 | 459.9149 | 0.61094 | 464.8948 | 0.20654 | 458.97 | 0.94354 | 464.8948 | 0.95758 | 460.0657 | 0.0281 | 464.8948 | 0.088415 | 458.97 | -6.7263e-05 | 464.8948 | 0.0089825 | 458.97 | -0.0032725 | 464.8948 | 0 | 459.9149 | 2.9312e-05 | 464.8948 | 0 | 459.9149 | 2.4169e-05 | 464.8948 | 0 | 464.2886 | -0.00033851 | 696.1242 | 0.0052 | 464.2886 | -0.00090694 | 695.3846 | 0 | 696.1242 | 0.00213 | 464.2886 | 0.09185 | 464.8948 | 0.10366
| 460.1788 | 0.00076961 | 465.1165 | 0.0021297 | 464.5103 | 0.0059091 | 460.1788 | 0.00192 | 465.1165 | 0.00059702 | 464.5103 | 0.0018382 | 464.5103 | 0.003177 | 460.0301 | 0.60309 | 465.1165 | 0.20349 | 459.19 | 0.95349 | 465.1165 | 0.95045 | 460.1788 | 0.02875 | 465.1165 | 0.09288 | 459.19 | 0.00032017 | 465.1165 | 0.010311 | 459.19 | 0.00027091 | 465.1165 | 0.00046421 | 460.0301 | 1.9334e-05 | 465.1165 | 0.0010197 | 460.0301 | 1.3792e-05 | 465.1165 | 0.00067828 | 464.5104 | 0.00063013 | 696.2871 | 0.00665 | 464.5103 | 0.0018325 | 695.5476 | 3.0002e-05 | 696.2871 | 0.00204 | 464.5104 | 0.09063 | 465.1165 | 0.10196
| 460.2919 | 0 | 465.3381 | 0.0022422 | 464.7321 | 0.0060461 | 460.2919 | 0 | 465.3381 | 0.0011166 | 464.7321 | 0.002438 | 464.7321 | 0.0029764 | 460.1454 | 0.59491 | 465.3381 | 0.19795 | 459.41 | 0.96523 | 465.3381 | 0.95879 | 460.2919 | 0.02946 | 465.3381 | 0.098715 | 459.41 | -0.0012941 | 465.3381 | 0.010769 | 459.41 | 0.00053099 | 465.3381 | 0.00028515 | 460.1454 | 2.1782e-05 | 465.3381 | 0.00071125 | 460.1454 | 1.6998e-05 | 465.3381 | 0.00050275 | 464.7321 | 0.00054594 | 696.45 | 0.00672 | 464.7321 | -0.0013442 | 695.7106 | 0 | 696.45 | 0.00208 | 464.7321 | 0.09048 | 465.3381 | 0.099425
| 460.4051 | 0 | 465.5598 | 0.0010742 | 464.954 | 0.0063945 | 460.4051 | 0.00062425 | 465.5598 | 0.00039649 | 464.954 | 0.0010508 | 464.954 | 0.0019661 | 460.2607 | 0.58635 | 465.5598 | 0.19247 | 459.64 | 0.98321 | 465.5598 | 0.96147 | 460.4051 | 0.03073 | 465.5598 | 0.10209 | 459.64 | -0.0016493 | 465.5598 | 0.010929 | 459.64 | -0.0021348 | 465.5598 | 0 | 460.2607 | 1.0926e-05 | 465.5598 | 0 | 460.2607 | 7.5878e-06 | 465.5598 | 0 | 464.954 | -0.0011 | 696.6128 | 0.00556 | 464.954 | -0.0012049 | 695.8736 | 1.0001e-05 | 696.6128 | 0.00204 | 464.954 | 0.08811 | 465.5598 | 0.097341
| 460.5182 | 0 | 465.7814 | 0.0023887 | 465.1758 | 0.0064296 | 460.5182 | 0 | 465.7814 | 0.0011651 | 465.1758 | 0.0030692 | 465.1758 | 0.0033262 | 460.3759 | 0.57732 | 465.7814 | 0.19206 | 459.86 | 0.98254 | 465.7814 | 0.96958 | 460.5182 | 0.02997 | 465.7814 | 0.1063 | 459.86 | -0.0020045 | 465.7814 | 0.011981 | 459.86 | 0.002449 | 465.7814 | 0.00050889 | 460.3759 | 9.7902e-06 | 465.7814 | 0.0014207 | 460.3759 | 6.6324e-06 | 465.7814 | 0.00035716 | 465.1758 | 0.00111 | 696.7757 | 0.0067 | 465.1758 | -6.2959e-05 | 696.0366 | 6.6672e-06 | 696.7757 | 0.00193 | 465.1758 | 0.0917 | 465.7814 | 0.096668
| 460.6313 | 0.00023058 | 466.0031 | 0.0016577 | 465.3976 | 0.0060736 | 460.6313 | 0.00086701 | 466.0031 | 0.00088619 | 465.3976 | 0.0010686 | 465.3976 | 0.0016448 | 460.4912 | 0.57116 | 466.0031 | 0.18605 | 460.08 | 0.98435 | 466.0031 | 0.96884 | 460.6313 | 0.02923 | 466.0031 | 0.10861 | 460.08 | -2.6905e-06 | 466.0031 | 0.011222 | 460.08 | 7.5855e-05 | 466.0031 | 0 | 460.4912 | 1.061e-05 | 466.0031 | 0 | 460.4912 | 5.0292e-06 | 466.0031 | 0 | 465.3976 | -0.00077149 | 696.9386 | 0.0057 | 465.3976 | -0.0014673 | 696.1996 | 3.0002e-05 | 696.9386 | 0.00201 | 465.3976 | 0.08485 | 466.0031 | 0.09455
| 460.7444 | 0 | 466.2248 | 0.0020247 | 465.6195 | 0.0063972 | 460.7444 | 0 | 466.2248 | 0.00052014 | 465.6195 | 0.0025166 | 465.6195 | 0.0033966 | 460.6065 | 0.56438 | 466.2248 | 0.18449 | 460.3 | 0.98388 | 466.2248 | 0.97088 | 460.7444 | 0.02949 | 466.2248 | 0.11331 | 460.3 | 0.00080447 | 466.2248 | 0.012796 | 460.3 | -0.00086692 | 466.2248 | 0.00041608 | 460.6065 | 8.584e-06 | 466.2248 | 0.00057378 | 460.6065 | 6.0944e-06 | 466.2248 | 0.00065291 | 465.6195 | 0.00141 | 697.1015 | 0.00914 | 465.6195 | -0.00030001 | 696.3626 | 0 | 697.1015 | 0.00192 | 465.6195 | 0.09188 | 466.2248 | 0.093835
| 460.8576 | 0.00078757 | 466.4465 | 0.0017467 | 465.8414 | 0.0057505 | 460.8576 | 0.00146 | 466.4465 | 0.00023238 | 465.8414 | 0.00082052 | 465.8414 | 0.0017822 | 460.7218 | 0.56058 | 466.4465 | 0.17698 | 460.53 | 0.99185 | 466.4465 | 0.96016 | 460.8576 | 0.03142 | 466.4465 | 0.11453 | 460.53 | -3.4977e-05 | 466.4465 | 0.012151 | 460.53 | -0.00099695 | 466.4465 | 0 | 460.7218 | 9.0759e-06 | 466.4465 | 0 | 460.7218 | 8.8725e-06 | 466.4465 | 0 | 465.8413 | -0.00108 | 697.2644 | 0.00712 | 465.8414 | -0.0016198 | 696.5256 | 3.0002e-05 | 697.2644 | 0.00198 | 465.8413 | 0.0857 | 466.4465 | 0.0919
| 460.9707 | 0 | 466.6682 | 0.0022423 | 466.0632 | 0.0063663 | 460.9707 | 0 | 466.6682 | 0.00067989 | 466.0632 | 0.0024136 | 466.0632 | 0.0032517 | 460.8371 | 0.55454 | 466.6682 | 0.17569 | 460.75 | 0.99727 | 466.6682 | 0.95742 | 460.9707 | 0.03025 | 466.6682 | 0.11944 | 460.75 | 0.00051389 | 466.6682 | 0.013653 | 460.75 | -0.00041178 | 466.6682 | 0.00028444 | 460.8371 | 9.2632e-06 | 466.6682 | 0.00090308 | 460.8371 | 9.729e-06 | 466.6682 | 0.00049009 | 466.0632 | 0.00141 | 697.4273 | 0.00645 | 466.0632 | 0.0013235 | 696.6886 | 0 | 697.4273 | 0.00188 | 466.0632 | 0.08528 | 466.6682 | 0.091199
| 461.0839 | 0.00093132 | 466.89 | 0.00022281 | 466.2851 | 0.006099 | 461.0839 | 0.00091902 | 466.89 | 0.00035419 | 466.2851 | 0.0011377 | 466.2851 | 0.0014118 | 460.9524 | 0.55006 | 466.89 | 0.16879 | 460.97 | 0.99616 | 466.89 | 0.94496 | 461.0839 | 0.02932 | 466.89 | 0.1196 | 460.97 | -0.00035784 | 466.89 | 0.012508 | 460.97 | 0.00040094 | 466.89 | 0 | 460.9524 | 1.0844e-05 | 466.89 | 0 | 460.9524 | 1.2298e-05 | 466.8899 | 0 | 466.2851 | -0.00088385 | 697.5902 | 0.00547 | 466.2851 | 0.00017452 | 696.8517 | 1.0001e-05 | 697.5902 | 0.00196 | 466.2851 | 0.08224 | 466.89 | 0.088983
| 461.197 | 0 | 467.1117 | 0.0021196 | 466.507 | 0.0062355 | 461.197 | 0 | 467.1117 | 0.0011028 | 466.507 | 0.0021369 | 466.507 | 0.0032385 | 461.0677 | 0.54318 | 467.1117 | 0.16494 | 461.19 | 0.98863 | 467.1117 | 0.93448 | 461.197 | 0.0298 | 467.1117 | 0.12441 | 461.19 | 0.00064304 | 467.1117 | 0.013944 | 461.19 | -0.00093193 | 467.1117 | 3.1513e-05 | 461.0677 | 1.0938e-05 | 467.1117 | 0.00069017 | 461.0677 | 9.0921e-06 | 467.1117 | 0.00034842 | 466.507 | 0.00122 | 697.7531 | 0.00791 | 466.507 | 0.0005114 | 697.0147 | 0 | 697.7531 | 0.00189 | 466.507 | 0.08306 | 467.1117 | 0.088457
| 461.3101 | 0.00033839 | 467.3335 | 0.0019919 | 466.729 | 0.0062613 | 461.3101 | 0.00192 | 467.3335 | 0.00040586 | 466.729 | 0.0011314 | 466.729 | 0.0017821 | 461.183 | 0.53785 | 467.3335 | 0.16046 | 461.41 | 1 | 467.3335 | 0.93054 | 461.3101 | 0.02934 | 467.3335 | 0.126 | 461.41 | 0.00041703 | 467.3335 | 0.013157 | 461.41 | 0.0014737 | 467.3335 | 0 | 461.183 | 1.0633e-05 | 467.3335 | 0 | 461.183 | 8.1258e-06 | 467.3335 | 0 | 466.729 | -0.00078558 | 697.9161 | 0.00644 | 466.729 | -0.0016824 | 697.1777 | 3.0002e-05 | 697.9161 | 0.002 | 466.729 | 0.07974 | 467.3335 | 0.087112
| 461.4233 | 0 | 467.5552 | 0.0027474 | 466.9509 | 0.0064586 | 461.4233 | 0 | 467.5552 | 0.00099495 | 466.9509 | 0.0026668 | 466.9509 | 0.0032318 | 461.2983 | 0.53078 | 467.5552 | 0.1583 | 461.64 | 0.98678 | 467.5552 | 0.92937 | 461.4233 | 0.03116 | 467.5552 | 0.13126 | 461.64 | -0.00022869 | 467.5552 | 0.014958 | 461.64 | -0.0026874 | 467.5552 | 0.00077572 | 461.2983 | 1.0141e-05 | 467.5552 | 0.0010921 | 461.2983 | 4.2825e-06 | 467.5552 | 0.00055026 | 466.9509 | 0.00035192 | 698.079 | 0.00874 | 466.9509 | 0.0018123 | 697.3408 | 6.6672e-06 | 698.079 | 0.00193 | 466.9509 | 0.08168 | 467.5552 | 0.086696
| 461.5364 | 0 | 467.777 | 0.0017797 | 467.1728 | 0.0064143 | 461.5364 | 0.00083232 | 467.777 | 0.00093764 | 467.1728 | 0.0013746 | 467.1728 | 0.0017172 | 461.4136 | 0.52538 | 467.777 | 0.15239 | 461.86 | 0.99154 | 467.777 | 0.92263 | 461.5364 | 0.03056 | 467.777 | 0.13443 | 461.86 | -0.0047487 | 467.777 | 0.014632 | 461.86 | -0.00298 | 467.777 | 0 | 461.4136 | 9.4038e-06 | 467.777 | 0 | 461.4136 | 5.6661e-06 | 467.777 | 0 | 467.1728 | -0.00031703 | 698.2419 | 0.00686 | 467.1728 | -0.001276 | 697.5038 | 3.0002e-05 | 698.2419 | 0.00204 | 467.1728 | 0.07875 | 467.777 | 0.085039
| 461.6496 | 0 | 467.9988 | 0.0026401 | 467.3948 | 0.0064512 | 461.6496 | 0 | 467.9988 | 0.0014674 | 467.3948 | 0.0022677 | 467.3948 | 0.003224 | 461.529 | 0.51847 | 467.9988 | 0.14906 | 462.08 | 0.98769 | 467.9988 | 0.91269 | 461.6496 | 0.03182 | 467.9988 | 0.13888 | 462.08 | 0.00051389 | 467.9988 | 0.015618 | 462.08 | 0.00033593 | 467.9988 | 0.00025965 | 461.529 | 9.9542e-06 | 467.9988 | 0.0013833 | 461.529 | 6.7313e-06 | 467.9988 | 0.00052257 | 467.3948 | 0.00084733 | 698.4049 | 0.00795 | 467.3948 | -0.0019032 | 697.6669 | 6.6672e-06 | 698.4049 | 0.00196 | 467.3948 | 0.07792 | 467.9988 | 0.084691
| 461.7627 | 0 | 468.2206 | 0.001923 | 467.6168 | 0.0057881 | 461.7627 | 0.00173 | 468.2206 | 0.0001968 | 467.6168 | 0.00017835 | 467.6168 | 0.0016843 | 461.6443 | 0.51401 | 468.2206 | 0.1429 | 462.3 | 0.97687 | 468.2206 | 0.89714 | 461.7627 | 0.03079 | 468.2206 | 0.14002 | 462.3 | -0.00032556 | 468.2206 | 0.014898 | 462.3 | -5.4182e-05 | 468.2206 | 0 | 461.6443 | 9.9776e-06 | 468.2206 | 0 | 461.6443 | 8.8725e-06 | 468.2206 | 0 | 467.6168 | -0.00119 | 698.5678 | 0.00705 | 467.6168 | -0.0035777 | 697.83 | 1.0001e-05 | 698.5678 | 0.00197 | 467.6168 | 0.07615 | 468.2206 | 0.083524
| 461.8759 | 0 | 468.4425 | 0.0024223 | 467.8388 | 0.0065181 | 461.8759 | 0 | 468.4425 | 0.00083248 | 467.8388 | 0.0022179 | 467.8388 | 0.0031893 | 461.7596 | 0.50822 | 468.4425 | 0.1429 | 462.53 | 0.96847 | 468.4425 | 0.89701 | 461.8759 | 0.03094 | 468.4425 | 0.14597 | 462.53 | -0.00077756 | 468.4425 | 0.016222 | 462.53 | 0.00066102 | 468.4425 | 0.00057548 | 461.7596 | 1.0575e-05 | 468.4425 | 0.00090165 | 461.7596 | 7.9172e-06 | 468.4425 | 0.00047489 | 467.8388 | 0.00031673 | 698.7307 | 0.01079 | 467.8388 | 0.0011515 | 697.993 | 6.6672e-06 | 698.7307 | 0.00181 | 467.8388 | 0.07629 | 468.4425 | 0.083774
| 461.989 | 0.00041025 | 468.6643 | 0.0016108 | 468.0608 | 0.0059884 | 461.989 | 0.00158 | 468.6643 | 0.00014235 | 468.0608 | 0.0014252 | 468.0608 | 0.0017807 | 461.875 | 0.50354 | 468.6643 | 0.13725 | 462.75 | 0.95639 | 468.6643 | 0.89202 | 461.989 | 0.02991 | 468.6643 | 0.15021 | 462.75 | -0.00032556 | 468.6643 | 0.015729 | 462.75 | 0.0014413 | 468.6643 | 0 | 461.875 | 1.1043e-05 | 468.6643 | 0 | 461.875 | 8.6639e-06 | 468.6643 | 0 | 468.0608 | -0.00118 | 698.8937 | 0.00654 | 468.0608 | -0.0025981 | 698.1561 | 1.0001e-05 | 698.8937 | 0.00194 | 468.0608 | 0.07354 | 468.6643 | 0.08258
| 462.1022 | 0 | 468.8862 | 0.002888 | 468.2828 | 0.0064946 | 462.1022 | 0 | 468.8862 | 0.001123 | 468.2828 | 0.0016232 | 468.2828 | 0.0032043 | 461.9903 | 0.49602 | 468.8862 | 0.13619 | 462.97 | 0.96166 | 468.8862 | 0.88271 | 462.1022 | 0.02983 | 468.8862 | 0.1546 | 462.97 | -0.0013587 | 468.8862 | 0.017432 | 462.97 | 0.002449 | 468.8862 | 0.00073012 | 461.9903 | 9.8371e-06 | 468.8862 | 0.0009346 | 461.9903 | 6.8411e-06 | 468.8862 | 0.00038916 | 468.2828 | 0.00136 | 699.0567 | 0.0094 | 468.2828 | 2.4333e-05 | 698.3192 | 0 | 699.0567 | 0.0019 | 468.2828 | 0.07304 | 468.8862 | 0.082394
| 462.2153 | 0.00015871 | 469.108 | 0.0017042 | 468.5048 | 0.0062423 | 462.2153 | 0.00166 | 469.108 | 0.00045181 | 468.5048 | 0.00078866 | 468.5048 | 0.0016976 | 462.1056 | 0.49002 | 469.108 | 0.1305 | 463.19 | 0.9627 | 469.108 | 0.87829 | 462.2153 | 0.03105 | 469.108 | 0.15709 | 463.19 | -0.0014878 | 469.108 | 0.016817 | 463.19 | -0.0019072 | 469.108 | 0 | 462.1056 | 1.1043e-05 | 469.108 | 0 | 462.1056 | 6.8411e-06 | 469.108 | 0 | 468.5048 | -0.00108 | 699.2196 | 0.00809 | 468.5048 | -0.0012582 | 698.4823 | 1.0001e-05 | 699.2196 | 0.00212 | 468.5048 | 0.07168 | 469.108 | 0.080935
| 462.3285 | 8.9983e-05 | 469.3299 | 0.0022868 | 468.7269 | 0.0063303 | 462.3285 | 0 | 469.3299 | 0.0013963 | 468.7269 | 0.0022003 | 468.7269 | 0.0033443 | 462.221 | 0.48225 | 469.3299 | 0.13044 | 463.41 | 0.94358 | 469.3299 | 0.87851 | 462.3285 | 0.03037 | 469.3299 | 0.16445 | 463.41 | -0.00061613 | 469.3299 | 0.018516 | 463.41 | -0.0016472 | 469.3299 | 0.00098781 | 462.221 | 1.0282e-05 | 469.3299 | 0.00096208 | 462.221 | 7.3791e-06 | 469.3299 | 0.00017746 | 468.7269 | 0.00069332 | 699.3826 | 0.01174 | 468.7269 | -0.0012804 | 698.6453 | 0 | 699.3826 | 0.00203 | 468.7269 | 0.07305 | 469.3299 | 0.081158
| 462.4416 | 0.0006079 | 469.5518 | 0.0019768 | 468.949 | 0.0063136 | 462.4416 | 0.00113 | 469.5518 | 0.00052037 | 468.949 | 0.00067708 | 468.949 | 0.0016051 | 462.3363 | 0.47713 | 469.5518 | 0.12539 | 463.64 | 0.94571 | 469.5518 | 0.86847 | 462.4416 | 0.03071 | 469.5518 | 0.16849 | 463.64 | -0.0016815 | 469.5518 | 0.018372 | 463.64 | -0.00047681 | 469.5518 | 0 | 462.3363 | 1.2788e-05 | 469.5518 | 0 | 462.3363 | 8.8725e-06 | 469.5518 | 0 | 468.949 | -9.6803e-05 | 699.5456 | 0.00899 | 468.949 | -0.0012164 | 698.8084 | 0 | 699.5456 | 0.00211 | 468.949 | 0.06959 | 469.5518 | 0.079764
| 462.5548 | 0 | 469.7737 | 0.0022823 | 469.171 | 0.0064293 | 462.5548 | 0 | 469.7737 | 0.0011637 | 469.171 | 0.002502 | 469.171 | 0.003277 | 462.4517 | 0.47151 | 469.7737 | 0.1242 | 463.86 | 0.9198 | 469.7737 | 0.85808 | 462.5548 | 0.03304 | 469.7737 | 0.17477 | 463.86 | -0.00048698 | 469.7737 | 0.019807 | 463.86 | 0.00030341 | 469.7737 | 0.00030817 | 462.4517 | 1.0903e-05 | 469.7737 | 0.0014 | 462.4517 | 8.9823e-06 | 469.7737 | 0.00056791 | 469.171 | 0.00072875 | 699.7086 | 0.01148 | 469.171 | 0.0011878 | 698.9715 | 6.6672e-06 | 699.7086 | 0.00192 | 469.171 | 0.07091 | 469.7737 | 0.080412
| 462.668 | 0.00087741 | 469.9956 | 0.0016976 | 469.3931 | 0.0049743 | 462.668 | 0.00084967 | 469.9956 | -0.00017063 | 469.3931 | 0.0016392 | 469.3931 | 0.0016356 | 462.567 | 0.46836 | 469.9956 | 0.11998 | 464.08 | 0.93372 | 469.9956 | 0.85389 | 462.668 | 0.0302 | 469.9956 | 0.17738 | 464.08 | -0.0018108 | 469.9956 | 0.019301 | 464.08 | 1.0836e-05 | 469.9956 | 0 | 462.567 | 1.0903e-05 | 469.9956 | 0 | 462.567 | 9.6192e-06 | 469.9956 | 0 | 469.3931 | -0.00065255 | 699.8715 | 0.00907 | 469.3931 | -0.0015242 | 699.1346 | 1.0001e-05 | 699.8715 | 0.00201 | 469.3931 | 0.06836 | 469.9956 | 0.079313
| 462.7811 | 0 | 470.2176 | 0.0022161 | 469.6152 | 0.0060975 | 462.7811 | 0 | 470.2176 | 0.00061422 | 469.6152 | 0.0024689 | 469.6152 | 0.0031334 | 462.6824 | 0.46288 | 470.2176 | 0.11942 | 464.3 | 0.91367 | 470.2176 | 0.85466 | 462.7811 | 0.03008 | 470.2176 | 0.18672 | 464.3 | -0.0016815 | 470.2176 | 0.020851 | 464.3 | 0.00046596 | 470.2176 | 0.00012077 | 462.6824 | 8.7714e-06 | 470.2176 | 0.00088589 | 462.6824 | 1.0267e-05 | 470.2176 | 0.0003901 | 469.6152 | 0.00066119 | 700.0345 | 0.01157 | 469.6152 | 0.0002457 | 699.2977 | 6.6672e-06 | 700.0345 | 0.00199 | 469.6152 | 0.06948 | 470.2176 | 0.079717
| 462.8943 | 0 | 470.4395 | 0.00097642 | 469.8373 | 0.0056731 | 462.8943 | 0 | 470.4395 | 0.00024265 | 469.8373 | 0.00097205 | 469.8373 | 0.0016447 | 462.7978 | 0.45814 | 470.4395 | 0.11432 | 464.53 | 0.91372 | 470.4395 | 0.84409 | 462.8943 | 0.03196 | 470.4395 | 0.19065 | 464.53 | -0.00093899 | 470.4395 | 0.020627 | 464.53 | 0.00056349 | 470.4395 | 0 | 462.7978 | 9.4389e-06 | 470.4395 | 0 | 462.7978 | 1.2079e-05 | 470.4395 | 0 | 469.8373 | -0.00084467 | 700.1975 | 0.00782 | 469.8373 | -0.002018 | 699.4609 | 1.0001e-05 | 700.1975 | 0.00217 | 469.8373 | 0.06544 | 470.4395 | 0.078379
| 463.0075 | 0 | 470.6615 | 0.0020921 | 470.0595 | 0.0060492 | 463.0075 | 0 | 470.6615 | 0.0015557 | 470.0595 | 0.0025116 | 470.0595 | 0.0030288 | 462.9131 | 0.4511 | 470.6615 | 0.11418 | 464.75 | 0.88124 | 470.6615 | 0.83876 | 463.0075 | 0.03003 | 470.6615 | 0.19819 | 464.75 | 0.0010628 | 470.6615 | 0.021995 | 464.75 | -0.00037928 | 470.6615 | 5.6586e-05 | 462.9131 | 9.6263e-06 | 470.6615 | 0.00092654 | 462.9131 | 1.0805e-05 | 470.6615 | 0.00034998 | 470.0595 | 0.00082553 | 700.3606 | 0.01106 | 470.0595 | -0.00010835 | 699.624 | 6.6672e-06 | 700.3606 | 0.00205 | 470.0595 | 0.0669 | 470.6615 | 0.078914
| 463.1206 | 0.00087741 | 470.8834 | 0.0022359 | 470.2816 | 0.0054511 | 463.1206 | 0.00132 | 470.8834 | 0.00036147 | 470.2816 | 0.00098908 | 470.2816 | 0.0017055 | 463.0285 | 0.44621 | 470.8834 | 0.11051 | 464.97 | 0.87656 | 470.8834 | 0.83124 | 463.1206 | 0.03122 | 470.8834 | 0.20234 | 464.97 | -0.0030376 | 470.8834 | 0.021698 | 464.97 | -0.0001192 | 470.8834 | 0 | 463.0285 | 1.0247e-05 | 470.8834 | 0 | 463.0285 | 1.0805e-05 | 470.8834 | 0 | 470.2816 | -0.00087645 | 700.5236 | 0.01277 | 470.2816 | -0.00036088 | 699.7871 | 3.0002e-05 | 700.5236 | 0.0021 | 470.2816 | 0.06487 | 470.8834 | 0.078234
| 463.2338 | 0 | 471.1054 | 0.0017762 | 470.5038 | 0.0062278 | 463.2338 | 0 | 471.1054 | 0.00094921 | 470.5038 | 0.0026486 | 470.5038 | 0.0030324 | 463.1439 | 0.44025 | 471.1054 | 0.10975 | 465.19 | 0.86408 | 471.1054 | 0.82633 | 463.2338 | 0.0292 | 471.1054 | 0.21079 | 465.19 | 0.002096 | 471.1054 | 0.024203 | 465.19 | -0.001062 | 471.1054 | 0.0011614 | 463.1439 | 1.0575e-05 | 471.1054 | 0.00080274 | 463.1439 | 7.1595e-06 | 471.1054 | 0.00049715 | 470.5038 | 0.00108 | 700.6866 | 0.01222 | 470.5038 | 0.0014179 | 699.9502 | 6.6672e-06 | 700.6866 | 0.00191 | 470.5038 | 0.0641 | 471.1054 | 0.078389
| 463.347 | 1.4969e-05 | 471.3274 | 0.0021307 | 470.7259 | 0.0059854 | 463.347 | 0.00212 | 471.3274 | 0.0006544 | 470.7259 | 0.00074043 | 470.7259 | 0.001669 | 463.2593 | 0.43659 | 471.3274 | 0.10511 | 465.42 | 0.84367 | 471.3274 | 0.81213 | 463.347 | 0.02897 | 471.3274 | 0.21473 | 465.42 | -0.00061613 | 471.3274 | 0.023418 | 465.42 | -0.0017121 | 471.3274 | 0 | 463.2593 | 1.0305e-05 | 471.3274 | 0 | 463.2593 | 4.8096e-06 | 471.3274 | 0 | 470.7259 | -0.00033733 | 700.8496 | 0.01333 | 470.7259 | -0.0022297 | 700.1134 | 1.0001e-05 | 700.8496 | 0.00198 | 470.7259 | 0.06273 | 471.3274 | 0.077568
| 463.4601 | 0 | 471.5494 | 0.0022713 | 470.9481 | 0.0059889 | 463.4601 | 0 | 471.5494 | 0.0011054 | 470.9481 | 0.0018418 | 470.9481 | 0.0027521 | 463.3747 | 0.43137 | 471.5494 | 0.10441 | 465.64 | 0.8367 | 471.5494 | 0.80821 | 463.4601 | 0.02662 | 471.5494 | 0.22244 | 465.64 | -9.9549e-05 | 471.5494 | 0.025079 | 465.64 | 0.0017663 | 471.5494 | 0.00097214 | 463.3747 | 1.068e-05 | 471.5494 | 0.00082638 | 463.3747 | 6.0944e-06 | 471.5494 | 0.00050565 | 470.9481 | 0.00080106 | 701.0126 | 0.01071 | 470.9481 | 0.00059162 | 700.2765 | 4.667e-05 | 701.0126 | 0.00189 | 470.9481 | 0.06455 | 471.5494 | 0.078063
| 463.5733 | 0.00102 | 471.7715 | 0.0015581 | 471.1703 | 0.0056285 | 463.5733 | 0.00172 | 471.7715 | 0.00029065 | 471.1703 | 0.00062272 | 471.1703 | 0.0015642 | 463.4901 | 0.42755 | 471.7715 | 0.098605 | 465.86 | 0.81821 | 471.7715 | 0.78431 | 463.5733 | 0.03079 | 471.7715 | 0.2233 | 465.86 | -0.0011327 | 471.7715 | 0.024193 | 465.86 | -0.0010295 | 471.7715 | 0 | 463.4901 | 1.1336e-05 | 471.7715 | 0 | 463.4901 | 8.7737e-06 | 471.7715 | 0 | 471.1703 | -0.0006196 | 701.1757 | 0.01076 | 471.1703 | 0.0002046 | 700.4397 | 1.0001e-05 | 701.1757 | 0.002 | 471.1703 | 0.06102 | 471.7715 | 0.077314
| 463.6865 | 0 | 471.9935 | 0.0029593 | 471.3925 | 0.0058239 | 463.6865 | 0 | 471.9935 | 0.00035769 | 471.3925 | 0.002643 | 471.3925 | 0.0029556 | 463.6055 | 0.422 | 471.9935 | 0.096948 | 466.08 | 0.79417 | 471.9935 | 0.77045 | 463.6865 | 0.03156 | 471.9935 | 0.23205 | 466.08 | -0.0021013 | 471.9935 | 0.026319 | 466.08 | -0.001322 | 471.9935 | 0.00097631 | 463.6055 | 1.0633e-05 | 471.9935 | 0.00077967 | 463.6055 | 1.0157e-05 | 471.9935 | 0.00050569 | 471.3925 | 0.00053368 | 701.3387 | 0.0138 | 471.3925 | 0.0025948 | 700.6028 | 0 | 701.3387 | 0.0019 | 471.3925 | 0.06172 | 471.9935 | 0.077747
| 463.7997 | 0 | 472.2155 | 0.001703 | 471.6148 | 0.0056042 | 463.7997 | 0.00222 | 472.2155 | 0.00036312 | 471.6148 | 0.0014905 | 471.6148 | 0.0015571 | 463.7209 | 0.4174 | 472.2155 | 0.093136 | 466.31 | 0.7917 | 472.2155 | 0.75449 | 463.7997 | 0.03247 | 472.2155 | 0.23341 | 466.31 | -0.0019399 | 472.2155 | 0.025867 | 466.31 | -0.00060684 | 472.2155 | 0 | 463.7209 | 1.0223e-05 | 472.2155 | 0 | 463.7209 | 6.6324e-06 | 472.2156 | 0 | 471.6148 | -0.00026008 | 701.5018 | 0.01259 | 471.6148 | 0.00026461 | 700.766 | 3.0002e-05 | 701.5018 | 0.00206 | 471.6148 | 0.05458 | 472.2155 | 0.07672
| 463.9129 | 0 | 472.4376 | 0.0022021 | 471.837 | 0.005805 | 463.9129 | 0 | 472.4376 | 0.0015497 | 471.837 | 0.0023934 | 471.837 | 0.0028587 | 463.8363 | 0.41126 | 472.4376 | 0.091399 | 466.53 | 0.77231 | 472.4376 | 0.74406 | 463.9129 | 0.03079 | 472.4376 | 0.24182 | 466.53 | -3.4977e-05 | 472.4376 | 0.027504 | 466.53 | 0.0018639 | 472.4376 | 0.00046313 | 463.8363 | 9.3218e-06 | 472.4376 | 0.00067099 | 463.8363 | 5.0292e-06 | 472.4376 | 0.00047966 | 471.837 | 0.00049103 | 701.6648 | 0.01334 | 471.837 | 3.3054e-05 | 700.9291 | 6.6672e-06 | 701.6648 | 0.00201 | 471.837 | 0.06346 | 472.4376 | 0.077489
| 464.026 | 0 | 472.6597 | 0.0019526 | 472.0592 | 0.005535 | 464.026 | 0.00065893 | 472.6597 | 0.00014391 | 472.0592 | 0.00055251 | 472.0592 | 0.0014954 | 463.9517 | 0.40699 | 472.6597 | 0.08711 | 466.75 | 0.75494 | 472.6597 | 0.72263 | 464.026 | 0.02929 | 472.6597 | 0.24317 | 466.75 | -0.0012619 | 472.6597 | 0.027147 | 466.75 | 0.00036844 | 472.6597 | 0 | 463.9517 | 9.6731e-06 | 472.6597 | 0 | 463.9517 | 4.9194e-06 | 472.6597 | 0 | 472.0593 | -0.00095772 | 701.8279 | 0.01301 | 472.0592 | -0.0015479 | 701.0923 | 1.0001e-05 | 701.8279 | 0.0021 | 472.0593 | 0.05698 | 472.6597 | 0.076634
| 464.1392 | 0 | 472.8818 | 0.0021835 | 472.2815 | 0.0060541 | 464.1392 | 0 | 472.8818 | 0.0012158 | 472.2815 | 0.0025188 | 472.2815 | 0.0029088 | 464.0671 | 0.40211 | 472.8818 | 0.087991 | 466.97 | 0.72651 | 472.8818 | 0.71615 | 464.1392 | 0.03321 | 472.8818 | 0.2545 | 466.97 | -0.0017139 | 472.8818 | 0.029273 | 466.97 | -0.00050931 | 472.8818 | 0.00062538 | 464.0671 | 1.0083e-05 | 472.8818 | 0.00084196 | 464.0671 | 4.8096e-06 | 472.8818 | 0.00057885 | 472.2815 | 0.0011 | 701.9909 | 0.01378 | 472.2815 | 0.001829 | 701.2555 | 0 | 701.9909 | 0.00196 | 472.2815 | 0.05812 | 472.8818 | 0.076781
| 464.2524 | 0.00012278 | 473.1039 | 0.0014061 | 472.5038 | 0.0055591 | 464.2524 | 0.00113 | 473.1039 | 0.00040812 | 472.5038 | 0.0011642 | 472.5038 | 0.0016394 | 464.1825 | 0.39908 | 473.1039 | 0.083404 | 467.2 | 0.71804 | 473.1039 | 0.71114 | 464.2524 | 0.03127 | 473.1039 | 0.26 | 467.2 | -0.0014233 | 473.1039 | 0.029159 | 467.2 | -0.0021348 | 473.1039 | 0 | 464.1825 | 9.5677e-06 | 473.1039 | 0 | 464.1825 | 5.6661e-06 | 473.1039 | 0 | 472.5038 | -0.00098872 | 702.154 | 0.01074 | 472.5038 | -0.001319 | 701.4186 | 0 | 702.154 | 0.00208 | 472.5038 | 0.05539 | 473.1039 | 0.075788
| 464.3656 | 0 | 473.326 | 0.00312 | 472.7261 | 0.0056658 | 464.3656 | 0 | 473.326 | 0.0012481 | 472.7261 | 0.0015139 | 472.7261 | 0.0027254 | 464.2979 | 0.39443 | 473.326 | 0.082791 | 467.42 | 0.69909 | 473.326 | 0.70088 | 464.3656 | 0.03145 | 473.326 | 0.26936 | 467.42 | -0.00032556 | 473.326 | 0.030674 | 467.42 | 0.0019939 | 473.326 | 0 | 464.2979 | 9.5443e-06 | 473.326 | 0.0011678 | 464.2979 | 7.3791e-06 | 473.326 | 0.000428 | 472.7261 | 0.00084949 | 702.3171 | 0.01447 | 472.7261 | -0.00054284 | 701.5818 | 0 | 702.3171 | 0.00202 | 472.7261 | 0.05673 | 473.326 | 0.076178
| 464.4788 | 0.00041025 | 473.5481 | 0.0023026 | 472.9484 | 0.0053926 | 464.4788 | 0.00083232 | 473.5481 | -0.00020692 | 472.9484 | 0.0010573 | 472.9484 | 0.0016578 | 464.4134 | 0.3907 | 473.5481 | 0.079869 | 467.64 | 0.69136 | 473.5481 | 0.68276 | 464.4788 | 0.03218 | 473.5481 | 0.27323 | 467.64 | -0.00058385 | 473.5481 | 0.030505 | 467.64 | -0.0012895 | 473.5481 | 0 | 464.4134 | 9.7902e-06 | 473.5481 | 0 | 464.4134 | 9.9487e-06 | 473.5481 | 0 | 472.9484 | -0.00095697 | 702.4802 | 0.01247 | 472.9484 | -0.0010275 | 701.745 | 1.0001e-05 | 702.4802 | 0.00207 | 472.9484 | 0.05554 | 473.5481 | 0.07585
| 464.592 | 0 | 473.7703 | 0.0034259 | 473.1707 | 0.0055682 | 464.592 | 0 | 473.7703 | 0.00090134 | 473.1707 | 0.0022174 | 473.1707 | 0.0029709 | 464.5288 | 0.38552 | 473.7703 | 0.078533 | 467.86 | 0.66159 | 473.7703 | 0.66946 | 464.592 | 0.03233 | 473.7703 | 0.27897 | 467.86 | 0.0019991 | 473.7703 | 0.032063 | 467.86 | 0.00069354 | 473.7703 | 0.00073795 | 464.5288 | 1.0036e-05 | 473.7703 | 0.0011602 | 464.5288 | 8.8725e-06 | 473.7703 | 0.00052685 | 473.1707 | 0.00072653 | 702.6432 | 0.01427 | 473.1707 | 0.00082044 | 701.9082 | 6.6672e-06 | 702.6432 | 0.00192 | 473.1707 | 0.05501 | 473.7703 | 0.076307
| 464.7052 | 0 | 473.9924 | 0.0011594 | 473.3931 | 0.0052669 | 464.7052 | 0.00111 | 473.9924 | 0.00023247 | 473.3931 | 0.00027513 | 473.3931 | 0.001337 | 464.6442 | 0.3821 | 473.9924 | 0.074747 | 468.09 | 0.65835 | 473.9924 | 0.65559 | 464.7052 | 0.03232 | 473.9924 | 0.28499 | 468.09 | -0.0018752 | 473.9924 | 0.031617 | 468.09 | -0.001257 | 473.9924 | 0 | 464.6442 | 9.1578e-06 | 473.9924 | 0 | 464.6442 | 8.016e-06 | 473.9924 | 0 | 473.3931 | -0.00062654 | 702.8063 | 0.01278 | 473.3931 | -0.0026046 | 702.0714 | 1.0001e-05 | 702.8063 | 0.00196 | 473.3931 | 0.05301 | 473.9924 | 0.075794
| 464.8184 | 0 | 474.2146 | 0.0020108 | 473.6154 | 0.0056522 | 464.8184 | 0 | 474.2146 | 0.0016394 | 473.6154 | 0.0019197 | 473.6154 | 0.0025689 | 464.7597 | 0.37746 | 474.2146 | 0.073511 | 468.31 | 0.63636 | 474.2146 | 0.6421 | 464.8184 | 0.03133 | 474.2146 | 0.29231 | 468.31 | -0.0021013 | 474.2146 | 0.033631 | 468.31 | -0.00015171 | 474.2146 | 0.00059649 | 464.7597 | 9.4272e-06 | 474.2146 | 0.0010007 | 464.7597 | 6.7313e-06 | 474.2146 | 0.00061374 | 473.6154 | 0.0004447 | 702.9694 | 0.01496 | 473.6154 | 0.00090814 | 702.2346 | 0 | 702.9694 | 0.00191 | 473.6154 | 0.0536 | 474.2146 | 0.076059
| 464.9316 | 0.00048213 | 474.4368 | 0.0017529 | 473.8378 | 0.0047681 | 464.9316 | 0.00116 | 474.4368 | 6.4537e-06 | 473.8378 | 0.00080467 | 473.8378 | 0.0016122 | 464.8751 | 0.3735 | 474.4368 | 0.070856 | 468.53 | 0.63055 | 474.4368 | 0.62847 | 464.9316 | 0.03213 | 474.4368 | 0.29689 | 468.53 | -0.0019399 | 474.4368 | 0.033097 | 468.53 | -0.001322 | 474.4368 | 0 | 464.8751 | 1.0715e-05 | 474.4368 | 0 | 464.8751 | 7.0607e-06 | 474.4368 | 0 | 473.8378 | -0.0006773 | 703.1325 | 0.01127 | 473.8378 | -0.002248 | 702.3978 | 1.0001e-05 | 703.1325 | 0.00203 | 473.8378 | 0.05216 | 474.4368 | 0.075807
| 465.0448 | 0 | 474.659 | 0.0025981 | 474.0601 | 0.0054796 | 465.0448 | 0 | 474.659 | 0.0016598 | 474.0601 | 0.0014765 | 474.0601 | 0.0027613 | 464.9906 | 0.36758 | 474.659 | 0.070763 | 468.75 | 0.59723 | 474.659 | 0.62278 | 465.0448 | 0.03145 | 474.659 | 0.30786 | 468.75 | -0.00064841 | 474.659 | 0.035106 | 468.75 | -0.00067186 | 474.659 | 0.00080565 | 464.9906 | 1.1805e-05 | 474.659 | 0.00078397 | 464.9906 | 6.314e-06 | 474.659 | 0.00047009 | 474.0601 | 0.00070989 | 703.2956 | 0.01466 | 474.0601 | 0.0011116 | 702.561 | 0 | 703.2956 | 0.00205 | 474.0601 | 0.05246 | 474.659 | 0.075881
| 465.158 | 0.0005001 | 474.8812 | 0.0022015 | 474.2825 | 0.0056457 | 465.158 | 0.00153 | 474.8812 | 0.00026835 | 474.2825 | 0.00062857 | 474.2825 | 0.0015246 | 465.106 | 0.36389 | 474.8812 | 0.067983 | 468.98 | 0.59675 | 474.8812 | 0.61213 | 465.158 | 0.03542 | 474.8812 | 0.31449 | 468.98 | -0.0006807 | 474.8812 | 0.035512 | 468.98 | 0.00030341 | 474.8812 | 0 | 465.106 | 1.1266e-05 | 474.8812 | 0 | 465.106 | 8.2356e-06 | 474.8812 | 0 | 474.2825 | -0.00062936 | 703.4588 | 0.01537 | 474.2825 | 3.1817e-05 | 702.7243 | 1.0001e-05 | 703.4588 | 0.00219 | 474.2825 | 0.05122 | 474.8812 | 0.074802
| 465.2712 | 0 | 475.1034 | 0.0024917 | 474.5049 | 0.0055626 | 465.2712 | 0 | 475.1034 | 0.0011481 | 474.5049 | 0.0023614 | 474.5049 | 0.0027353 | 465.2215 | 0.35899 | 475.1034 | 0.067748 | 469.2 | 0.5686 | 475.1034 | 0.60336 | 465.2712 | 0.03559 | 475.1034 | 0.3244 | 469.2 | 0.0018054 | 475.1034 | 0.037325 | 469.2 | 0.0009536 | 475.1034 | 0.00061152 | 465.2215 | 9.7902e-06 | 475.1034 | 0.00075791 | 465.2215 | 1.0157e-05 | 475.1034 | 0.00052148 | 474.5049 | 0.00091376 | 703.6219 | 0.01466 | 474.5049 | 0.0011651 | 702.8875 | 0 | 703.6219 | 0.00203 | 474.5049 | 0.05208 | 475.1034 | 0.07566
| 465.3844 | 0.0016 | 475.3256 | 0.0021631 | 474.7274 | 0.0054875 | 465.3844 | 0.00147 | 475.3256 | 0.0004578 | 474.7274 | 0.0007973 | 474.7274 | 0.0015966 | 465.3369 | 0.35611 | 475.3256 | 0.065064 | 469.42 | 0.55332 | 475.3256 | 0.58959 | 465.3844 | 0.03474 | 475.3256 | 0.33005 | 469.42 | -0.0021982 | 475.3256 | 0.037595 | 469.42 | 0.00010836 | 475.3256 | 0 | 465.3369 | 9.4389e-06 | 475.3256 | 0 | 465.3369 | 9.729e-06 | 475.3256 | 0 | 474.7274 | -0.00064926 | 703.785 | 0.01502 | 474.7274 | -0.00035839 | 703.0507 | 1.0001e-05 | 703.785 | 0.00204 | 474.7274 | 0.05144 | 475.3256 | 0.075535
| 465.4976 | 0 | 475.5479 | 0.0034506 | 474.9498 | 0.0056758 | 465.4976 | 0 | 475.5479 | 0.00075125 | 474.9498 | 0.0023423 | 474.9498 | 0.0027969 | 465.4524 | 0.35148 | 475.5479 | 0.065851 | 469.64 | 0.53601 | 475.5479 | 0.58355 | 465.4976 | 0.03383 | 475.5479 | 0.34055 | 469.64 | -0.00055155 | 475.5479 | 0.039361 | 469.64 | -0.00021673 | 475.5479 | 0.0008331 | 465.4524 | 8.4552e-06 | 475.5479 | 0.00077812 | 465.4524 | 1.1552e-05 | 475.5479 | 0.00044631 | 474.9498 | 0.0011 | 703.9481 | 0.01524 | 474.9498 | -0.001126 | 703.2139 | 6.6672e-06 | 703.9481 | 0.00192 | 474.9498 | 0.05265 | 475.5479 | 0.076106
| 465.6108 | 0.00073368 | 475.7701 | 0.0014166 | 475.1722 | 0.0055029 | 465.6108 | 0.00038148 | 475.7701 | 0.0004373 | 475.1722 | 0.0011466 | 475.1722 | 0.0014851 | 465.5679 | 0.34896 | 475.7701 | 0.062775 | 469.87 | 0.53012 | 475.7701 | 0.57166 | 465.6108 | 0.03431 | 475.7701 | 0.34806 | 469.87 | 0.0019991 | 475.7701 | 0.039609 | 469.87 | 0.0012462 | 475.7701 | 0 | 465.5679 | 9.1344e-06 | 475.7701 | 0 | 465.5679 | 1.1332e-05 | 475.7701 | 0 | 475.1722 | -0.00052939 | 704.1113 | 0.01491 | 475.1722 | -0.0012115 | 703.3772 | 3.0002e-05 | 704.1113 | 0.0021 | 475.1722 | 0.05054 | 475.7701 | 0.075387
| 465.724 | 0 | 475.9924 | 0.0027821 | 475.3947 | 0.0058519 | 465.724 | 0 | 475.9924 | 0.0011399 | 475.3947 | 0.002797 | 475.3947 | 0.0029292 | 465.6833 | 0.34419 | 475.9924 | 0.062978 | 470.09 | 0.506 | 475.9924 | 0.56801 | 465.724 | 0.03505 | 475.9924 | 0.36154 | 470.09 | -0.00016412 | 475.9924 | 0.042271 | 470.09 | -0.001192 | 475.9924 | 0.00067011 | 465.6833 | 9.6263e-06 | 475.9924 | 0.00076047 | 465.6833 | 1.198e-05 | 475.9924 | 0.00043112 | 475.3947 | 0.00173 | 704.2744 | 0.01487 | 475.3947 | 0.0021356 | 703.5404 | 0 | 704.2744 | 0.00202 | 475.3947 | 0.05304 | 475.9924 | 0.075837
| 465.8373 | 0.00066181 | 476.2147 | 0.0018688 | 475.6172 | 0.0056236 | 465.8373 | 0.00116 | 476.2147 | 0.00043881 | 475.6172 | 0.00025794 | 475.6172 | 0.0017609 | 465.7988 | 0.34117 | 476.2147 | 0.060396 | 470.31 | 0.50128 | 476.2147 | 0.55581 | 465.8373 | 0.03672 | 476.2147 | 0.36816 | 470.31 | 0.00099818 | 476.2147 | 0.042259 | 470.31 | -0.00044429 | 476.2147 | 0 | 465.7988 | 1.0844e-05 | 476.2147 | 0 | 465.7988 | 8.3454e-06 | 476.2147 | 0 | 475.6172 | -0.00087936 | 704.4375 | 0.01495 | 475.6172 | -0.0010289 | 703.7037 | 3.0002e-05 | 704.4375 | 0.00218 | 475.6172 | 0.0507 | 476.2147 | 0.075746
| 465.9505 | 0 | 476.437 | 0.0021591 | 475.8396 | 0.0056124 | 465.9505 | 0 | 476.437 | 0.001091 | 475.8396 | 0.0026568 | 475.8396 | 0.0028836 | 465.9143 | 0.33629 | 476.437 | 0.060392 | 470.54 | 0.4804 | 476.437 | 0.54427 | 465.9505 | 0.03559 | 476.437 | 0.37445 | 470.54 | -0.0012941 | 476.437 | 0.044024 | 470.54 | 0.0018639 | 476.437 | 0.00108 | 465.9143 | 9.2984e-06 | 476.437 | 0.00046407 | 465.9143 | 9.3008e-06 | 476.437 | 0.00043751 | 475.8396 | 0.00056562 | 704.6007 | 0.01519 | 475.8396 | 0.00078779 | 703.8669 | 0 | 704.6007 | 0.002 | 475.8396 | 0.05258 | 476.437 | 0.076725
| 466.0637 | 0.00075165 | 476.6593 | 0.0018268 | 476.0621 | 0.0052609 | 466.0637 | 0.00090168 | 476.6593 | 0.00042281 | 476.0621 | 0.0015492 | 476.0621 | 0.0015884 | 466.0298 | 0.33369 | 476.6593 | 0.056556 | 470.76 | 0.46107 | 476.6593 | 0.52958 | 466.0637 | 0.03556 | 476.6593 | 0.3801 | 470.76 | -0.0036833 | 476.6593 | 0.043845 | 470.76 | -0.00080189 | 476.6593 | 0 | 466.0298 | 9.5443e-06 | 476.6593 | 0 | 466.0298 | 9.191e-06 | 476.6593 | 0 | 476.0621 | -0.0004461 | 704.7639 | 0.01544 | 476.0621 | -0.0024425 | 704.0302 | 1.0001e-05 | 704.7639 | 0.00208 | 476.0621 | 0.05025 | 476.6593 | 0.07595
| 466.1769 | 0 | 476.8816 | 0.002316 | 476.2847 | 0.0055375 | 466.1769 | 0 | 476.8816 | 0.0010317 | 476.2847 | 0.0021806 | 476.2847 | 0.0028104 | 466.1453 | 0.32939 | 476.8816 | 0.056227 | 470.98 | 0.45685 | 476.8816 | 0.516 | 466.1769 | 0.03849 | 476.8816 | 0.38566 | 470.98 | 0.0027416 | 476.8816 | 0.045716 | 470.98 | 0.00049847 | 476.8816 | 0.00068764 | 466.1453 | 9.3452e-06 | 476.8816 | 0.00082502 | 466.1453 | 8.6639e-06 | 476.8816 | 0.00047218 | 476.2846 | 0.00063714 | 704.927 | 0.01514 | 476.2847 | 0.0017702 | 704.1935 | 0 | 704.927 | 0.00188 | 476.2846 | 0.05084 | 476.8816 | 0.076779
| 466.2901 | 0.00064383 | 477.104 | 0.0019691 | 476.5072 | 0.0049963 | 466.2901 | 0.00076297 | 477.104 | -5.41e-05 | 476.5072 | 6.1893e-05 | 476.5072 | 0.001603 | 466.2608 | 0.32706 | 477.104 | 0.053948 | 471.2 | 0.44199 | 477.104 | 0.50939 | 466.2901 | 0.03641 | 477.104 | 0.39652 | 471.2 | 0.00041703 | 477.104 | 0.046084 | 471.2 | 0.00085607 | 477.104 | 0 | 466.2608 | 1.0961e-05 | 477.104 | 0 | 466.2608 | 6.7313e-06 | 477.104 | 0 | 476.5072 | -0.001 | 705.0902 | 0.01584 | 476.5072 | 0.00015792 | 704.3568 | 3.0002e-05 | 705.0902 | 0.00208 | 476.5072 | 0.04953 | 477.104 | 0.07659
| 466.4034 | 0 | 477.3263 | 0.0025312 | 476.7297 | 0.0056257 | 466.4034 | 0 | 477.3263 | 0.00071729 | 476.7297 | 0.0030054 | 476.7297 | 0.0027942 | 466.3763 | 0.32251 | 477.3263 | 0.053998 | 471.43 | 0.4291 | 477.3263 | 0.50084 | 466.4034 | 0.03769 | 477.3263 | 0.40658 | 471.43 | -0.0010036 | 477.3263 | 0.048519 | 471.43 | 0.0011162 | 477.3263 | 0.00083067 | 466.3763 | 9.5443e-06 | 477.3263 | 0.0007587 | 466.3763 | 5.8857e-06 | 477.3263 | 0.00041353 | 476.7297 | 0.00064548 | 705.2534 | 0.01505 | 476.7297 | 0.0019661 | 704.52 | 0 | 705.2534 | 0.00201 | 476.7297 | 0.05062 | 477.3263 | 0.077127
| 466.5166 | 0.00012278 | 477.5487 | 0.0022699 | 476.9523 | 0.0053497 | 466.5166 | 0.00118 | 477.5487 | 0.00029484 | 476.9523 | 0.001011 | 476.9523 | 0.0014804 | 466.4918 | 0.31906 | 477.5487 | 0.051433 | 471.65 | 0.41368 | 477.5487 | 0.48915 | 466.5166 | 0.03766 | 477.5487 | 0.41502 | 471.65 | 0.00073989 | 477.5487 | 0.048701 | 471.65 | -0.0012895 | 477.5487 | 0 | 466.4918 | 9.2398e-06 | 477.5487 | 0 | 466.4918 | 9.191e-06 | 477.5487 | 0 | 476.9523 | -0.00092895 | 705.4166 | 0.01521 | 476.9523 | -0.001355 | 704.6833 | 3.0002e-05 | 705.4166 | 0.00214 | 476.9523 | 0.04876 | 477.5487 | 0.076894
| 466.6298 | 0 | 477.7711 | 0.002981 | 477.1748 | 0.0055959 | 466.6298 | 0 | 477.7711 | 0.0012808 | 477.1748 | 0.0022178 | 477.1748 | 0.0028616 | 466.6073 | 0.31385 | 477.7711 | 0.052452 | 471.87 | 0.40609 | 477.7711 | 0.4828 | 466.6298 | 0.0392 | 477.7711 | 0.42616 | 471.87 | 0.00028789 | 477.7711 | 0.050967 | 471.87 | 1.0836e-05 | 477.7711 | 0.00037372 | 466.6073 | 8.3966e-06 | 477.7711 | 0.00082052 | 466.6073 | 9.729e-06 | 477.7711 | 0.00055245 | 477.1748 | 0.00070858 | 705.5797 | 0.01454 | 477.1748 | 0.003193 | 704.8466 | 0 | 705.5797 | 0.00196 | 477.1748 | 0.05057 | 477.7711 | 0.077316
| 466.7431 | 0 | 477.9934 | 0.0016718 | 477.3974 | 0.0053007 | 466.7431 | 0.00165 | 477.9934 | 0.00031305 | 477.3974 | 0.00071805 | 477.3974 | 0.0014177 | 466.7228 | 0.31109 | 477.9935 | 0.050047 | 472.09 | 0.38896 | 477.9935 | 0.47467 | 466.7431 | 0.03601 | 477.9935 | 0.43462 | 472.09 | -0.0028439 | 477.9934 | 0.05121 | 472.09 | 0.0012787 | 477.9935 | 0 | 466.7228 | 9.8488e-06 | 477.9935 | 0 | 466.7228 | 9.9487e-06 | 477.9934 | 0 | 477.3974 | -0.00071584 | 705.7429 | 0.01598 | 477.3974 | -0.00078917 | 705.0099 | 1.0001e-05 | 705.7429 | 0.0021 | 477.3974 | 0.04837 | 477.9934 | 0.076968
| 466.8563 | 0 | 478.2159 | 0.0026634 | 477.62 | 0.0053318 | 466.8563 | 0 | 478.2159 | 0.0012587 | 477.62 | 0.0038353 | 477.62 | 0.0029035 | 466.8383 | 0.30776 | 478.2159 | 0.050235 | 472.32 | 0.37486 | 478.2159 | 0.47041 | 466.8563 | 0.03661 | 478.2159 | 0.44806 | 472.32 | 0.00019102 | 478.2159 | 0.054164 | 472.32 | 0.0027741 | 478.2159 | 0.00035438 | 466.8383 | 1.0493e-05 | 478.2159 | 0.00058757 | 466.8383 | 7.5878e-06 | 478.2158 | 0.00060658 | 477.62 | 0.0007913 | 705.9061 | 0.01485 | 477.62 | 0.0014134 | 705.1732 | 0 | 705.9061 | 0.00195 | 477.62 | 0.05031 | 478.2159 | 0.077567
| 466.9695 | 0.00104 | 478.4383 | 0.0014827 | 477.8426 | 0.0056638 | 466.9695 | 0.00098839 | 478.4383 | 0.00028612 | 477.8426 | 0.00069788 | 477.8426 | 0.0016986 | 466.9538 | 0.30582 | 478.4383 | 0.04842 | 472.54 | 0.36485 | 478.4383 | 0.46295 | 466.9695 | 0.03516 | 478.4383 | 0.45782 | 472.54 | -0.0022951 | 478.4383 | 0.055332 | 472.54 | -0.00080189 | 478.4383 | 0 | 466.9538 | 1.1664e-05 | 478.4383 | 0 | 466.9538 | 5.8857e-06 | 478.4383 | 0 | 477.8426 | -9.907e-05 | 706.0693 | 0.01607 | 477.8426 | -0.00018742 | 705.3365 | 3.0002e-05 | 706.0693 | 0.00212 | 477.8426 | 0.04517 | 478.4383 | 0.076905
| 467.0828 | 0 | 478.6607 | 0.002301 | 478.0652 | 0.0054615 | 467.0828 | 0 | 478.6607 | 0.00087826 | 478.0652 | 0.0023888 | 478.0652 | 0.0030138 | 467.0693 | 0.30227 | 478.6607 | 0.04911 | 472.76 | 0.35365 | 478.6607 | 0.45919 | 467.0828 | 0.03883 | 478.6607 | 0.47145 | 472.76 | 0.0014502 | 478.6607 | 0.058205 | 472.76 | 0.0016363 | 478.6607 | 0.00085222 | 467.0693 | 1.143e-05 | 478.6607 | 0.0014367 | 467.0693 | 6.2042e-06 | 478.6607 | 0.00062057 | 478.0652 | 0.00078834 | 706.2325 | 0.01491 | 478.0652 | -0.00013197 | 705.4998 | 6.6672e-06 | 706.2325 | 0.00195 | 478.0652 | 0.05234 | 478.6607 | 0.077838
| 467.196 | 0.00057197 | 478.8831 | 0.0020378 | 478.2879 | 0.0053422 | 467.196 | 0.00019074 | 478.8831 | 0.00073559 | 478.2879 | 0.00043438 | 478.2879 | 0.0014118 | 467.1849 | 0.29995 | 478.8831 | 0.046127 | 472.99 | 0.35126 | 478.8831 | 0.44515 | 467.196 | 0.03624 | 478.8831 | 0.47761 | 472.99 | 0.001547 | 478.8831 | 0.05795 | 472.99 | -0.0010295 | 478.8831 | 0 | 467.1849 | 1.0633e-05 | 478.8831 | 0 | 467.1849 | 8.3454e-06 | 478.8832 | 0 | 478.2879 | -6.9539e-05 | 706.3958 | 0.01583 | 478.2879 | -0.0028635 | 705.6631 | 3.0002e-05 | 706.3958 | 0.0021 | 478.2879 | 0.04824 | 478.8831 | 0.077659
| 467.3093 | 0 | 479.1056 | 0.0026192 | 478.5105 | 0.0057121 | 467.3093 | 0 | 479.1056 | 0.0011477 | 478.5105 | 0.0017625 | 478.5105 | 0.0028832 | 467.3004 | 0.29642 | 479.1056 | 0.046848 | 473.21 | 0.32425 | 479.1056 | 0.43885 | 467.3093 | 0.03463 | 479.1056 | 0.48844 | 473.21 | -9.9549e-05 | 479.1056 | 0.060532 | 473.21 | -0.0018096 | 479.1056 | 0.00083045 | 467.3004 | 9.2632e-06 | 479.1056 | 0.0010822 | 467.3004 | 8.9823e-06 | 479.1056 | 0.0006001 | 478.5105 | 0.00039834 | 706.559 | 0.01496 | 478.5105 | -0.00031998 | 705.8265 | 0 | 706.559 | 0.00193 | 478.5105 | 0.04891 | 479.1056 | 0.078876
| 467.4225 | 0.00066181 | 479.3281 | 0.0018789 | 478.7332 | 0.0049855 | 467.4225 | 0.00084967 | 479.3281 | 0.00052699 | 478.7332 | 0.00086029 | 478.7332 | 0.0014078 | 467.416 | 0.29424 | 479.3281 | 0.04391 | 473.43 | 0.32976 | 479.3281 | 0.42328 | 467.4225 | 0.03882 | 479.3281 | 0.48942 | 473.43 | 0.00090132 | 479.3281 | 0.059887 | 473.43 | -0.0020047 | 479.3281 | 0 | 467.416 | 1.0141e-05 | 479.3281 | 0 | 467.416 | 8.8725e-06 | 479.3281 | 0 | 478.7332 | -9.6814e-05 | 706.7222 | 0.01563 | 478.7332 | -0.0011562 | 705.9898 | 1.0001e-05 | 706.7222 | 0.00215 | 478.7332 | 0.04719 | 479.3281 | 0.078193
| 467.5358 | 0 | 479.5505 | 0.0022112 | 478.9559 | 0.0053872 | 467.5358 | 0 | 479.5505 | 0.00059778 | 478.9559 | 0.0020178 | 478.9559 | 0.0029134 | 467.5315 | 0.29012 | 479.5506 | 0.043983 | 473.65 | 0.30812 | 479.5506 | 0.41276 | 467.5358 | 0.03582 | 479.5506 | 0.49586 | 473.65 | -0.0009067 | 479.5505 | 0.06209 | 473.65 | 0.0010186 | 479.5506 | 0.0004375 | 467.5315 | 9.6497e-06 | 479.5506 | 0.00087893 | 467.5315 | 8.7627e-06 | 479.5505 | 0.00060635 | 478.9559 | 0.00088876 | 706.8854 | 0.01434 | 478.9559 | -0.001607 | 706.1531 | 0 | 706.8854 | 0.00207 | 478.9559 | 0.04835 | 479.5505 | 0.079208
| 467.649 | 0.00041025 | 479.773 | 0.0014291 | 479.1786 | 0.005142 | 467.649 | 0.00053755 | 479.773 | 0.00062325 | 479.1786 | 0.0010541 | 479.1786 | 0.0012787 | 467.647 | 0.28765 | 479.773 | 0.041164 | 473.88 | 0.30779 | 479.773 | 0.40033 | 467.649 | 0.03757 | 479.773 | 0.50012 | 473.88 | 0.0012565 | 479.773 | 0.062449 | 473.88 | 0.00010836 | 479.773 | 0 | 467.647 | 1.0083e-05 | 479.773 | 0 | 467.647 | 8.4443e-06 | 479.773 | 0 | 479.1785 | -0.00044876 | 707.0487 | 0.01579 | 479.1786 | -0.0027022 | 706.3164 | 1.0001e-05 | 707.0487 | 0.0022 | 479.1785 | 0.04803 | 479.773 | 0.078851
| 467.7622 | 0 | 479.9955 | 0.0027047 | 479.4013 | 0.0052962 | 467.7622 | 0 | 479.9955 | 0.001489 | 479.4013 | 0.0026567 | 479.4013 | 0.0027625 | 467.7626 | 0.28358 | 479.9956 | 0.041258 | 474.1 | 0.2917 | 479.9956 | 0.3933 | 467.7622 | 0.03894 | 479.9956 | 0.50807 | 474.1 | 0.0023864 | 479.9955 | 0.064464 | 474.1 | 0.0013438 | 479.9956 | 0.000996 | 467.7626 | 8.3498e-06 | 479.9956 | 0.0012831 | 467.7626 | 7.0607e-06 | 479.9955 | 0.00061605 | 479.4013 | 0.00056411 | 707.2119 | 0.01369 | 479.4013 | -0.00044318 | 706.4798 | 0 | 707.2119 | 0.00206 | 479.4013 | 0.04915 | 479.9955 | 0.079667
| 467.8755 | 0.00023058 | 480.2181 | 0.00081458 | 479.624 | 0.0045607 | 467.8755 | 0.00114 | 480.2181 | 0.00044616 | 479.624 | 0.0013766 | 479.624 | 0.0013869 | 467.8781 | 0.28172 | 480.2181 | 0.038959 | 474.32 | 0.2836 | 480.2181 | 0.38565 | 467.8755 | 0.0378 | 480.2181 | 0.51613 | 474.32 | -0.0013587 | 480.2181 | 0.065128 | 474.32 | -0.0018096 | 480.2181 | 0 | 467.8781 | 9.2398e-06 | 480.2181 | 0 | 467.8781 | 8.1258e-06 | 480.2181 | 0 | 479.624 | -0.00118 | 707.3751 | 0.01556 | 479.624 | 0.0011503 | 706.6431 | 1.0001e-05 | 707.3751 | 0.00211 | 479.624 | 0.04738 | 480.2181 | 0.079682
| 467.9887 | 0 | 480.4406 | 0.0024661 | 479.8467 | 0.0056097 | 467.9887 | 0 | 480.4406 | 0.0012782 | 479.8467 | 0.0024332 | 479.8467 | 0.0028857 | 467.9937 | 0.27784 | 480.4406 | 0.040076 | 474.55 | 0.27004 | 480.4406 | 0.38136 | 467.9887 | 0.0403 | 480.4406 | 0.5301 | 474.55 | 6.1882e-05 | 480.4406 | 0.068815 | 474.55 | -0.00080189 | 480.4406 | 0.0017959 | 467.9937 | 9.6028e-06 | 480.4406 | 0.0013823 | 467.9937 | 1.2079e-05 | 480.4406 | 0.00064117 | 479.8467 | 0.000878 | 707.5384 | 0.01369 | 479.8467 | 0.0019228 | 706.8065 | 0 | 707.5384 | 0.002 | 479.8467 | 0.04896 | 480.4406 | 0.081435
| 468.102 | 0.00023058 | 480.6631 | 0.0012381 | 480.0694 | 0.005131 | 468.102 | 0.0006936 | 480.6631 | 0.00040668 | 480.0694 | 0.00060618 | 480.0694 | 0.0013657 | 468.1093 | 0.27592 | 480.6632 | 0.037996 | 474.77 | 0.26964 | 480.6632 | 0.37622 | 468.102 | 0.03817 | 480.6632 | 0.54188 | 474.77 | -0.0011327 | 480.6631 | 0.069604 | 474.77 | 0.00069354 | 480.6632 | 0 | 468.1093 | 9.8371e-06 | 480.6632 | 0 | 468.1093 | 1.7328e-05 | 480.6631 | 0 | 480.0695 | 2.4151e-05 | 707.7017 | 0.01568 | 480.0694 | -0.0017588 | 706.9698 | 0 | 707.7017 | 0.00209 | 480.0695 | 0.04727 | 480.6631 | 0.082695
| 468.2153 | 0 | 480.8857 | 0.0023971 | 480.2922 | 0.0055478 | 468.2153 | 0 | 480.8857 | 0.00090266 | 480.2922 | 0.0025879 | 480.2922 | 0.002948 | 468.2248 | 0.27217 | 480.8857 | 0.039231 | 474.99 | 0.25554 | 480.8857 | 0.37251 | 468.2153 | 0.03849 | 480.8857 | 0.55595 | 474.99 | -0.00055155 | 480.8857 | 0.0727 | 474.99 | 0.00036844 | 480.8857 | 0.00045076 | 468.2248 | 9.2632e-06 | 480.8857 | 0.0011239 | 468.2248 | 1.4648e-05 | 480.8857 | 0.00050746 | 480.2922 | 0.00029655 | 707.8649 | 0.01394 | 480.2922 | 0.0018408 | 707.1332 | 0 | 707.8649 | 0.00197 | 480.2922 | 0.04944 | 480.8857 | 0.084685
| 468.3285 | 0 | 481.1083 | 0.0021513 | 480.515 | 0.0054995 | 468.3285 | 0.00064159 | 481.1083 | 0.0010217 | 480.515 | 0.0010795 | 480.515 | 0.0016291 | 468.3404 | 0.27081 | 481.1083 | 0.037133 | 475.22 | 0.25209 | 481.1083 | 0.3646 | 468.3285 | 0.03843 | 481.1083 | 0.56325 | 475.22 | -0.00084214 | 481.1083 | 0.073513 | 475.22 | -0.0024923 | 481.1083 | 0 | 468.3404 | 8.5137e-06 | 481.1083 | 0 | 468.3404 | 1.1332e-05 | 481.1083 | 0 | 480.515 | 0.00013774 | 708.0282 | 0.01556 | 480.515 | -0.0019866 | 707.2966 | 1.0001e-05 | 708.0282 | 0.00208 | 480.515 | 0.04805 | 481.1083 | 0.085777
| 468.4418 | 0 | 481.3309 | 0.0021388 | 480.7378 | 0.0052932 | 468.4418 | 0 | 481.3309 | 0.00089792 | 480.7378 | 0.0020519 | 480.7378 | 0.0026943 | 468.456 | 0.26817 | 481.3309 | 0.037072 | 475.44 | 0.23756 | 481.3309 | 0.35756 | 468.4418 | 0.03769 | 481.3309 | 0.5712 | 475.44 | 0.00090132 | 481.3309 | 0.075564 | 475.44 | 0.00059601 | 481.3309 | 0.0001624 | 468.456 | 9.6263e-06 | 481.3309 | 0.00064597 | 468.456 | 9.191e-06 | 481.3309 | 0.00045017 | 480.7378 | 0.00073164 | 708.1915 | 0.01383 | 480.7378 | 0.00048284 | 707.4599 | 2.6669e-05 | 708.1915 | 0.00199 | 480.7378 | 0.04983 | 481.3309 | 0.0877
| 468.5551 | 0.00026652 | 481.5535 | 0.0018216 | 480.9606 | 0.0048702 | 468.5551 | 0.00053755 | 481.5535 | 0.00033012 | 480.9606 | 0.0013213 | 480.9606 | 0.0013592 | 468.5716 | 0.2668 | 481.5535 | 0.034977 | 475.66 | 0.23692 | 481.5535 | 0.34904 | 468.5551 | 0.03672 | 481.5535 | 0.57744 | 475.66 | -0.00064841 | 481.5535 | 0.076402 | 475.66 | -0.001127 | 481.5535 | 0 | 468.5716 | 9.111e-06 | 481.5535 | 0 | 468.5716 | 1.0805e-05 | 481.5535 | 0 | 480.9606 | -0.00043914 | 708.3547 | 0.01576 | 480.9606 | -0.0019188 | 707.6233 | 0 | 708.3547 | 0.00216 | 480.9606 | 0.04918 | 481.5535 | 0.089045
| 468.6683 | 0 | 481.7761 | 0.0028787 | 481.1834 | 0.0054861 | 468.6683 | 0 | 481.7761 | 0.0010469 | 481.1834 | 0.0019297 | 481.1834 | 0.0029611 | 468.6871 | 0.26347 | 481.7761 | 0.035408 | 475.88 | 0.21762 | 481.7761 | 0.3408 | 468.6683 | 0.0382 | 481.7761 | 0.58411 | 475.88 | 0.0021605 | 481.7761 | 0.079161 | 475.88 | 0.00079106 | 481.7761 | 0.0010973 | 468.6871 | 1.0657e-05 | 481.7761 | 0.00086276 | 468.6871 | 1.1014e-05 | 481.7761 | 0.00062124 | 481.1834 | 0.00040706 | 708.518 | 0.0138 | 481.1834 | 0.00048681 | 707.7867 | 6.6672e-06 | 708.518 | 0.00209 | 481.1834 | 0.05141 | 481.7761 | 0.091067
| 468.7816 | 0.0006079 | 481.9987 | 0.0016297 | 481.4062 | 0.005209 | 468.7816 | 0.00125 | 481.9987 | 0.00048662 | 481.4062 | 0.0014454 | 481.4062 | 0.0013967 | 468.8027 | 0.2611 | 481.9987 | 0.032791 | 476.11 | 0.216 | 481.9987 | 0.33154 | 468.7816 | 0.04115 | 481.9987 | 0.58721 | 476.11 | -0.0024887 | 481.9987 | 0.079358 | 476.11 | -2.1673e-05 | 481.9987 | 0 | 468.8027 | 9.2984e-06 | 481.9987 | 0 | 468.8027 | 8.4443e-06 | 481.9987 | 0 | 481.4062 | -0.00053019 | 708.6813 | 0.01542 | 481.4062 | -0.0018689 | 707.9501 | 5.0004e-05 | 708.6813 | 0.00224 | 481.4062 | 0.04907 | 481.9987 | 0.09127
| 468.8949 | 0 | 482.2213 | 0.0021506 | 481.629 | 0.0053274 | 468.8949 | 0 | 482.2213 | 0.00085795 | 481.629 | 0.001917 | 481.629 | 0.0028584 | 468.9183 | 0.25784 | 482.2214 | 0.032621 | 476.33 | 0.20549 | 482.2214 | 0.32536 | 468.8949 | 0.03874 | 482.2214 | 0.59399 | 476.33 | 0.00038475 | 482.2213 | 0.081993 | 476.33 | 0.00049847 | 482.2214 | 0.00019051 | 468.9183 | 1.1968e-05 | 482.2214 | 0.00074579 | 468.9183 | 5.4575e-06 | 482.2213 | 0.00037904 | 481.629 | 0.00147 | 708.8446 | 0.01364 | 481.629 | 0.00057345 | 708.1135 | 0 | 708.8446 | 0.0022 | 481.629 | 0.05137 | 482.2213 | 0.093623
| 469.0081 | 0.00124 | 482.444 | 0.0018562 | 481.8519 | 0.004492 | 469.0081 | 0.00101 | 482.444 | 0.00057915 | 481.8519 | 0.0011024 | 481.8519 | 0.0013785 | 469.0339 | 0.25597 | 482.444 | 0.030334 | 476.55 | 0.19857 | 482.444 | 0.31715 | 469.0081 | 0.0426 | 482.444 | 0.60129 | 476.55 | 0.0014824 | 482.444 | 0.08263 | 476.55 | -0.0012895 | 482.444 | 0 | 469.0339 | 1.2191e-05 | 482.444 | 0 | 469.0339 | 2.888e-06 | 482.444 | 0 | 481.8519 | -0.00091108 | 709.0079 | 0.0156 | 481.8519 | -0.00043481 | 708.2769 | 0 | 709.0079 | 0.00227 | 481.8519 | 0.05058 | 482.444 | 0.094859
| 469.1214 | 0 | 482.6667 | 0.0023471 | 482.0747 | 0.0053183 | 469.1214 | 0 | 482.6667 | 0.0017258 | 482.0747 | 0.0024063 | 482.0747 | 0.0027254 | 469.1495 | 0.25258 | 482.6667 | 0.031699 | 476.78 | 0.18477 | 482.6667 | 0.31165 | 469.1214 | 0.04045 | 482.6667 | 0.60641 | 476.78 | 0.0013211 | 482.6667 | 0.085726 | 476.78 | -0.00041178 | 482.6667 | 0.00054276 | 469.1495 | 1.2027e-05 | 482.6667 | 0.0010367 | 469.1495 | 5.8857e-06 | 482.6667 | 0.0004517 | 482.0747 | 0.00090681 | 709.1712 | 0.01366 | 482.0747 | 0.0010097 | 708.4403 | 6.6672e-06 | 709.1712 | 0.00203 | 482.0747 | 0.05263 | 482.6667 | 0.096877
| 469.2347 | 0.00073368 | 482.8893 | 0.0022544 | 482.2976 | 0.005052 | 469.2347 | 0.00137 | 482.8893 | -0.00051242 | 482.2976 | 0.0014218 | 482.2976 | 0.0013221 | 469.2651 | 0.25029 | 482.8893 | 0.029464 | 477 | 0.1869 | 482.8893 | 0.30383 | 469.2347 | 0.0395 | 482.8893 | 0.61384 | 477 | -0.0014556 | 482.8893 | 0.08667 | 477 | 0.0017338 | 482.8893 | 0 | 469.2651 | 1.1125e-05 | 482.8893 | 0 | 469.2651 | 7.0607e-06 | 482.8893 | 0 | 482.2976 | -0.00063224 | 709.3345 | 0.01678 | 482.2976 | -0.00062505 | 708.6037 | 1.0001e-05 | 709.3345 | 0.00202 | 482.2976 | 0.0516 | 482.8893 | 0.097777
| 469.348 | 0 | 483.112 | 0.0024702 | 482.5205 | 0.0051318 | 469.348 | 0 | 483.112 | 0.0015054 | 482.5205 | 0.0021136 | 482.5205 | 0.0027499 | 469.3807 | 0.24692 | 483.112 | 0.029395 | 477.22 | 0.1785 | 483.112 | 0.29812 | 469.348 | 0.04201 | 483.112 | 0.62259 | 477.22 | 0.00032017 | 483.112 | 0.088815 | 477.22 | 0.00033593 | 483.112 | 0.00044122 | 469.3807 | 9.5911e-06 | 483.112 | 0.00076805 | 469.3807 | 1.0695e-05 | 483.112 | 0.00041315 | 482.5205 | 0.00075655 | 709.4979 | 0.01362 | 482.5205 | 0.0016039 | 708.7671 | 0 | 709.4979 | 0.00192 | 482.5205 | 0.05211 | 483.112 | 0.1
| 469.4613 | 0 | 483.3347 | 0.0014266 | 482.7434 | 0.0051393 | 469.4613 | 0.00113 | 483.3347 | -0.00024438 | 482.7434 | 0.00090367 | 482.7434 | 0.0013622 | 469.4963 | 0.24513 | 483.3347 | 0.027754 | 477.45 | 0.17614 | 483.3347 | 0.29028 | 469.4613 | 0.04337 | 483.3347 | 0.62653 | 477.45 | -0.0010036 | 483.3347 | 0.090082 | 477.45 | -0.0016472 | 483.3347 | 0 | 469.4963 | 1.1336e-05 | 483.3347 | 0 | 469.4963 | 8.016e-06 | 483.3347 | 0 | 482.7434 | -0.00076081 | 709.6612 | 0.01634 | 482.7434 | -0.001267 | 708.9305 | 3.0002e-05 | 709.6612 | 0.00216 | 482.7434 | 0.05184 | 483.3347 | 0.10114
| 469.5745 | 0 | 483.5575 | 0.0021818 | 482.9663 | 0.0050871 | 469.5745 | 0 | 483.5575 | 0.00081566 | 482.9663 | 0.0020793 | 482.9663 | 0.0028709 | 469.612 | 0.24208 | 483.5575 | 0.028265 | 477.67 | 0.1663 | 483.5575 | 0.28658 | 469.5745 | 0.04147 | 483.5575 | 0.63505 | 477.67 | -0.00029326 | 483.5575 | 0.09303 | 477.67 | 0.00053099 | 483.5575 | 0.00021795 | 469.612 | 1.1418e-05 | 483.5575 | 0.00092673 | 469.612 | 7.3791e-06 | 483.5575 | 0.00039015 | 482.9663 | 0.00085151 | 709.8245 | 0.01375 | 482.9663 | -0.0021441 | 709.094 | 2.6669e-05 | 709.8245 | 0.00208 | 482.9663 | 0.05378 | 483.5575 | 0.10318
| 469.6878 | 0.001 | 483.7802 | 0.00088113 | 483.1893 | 0.0051227 | 469.6878 | 0.00083232 | 483.7802 | -0.00027735 | 483.1893 | 0.00021629 | 483.1893 | 0.0014297 | 469.7276 | 0.24104 | 483.7802 | 0.026486 | 477.89 | 0.16917 | 483.7802 | 0.27815 | 469.6878 | 0.03882 | 483.7802 | 0.63951 | 477.89 | -0.00055155 | 483.7802 | 0.09415 | 477.89 | -0.0020372 | 483.7802 | 0 | 469.7276 | 1.2027e-05 | 483.7802 | 0 | 469.7276 | 5.0292e-06 | 483.7802 | 0 | 483.1893 | -0.00046371 | 709.9878 | 0.01604 | 483.1893 | -0.0011651 | 709.2574 | 3.0002e-05 | 709.9878 | 0.00218 | 483.1893 | 0.05199 | 483.7802 | 0.10386
| 469.8011 | 0 | 484.0029 | 0.0019252 | 483.4122 | 0.0050654 | 469.8011 | 0 | 484.0029 | 0.0009063 | 483.4122 | 0.001904 | 483.4122 | 0.0026628 | 469.8432 | 0.23851 | 484.0029 | 0.027242 | 478.12 | 0.15658 | 484.0029 | 0.27544 | 469.8011 | 0.04241 | 484.0029 | 0.64647 | 478.12 | 0.00099818 | 484.0029 | 0.097596 | 478.12 | 7.5855e-05 | 484.0029 | 0.00037506 | 469.8432 | 1.1067e-05 | 484.0029 | 0.00084589 | 469.8432 | 7.1595e-06 | 484.0029 | 0.00064443 | 483.4122 | 0.00049091 | 710.1512 | 0.0135 | 483.4122 | 0.0005278 | 709.4208 | 6.6672e-06 | 710.1512 | 0.00201 | 483.4122 | 0.0538 | 484.0029 | 0.10585
| 469.9144 | 0.00030245 | 484.2257 | 0.0018628 | 483.6352 | 0.0049176 | 469.9144 | 0.00189 | 484.2257 | 0.00055772 | 483.6352 | 0.001044 | 483.6352 | 0.0014015 | 469.9588 | 0.23745 | 484.2257 | 0.024782 | 478.34 | 0.15382 | 484.2257 | 0.26778 | 469.9144 | 0.04379 | 484.2257 | 0.6525 | 478.34 | -0.0017461 | 484.2257 | 0.098046 | 478.34 | -0.0018096 | 484.2257 | 0 | 469.9588 | 9.7551e-06 | 484.2257 | 0 | 469.9588 | 7.9172e-06 | 484.2257 | 0 | 483.6352 | -0.00047067 | 710.3145 | 0.0173 | 483.6352 | -0.00051266 | 709.5843 | 1.0001e-05 | 710.3145 | 0.00211 | 483.6352 | 0.05343 | 484.2257 | 0.10667
| 470.0277 | 0 | 484.4485 | 0.0027209 | 483.8582 | 0.0048804 | 470.0277 | 0 | 484.4485 | 0.00074548 | 483.8582 | 0.0025242 | 483.8582 | 0.0028226 | 470.0745 | 0.23419 | 484.4485 | 0.025784 | 478.56 | 0.14822 | 484.4485 | 0.26426 | 470.0277 | 0.04283 | 484.4485 | 0.66227 | 478.56 | 0.0020314 | 484.4485 | 0.10131 | 478.56 | 0.0018964 | 484.4485 | 0.00057442 | 470.0745 | 9.8136e-06 | 484.4485 | 0.00070169 | 470.0745 | 9.729e-06 | 484.4485 | 0.00042977 | 483.8582 | 0.00055522 | 710.4779 | 0.01582 | 483.8582 | 0.00024219 | 709.7477 | 0 | 710.4779 | 0.00203 | 483.8582 | 0.05433 | 484.4485 | 0.109
| 470.141 | 0.00028449 | 484.6712 | 0.00092399 | 484.0811 | 0.0050147 | 470.141 | 0.00052021 | 484.6712 | 0.0002942 | 484.0811 | 0.00045046 | 484.0811 | 0.0013639 | 470.1901 | 0.23264 | 484.6712 | 0.023595 | 478.79 | 0.14713 | 484.6712 | 0.2571 | 470.141 | 0.0447 | 484.6712 | 0.66483 | 478.79 | -2.6905e-06 | 484.6712 | 0.1029 | 478.79 | -0.0021998 | 484.6712 | 0 | 470.1901 | 1.0516e-05 | 484.6712 | 0 | 470.1901 | 7.6976e-06 | 484.6712 | 0 | 484.0811 | -0.00058791 | 710.6412 | 0.0175 | 484.0811 | 0.00010154 | 709.9112 | 0 | 710.6412 | 0.00213 | 484.0811 | 0.05013 | 484.6712 | 0.10914
| 470.2543 | 0 | 484.894 | 0.0030493 | 484.3041 | 0.0050221 | 470.2543 | 0 | 484.894 | 0.0013505 | 484.3041 | 0.002281 | 484.3041 | 0.0026787 | 470.3057 | 0.22937 | 484.894 | 0.024809 | 479.01 | 0.13574 | 484.894 | 0.25326 | 470.2543 | 0.04471 | 484.894 | 0.67359 | 479.01 | -0.0019076 | 484.894 | 0.10543 | 479.01 | -0.0012895 | 484.894 | 0.00098837 | 470.3057 | 1.0259e-05 | 484.894 | 0.0010939 | 470.3057 | 8.3454e-06 | 484.894 | 0.00046077 | 484.3041 | 0.00053098 | 710.8046 | 0.01371 | 484.3041 | -0.00085867 | 710.0746 | 6.6672e-06 | 710.8046 | 0.002 | 484.3041 | 0.05724 | 484.894 | 0.11124
| 470.3676 | 0.0006079 | 485.1168 | 0.0017647 | 484.5272 | 0.0047581 | 470.3676 | 0.00151 | 485.1168 | 0.00013568 | 484.5272 | 0.00044162 | 484.5272 | 0.0013189 | 470.4214 | 0.22798 | 485.1168 | 0.022167 | 479.23 | 0.13348 | 485.1168 | 0.24643 | 470.3676 | 0.04388 | 485.1168 | 0.67764 | 479.23 | -2.6905e-06 | 485.1168 | 0.10745 | 479.23 | -0.0016147 | 485.1168 | 0 | 470.4214 | 1.0423e-05 | 485.1168 | 0 | 470.4214 | 6.6324e-06 | 485.1168 | 0 | 484.5272 | -0.0004513 | 710.968 | 0.01748 | 484.5272 | -0.0011569 | 710.2381 | 0 | 710.968 | 0.0021 | 484.5272 | 0.05429 | 485.1168 | 0.11213
| 470.4809 | 0 | 485.3397 | 0.0023971 | 484.7502 | 0.0048578 | 470.4809 | 0 | 485.3397 | 0.0013327 | 484.7502 | 0.0023217 | 484.7502 | 0.0026001 | 470.5371 | 0.22486 | 485.3397 | 0.023247 | 479.46 | 0.12757 | 485.3397 | 0.24345 | 470.4809 | 0.04638 | 485.3397 | 0.68394 | 479.46 | 0.00086903 | 485.3397 | 0.11063 | 479.46 | 7.5855e-05 | 485.3397 | 0.00058018 | 470.5371 | 9.193e-06 | 485.3397 | 0.00089384 | 470.5371 | 6.6324e-06 | 485.3397 | 0.0004621 | 484.7502 | 0.00112 | 711.1313 | 0.01665 | 484.7502 | 0.00116 | 710.4015 | 0 | 711.1313 | 0.00204 | 484.7502 | 0.05629 | 485.3397 | 0.11409
| 470.5942 | 0.00021262 | 485.5625 | 0.001832 | 484.9732 | 0.0046716 | 470.5942 | 0 | 485.5625 | 0.00048819 | 484.9732 | 0.0010379 | 484.9732 | 0.0012457 | 470.6527 | 0.22416 | 485.5625 | 0.021318 | 479.68 | 0.12525 | 485.5625 | 0.23612 | 470.5942 | 0.04476 | 485.5625 | 0.68897 | 479.68 | 0.00083675 | 485.5625 | 0.11214 | 479.68 | 0.00046596 | 485.5625 | 0 | 470.6527 | 1.1043e-05 | 485.5625 | 0 | 470.6527 | 5.7759e-06 | 485.5625 | 0 | 484.9732 | -0.00010219 | 711.2947 | 0.01762 | 484.9732 | -0.00027902 | 710.565 | 3.0002e-05 | 711.2947 | 0.00221 | 484.9732 | 0.05578 | 485.5625 | 0.11435
| 470.7075 | 0 | 485.7853 | 0.0025081 | 485.1963 | 0.004722 | 470.7075 | 0 | 485.7853 | 0.0018008 | 485.1963 | 0.0018062 | 485.1963 | 0.0026611 | 470.7684 | 0.22166 | 485.7853 | 0.021937 | 479.9 | 0.11233 | 485.7853 | 0.23263 | 470.7075 | 0.04661 | 485.7853 | 0.69584 | 479.9 | 0.0012242 | 485.7853 | 0.11544 | 479.9 | 0.0015712 | 485.7853 | 0.00045134 | 470.7684 | 1.0329e-05 | 485.7853 | 0.0010612 | 470.7684 | 6.0944e-06 | 485.7853 | 0.00046727 | 485.1963 | 0.00132 | 711.4581 | 0.01631 | 485.1963 | 0.0015139 | 710.7285 | 0 | 711.4581 | 0.00211 | 485.1963 | 0.05726 | 485.7853 | 0.11644
| 470.8208 | 0.00115 | 486.0082 | 0.0011662 | 485.4193 | 0.004702 | 470.8208 | 0.00154 | 486.0082 | 0.00052365 | 485.4193 | 0.00034427 | 485.4193 | 0.0010966 | 470.884 | 0.22093 | 486.0082 | 0.020246 | 480.13 | 0.11499 | 486.0082 | 0.22736 | 470.8208 | 0.05077 | 486.0082 | 0.69829 | 480.13 | -0.00048698 | 486.0082 | 0.11753 | 480.13 | 0.0014413 | 486.0082 | 0 | 470.884 | 1.1231e-05 | 486.0082 | 0 | 470.884 | 9.191e-06 | 486.0082 | 0 | 485.4193 | -0.00081492 | 711.6215 | 0.01396 | 485.4193 | -0.00080565 | 710.892 | 1.0001e-05 | 711.6215 | 0.00224 | 485.4193 | 0.05541 | 486.0082 | 0.11656
| 470.9341 | 0 | 486.231 | 0.0025246 | 485.6424 | 0.0047457 | 470.9341 | 0 | 486.231 | 0.0010577 | 485.6424 | 0.0020081 | 485.6424 | 0.002683 | 470.9997 | 0.21748 | 486.2311 | 0.02152 | 480.35 | 0.11004 | 486.2311 | 0.2251 | 470.9341 | 0.04911 | 486.2311 | 0.70962 | 480.35 | -0.0026824 | 486.231 | 0.12124 | 480.35 | -0.00060684 | 486.2311 | 0.00073861 | 470.9997 | 9.9542e-06 | 486.2311 | 0.0007287 | 470.9997 | 8.3454e-06 | 486.231 | 0.00055654 | 485.6424 | 0.00155 | 711.7849 | 0.01811 | 485.6424 | 0.00075982 | 711.0555 | 0 | 711.7849 | 0.00204 | 485.6424 | 0.0586 | 486.231 | 0.1185
| 471.0474 | 0 | 486.4539 | 0.0021685 | 485.8655 | 0.0046833 | 471.0474 | 0.00118 | 486.4539 | -0.00010112 | 485.8655 | 0.00051363 | 485.8655 | 0.0010704 | 471.1154 | 0.21575 | 486.4539 | 0.019136 | 480.57 | 0.1067 | 486.4539 | 0.21831 | 471.0474 | 0.04847 | 486.4539 | 0.71112 | 480.57 | 0.0007076 | 486.4539 | 0.12265 | 480.57 | -0.001192 | 486.4539 | 0 | 471.1154 | 1.0364e-05 | 486.4539 | 0 | 471.1154 | 9.191e-06 | 486.454 | 0 | 485.8655 | 0.0001822 | 711.9483 | 0.01616 | 485.8655 | -0.0012641 | 711.2189 | 1.0001e-05 | 711.9483 | 0.00216 | 485.8655 | 0.05811 | 486.4539 | 0.11908
| 471.1607 | 0 | 486.6768 | 0.0025875 | 486.0886 | 0.0049767 | 471.1607 | 0 | 486.6768 | 0.0011661 | 486.0886 | 0.0030573 | 486.0886 | 0.0027797 | 471.231 | 0.21287 | 486.6768 | 0.019811 | 480.8 | 0.09604 | 486.6768 | 0.21552 | 471.1607 | 0.04825 | 486.6768 | 0.72152 | 480.8 | 0.0013533 | 486.6768 | 0.12657 | 480.8 | 0.0010836 | 486.6768 | 0.00062857 | 471.231 | 9.5677e-06 | 486.6768 | 0.0010194 | 471.231 | 9.6192e-06 | 486.6769 | 0.00045996 | 486.0886 | 0.00062108 | 712.1117 | 0.01781 | 486.0886 | 0.00083781 | 711.3824 | 0 | 712.1117 | 0.00198 | 486.0886 | 0.05873 | 486.6768 | 0.12033
| 471.2741 | 0.00075165 | 486.8997 | 0.0016046 | 486.3117 | 0.0047259 | 471.2741 | 0.00060691 | 486.8997 | 0.00033896 | 486.3117 | -0.00019357 | 486.3117 | 0.0012094 | 471.3467 | 0.21218 | 486.8998 | 0.019002 | 481.02 | 0.094656 | 486.8998 | 0.20918 | 471.2741 | 0.04876 | 486.8998 | 0.72332 | 481.02 | 0.00093361 | 486.8997 | 0.12774 | 481.02 | -0.001257 | 486.8998 | 0 | 471.3467 | 9.2398e-06 | 486.8998 | 0 | 471.3467 | 1.0904e-05 | 486.8997 | 0 | 486.3118 | -0.00061311 | 712.2751 | 0.0144 | 486.3117 | 0.00013408 | 711.5459 | 3.0002e-05 | 712.2751 | 0.00218 | 486.3118 | 0.05887 | 486.8997 | 0.12036
| 471.3874 | 0 | 487.1227 | 0.0027804 | 486.5349 | 0.0045937 | 471.3874 | 0 | 487.1227 | 0.00065854 | 486.5349 | 0.0020602 | 486.5349 | 0.0026999 | 471.4624 | 0.21046 | 487.1227 | 0.019424 | 481.24 | 0.090306 | 487.1227 | 0.20641 | 471.3874 | 0.04842 | 487.1227 | 0.72912 | 481.24 | 0.00093361 | 487.1227 | 0.13155 | 481.24 | -0.0010945 | 487.1227 | 0.00043126 | 471.4624 | 8.502e-06 | 487.1227 | 0.0006224 | 471.4624 | 1.0904e-05 | 487.1227 | 0.00042783 | 486.5349 | 0.00043114 | 712.4385 | 0.01735 | 486.5349 | 0.00047241 | 711.7095 | 6.6672e-06 | 712.4385 | 0.00196 | 486.5349 | 0.06031 | 487.1227 | 0.12183
| 471.5007 | 0.00080555 | 487.3456 | 0.0006763 | 486.758 | 0.0045358 | 471.5007 | 0.00154 | 487.3456 | -0.00010337 | 486.758 | 0.00028398 | 486.758 | 0.0011392 | 471.5781 | 0.20989 | 487.3456 | 0.017131 | 481.47 | 0.09432 | 487.3456 | 0.20041 | 471.5007 | 0.04995 | 487.3456 | 0.73453 | 481.47 | -0.00019641 | 487.3456 | 0.13454 | 481.47 | -0.0012895 | 487.3456 | 0 | 471.5781 | 8.7011e-06 | 487.3456 | 0 | 471.5781 | 8.6639e-06 | 487.3456 | 0 | 486.758 | -0.00097959 | 712.6019 | 0.01296 | 486.758 | -0.0015431 | 711.873 | 1.0001e-05 | 712.6019 | 0.00207 | 486.758 | 0.06001 | 487.3456 | 0.12187
| 471.614 | 0 | 487.5686 | 0.0028437 | 486.9812 | 0.0046071 | 471.614 | 0 | 487.5686 | 0.0010941 | 486.9812 | 0.0020577 | 486.9812 | 0.0025544 | 471.6938 | 0.20732 | 487.5686 | 0.018661 | 481.69 | 0.082784 | 487.5686 | 0.19899 | 471.614 | 0.0482 | 487.5686 | 0.74374 | 481.69 | 0.00080447 | 487.5686 | 0.13816 | 481.69 | -0.0012245 | 487.5686 | 0.00065778 | 471.6938 | 9.1344e-06 | 487.5686 | 0.00085935 | 471.6938 | 7.6976e-06 | 487.5686 | 0.00027509 | 486.9812 | 0.00074003 | 712.7654 | 0.01754 | 486.9812 | -0.0019449 | 712.0365 | 0 | 712.7654 | 0.00196 | 486.9812 | 0.06218 | 487.5686 | 0.12337
| 471.7274 | 0 | 487.7915 | 0.0019453 | 487.2044 | 0.0044431 | 471.7274 | 0.00022542 | 487.7915 | 0.00072095 | 487.2044 | 0.00083628 | 487.2044 | 0.001169 | 471.8095 | 0.20501 | 487.7915 | 0.017036 | 481.91 | 0.082986 | 487.7915 | 0.19241 | 471.7274 | 0.04788 | 487.7915 | 0.74616 | 481.91 | -0.00074527 | 487.7915 | 0.14023 | 481.91 | -0.0016472 | 487.7915 | 0 | 471.8095 | 8.9119e-06 | 487.7915 | 0 | 471.8095 | 6.7313e-06 | 487.7915 | 0 | 487.2044 | -0.00056818 | 712.9288 | 0.01352 | 487.2044 | -0.00034475 | 712.2 | 1.0001e-05 | 712.9288 | 0.00214 | 487.2044 | 0.06166 | 487.7915 | 0.12298
| 471.8407 | 0 | 488.0145 | 0.0022221 | 487.4276 | 0.0048216 | 471.8407 | 0 | 488.0145 | 0.00089895 | 487.4276 | 0.0019391 | 487.4276 | 0.0026546 | 471.9252 | 0.20106 | 488.0145 | 0.017562 | 482.14 | 0.074555 | 488.0145 | 0.19089 | 471.8407 | 0.0503 | 488.0145 | 0.75464 | 482.14 | 0.0029354 | 488.0145 | 0.14441 | 482.14 | -0.0015171 | 488.0145 | 0.00062967 | 471.9252 | 8.8534e-06 | 488.0145 | 0.0012919 | 471.9252 | 4.4912e-06 | 488.0145 | 0.00049736 | 487.4276 | 0.0009419 | 713.0922 | 0.017 | 487.4276 | 0.0013033 | 712.3636 | 0 | 713.0922 | 0.00204 | 487.4276 | 0.06467 | 488.0145 | 0.12433
| 471.954 | 0.000554 | 488.2375 | 0.0014688 | 487.6508 | 0.0043715 | 471.954 | 0.00156 | 488.2375 | 6.0751e-05 | 487.6508 | 0.0010695 | 487.6508 | 0.0013215 | 472.0409 | 0.19893 | 488.2375 | 0.015652 | 482.36 | 0.07442 | 488.2375 | 0.18461 | 471.954 | 0.05094 | 488.2375 | 0.75521 | 482.36 | 0.0051308 | 488.2375 | 0.14688 | 482.36 | 0.00069354 | 488.2375 | 0 | 472.0409 | 9.8136e-06 | 488.2375 | 0 | 472.0409 | 4.0629e-06 | 488.2375 | 0 | 487.6508 | -0.00044827 | 713.2557 | 0.01472 | 487.6508 | -0.0014902 | 712.5271 | 3.0002e-05 | 713.2557 | 0.00215 | 487.6508 | 0.06332 | 488.2375 | 0.12393
| 472.0673 | 0 | 488.4605 | 0.002588 | 487.874 | 0.0046127 | 472.0673 | 0 | 488.4605 | 0.001245 | 487.874 | 0.0017581 | 487.874 | 0.0026623 | 472.1566 | 0.19644 | 488.4605 | 0.016407 | 482.58 | 0.065246 | 488.4605 | 0.18357 | 472.0673 | 0.04763 | 488.4605 | 0.76294 | 482.58 | 0.001773 | 488.4605 | 0.15149 | 482.58 | -0.0024923 | 488.4605 | 0.00074557 | 472.1566 | 1.0493e-05 | 488.4605 | 0.00086458 | 472.1566 | 5.1281e-06 | 488.4605 | 0.00065585 | 487.874 | 0.001 | 713.4191 | 0.01775 | 487.874 | 0.00049332 | 712.6906 | 6.6672e-06 | 713.4191 | 0.00206 | 487.874 | 0.06535 | 488.4605 | 0.1246
| 472.1807 | 0.00076961 | 488.6835 | 0.0020622 | 488.0972 | 0.0044196 | 472.1807 | 0.00149 | 488.6835 | 0.00065515 | 488.0972 | 0.00078128 | 488.0972 | 0.0011996 | 472.2723 | 0.19625 | 488.6835 | 0.015153 | 482.81 | 0.072059 | 488.6835 | 0.17778 | 472.1807 | 0.05128 | 488.6835 | 0.76836 | 482.81 | 0.0043883 | 488.6835 | 0.1536 | 482.81 | -5.4182e-05 | 488.6835 | 0 | 472.2723 | 1.0739e-05 | 488.6835 | 0 | 472.2723 | 6.0944e-06 | 488.6835 | 0 | 488.0972 | -0.0005244 | 713.5826 | 0.01343 | 488.0972 | -0.0039621 | 712.8542 | 1.0001e-05 | 713.5826 | 0.00222 | 488.0972 | 0.06621 | 488.6835 | 0.12449
| 472.294 | 0 | 488.9065 | 0.0034471 | 488.3204 | 0.0050836 | 472.294 | 0 | 488.9065 | 0.00092911 | 488.3204 | 0.0023742 | 488.3204 | 0.002624 | 472.388 | 0.19503 | 488.9065 | 0.016198 | 483.03 | 0.060591 | 488.9065 | 0.17639 | 472.294 | 0.04928 | 488.9065 | 0.77546 | 483.03 | 0.00032017 | 488.9065 | 0.15858 | 483.03 | -0.00024923 | 488.9065 | 0.00091817 | 472.388 | 9.0173e-06 | 488.9065 | 0.00069616 | 472.388 | 7.3791e-06 | 488.9065 | 0.00055434 | 488.3204 | 0.0012 | 713.746 | 0.01487 | 488.3204 | 0.0016233 | 713.0177 | 6.6672e-06 | 713.746 | 0.00217 | 488.3204 | 0.06735 | 488.9065 | 0.12542
| 472.4074 | 0.00091335 | 489.1296 | 0.00091005 | 488.5437 | 0.0048475 | 472.4074 | 0.00123 | 489.1296 | 0.00040987 | 488.5437 | 0.00063563 | 488.5437 | 0.0012212 | 472.5038 | 0.19448 | 489.1296 | 0.014484 | 483.25 | 0.065785 | 489.1296 | 0.17169 | 472.4074 | 0.04839 | 489.1296 | 0.77831 | 483.25 | 0.0024833 | 489.1296 | 0.16174 | 483.25 | -0.001257 | 489.1296 | 0 | 472.5038 | 8.8534e-06 | 489.1296 | 0 | 472.5038 | 7.9172e-06 | 489.1296 | 0 | 488.5437 | -0.00034013 | 713.9095 | 0.01314 | 488.5437 | 0.00074857 | 713.1813 | 1.0001e-05 | 713.9095 | 0.00221 | 488.5437 | 0.06696 | 489.1296 | 0.12487
| 472.5207 | 0 | 489.3526 | 0.0026057 | 488.767 | 0.004992 | 472.5207 | 0 | 489.3526 | 0.00064044 | 488.767 | 0.0020337 | 488.767 | 0.0026203 | 472.6195 | 0.19153 | 489.3526 | 0.015366 | 483.48 | 0.056409 | 489.3526 | 0.17005 | 472.5207 | 0.04709 | 489.3526 | 0.78551 | 483.48 | 0.0053892 | 489.3526 | 0.16674 | 483.48 | 0.0009211 | 489.3526 | 0.00044473 | 472.6195 | 8.7011e-06 | 489.3526 | 0.00076616 | 472.6195 | 8.5541e-06 | 489.3526 | 0.00054498 | 488.767 | 0.00040591 | 714.073 | 0.01603 | 488.767 | -8.3887e-06 | 713.3448 | 2.6669e-05 | 714.073 | 0.00203 | 488.767 | 0.06981 | 489.3526 | 0.12589
| 472.634 | 0.00104 | 489.5757 | 0.0020324 | 488.9902 | 0.004409 | 472.634 | 0.00186 | 489.5757 | 0.0003352 | 488.9902 | 0.00079373 | 488.9902 | 0.0012083 | 472.7352 | 0.18937 | 489.5757 | 0.013516 | 483.7 | 0.06022 | 489.5757 | 0.16484 | 472.634 | 0.04808 | 489.5757 | 0.79005 | 483.7 | 0.0042268 | 489.5757 | 0.16884 | 483.7 | -0.0021023 | 489.5757 | 0 | 472.7352 | 8.947e-06 | 489.5757 | 0 | 472.7352 | 6.4128e-06 | 489.5757 | 0 | 488.9903 | -0.00085195 | 714.2365 | 0.01315 | 488.9902 | -0.0034269 | 713.5084 | 0 | 714.2365 | 0.00207 | 488.9903 | 0.0683 | 489.5757 | 0.12599
| 472.7474 | 0 | 489.7988 | 0.0015384 | 489.2135 | 0.0044182 | 472.7474 | 0 | 489.7988 | 0.00069594 | 489.2135 | 0.0018153 | 489.2135 | 0.0027481 | 472.8509 | 0.18632 | 489.7988 | 0.014754 | 483.92 | 0.052733 | 489.7988 | 0.16303 | 472.7474 | 0.04879 | 489.7988 | 0.79744 | 483.92 | 0.0059057 | 489.7988 | 0.17431 | 483.92 | -2.1673e-05 | 489.7988 | 0.00066071 | 472.8509 | 9.6497e-06 | 489.7988 | 0.00049996 | 472.8509 | 4.4912e-06 | 489.7988 | 0.00042115 | 489.2135 | 0.00138 | 714.3999 | 0.01542 | 489.2135 | 0.0012 | 713.672 | 6.6672e-06 | 714.3999 | 0.00203 | 489.2135 | 0.0717 | 489.7988 | 0.12816
| 472.8607 | 0.00080555 | 490.0219 | 0.00070033 | 489.4369 | 0.0047456 | 472.8607 | 0.00123 | 490.0219 | -0.00039284 | 489.4369 | 0.00044825 | 489.4369 | 0.0010906 | 472.9667 | 0.18525 | 490.0219 | 0.013307 | 484.15 | 0.055768 | 490.0219 | 0.15897 | 472.8607 | 0.04896 | 490.0219 | 0.80269 | 484.15 | 0.0085855 | 490.0219 | 0.17735 | 484.15 | -0.00060684 | 490.0219 | 0 | 472.9667 | 9.6848e-06 | 490.0219 | 0 | 472.9667 | 3.9531e-06 | 490.0218 | 0 | 489.4368 | -0.00101 | 714.5634 | 0.01301 | 489.4369 | -0.00026127 | 713.8355 | 1.0001e-05 | 714.5634 | 0.00222 | 489.4368 | 0.06985 | 490.0219 | 0.12831
| 472.9741 | 0 | 490.245 | 0.0023746 | 489.6602 | 0.0046147 | 472.9741 | 0 | 490.245 | 0.00096016 | 489.6602 | 0.0021707 | 489.6602 | 0.0025872 | 473.0824 | 0.18336 | 490.245 | 0.01398 | 484.37 | 0.049023 | 490.245 | 0.15754 | 472.9741 | 0.04967 | 490.245 | 0.8108 | 484.37 | 0.0064223 | 490.245 | 0.18286 | 484.37 | 0.0002384 | 490.245 | 0.00047843 | 473.0824 | 1.0247e-05 | 490.245 | 0.00045836 | 473.0824 | 4.601e-06 | 490.245 | 0.00048947 | 489.6602 | 0.00133 | 714.7269 | 0.01568 | 489.6602 | 0.00085867 | 713.9991 | 0 | 714.7269 | 0.00207 | 489.6602 | 0.07291 | 490.245 | 0.12988
| 473.0874 | 0.00039229 | 490.4681 | 0.0014628 | 489.8835 | 0.0045291 | 473.0874 | 0.00106 | 490.4681 | -0.00046922 | 489.8835 | 0.00054728 | 489.8835 | 0.0013424 | 473.1982 | 0.18336 | 490.4681 | 0.012708 | 484.59 | 0.044976 | 490.4681 | 0.15229 | 473.0874 | 0.04899 | 490.4681 | 0.81438 | 484.59 | 0.00639 | 490.4681 | 0.18593 | 484.59 | -0.00096444 | 490.4681 | 0 | 473.1982 | 1.1289e-05 | 490.4681 | 0 | 473.1982 | 4.8096e-06 | 490.4681 | 0 | 489.8835 | -0.0003996 | 714.8904 | 0.01296 | 489.8835 | -9.2392e-06 | 714.1627 | 0 | 714.8904 | 0.00223 | 489.8835 | 0.07237 | 490.4681 | 0.13101
| 473.2008 | 0 | 490.6912 | 0.0024227 | 490.1069 | 0.0037716 | 473.2008 | 0 | 490.6912 | 0.0012448 | 490.1069 | 0.0023097 | 490.1069 | 0.0026787 | 473.3139 | 0.18138 | 490.6912 | 0.01395 | 484.82 | 0.041839 | 490.6912 | 0.15059 | 473.2008 | 0.0501 | 490.6912 | 0.82329 | 484.82 | 0.0090698 | 490.6912 | 0.19153 | 484.82 | -0.0021023 | 490.6912 | 0.00053076 | 473.3139 | 1.1535e-05 | 490.6912 | 0.00098919 | 473.3139 | 5.1281e-06 | 490.6912 | 0.0005053 | 490.1069 | 0.00102 | 715.0539 | 0.0151 | 490.1069 | -0.00086458 | 714.3263 | 0 | 715.0539 | 0.00208 | 490.1069 | 0.07467 | 490.6912 | 0.1331
| 473.3141 | 0 | 490.9144 | 0.0017752 | 490.3302 | 0.0045034 | 473.3141 | 0.00097105 | 490.9144 | 0.00066579 | 490.3302 | 0.00026911 | 490.3302 | 0.0012438 | 473.4297 | 0.18046 | 490.9144 | 0.012324 | 485.04 | 0.043897 | 490.9144 | 0.14738 | 473.3141 | 0.05316 | 490.9144 | 0.82785 | 485.04 | 0.012557 | 490.9144 | 0.19543 | 485.04 | -5.4182e-05 | 490.9144 | 0 | 473.4297 | 1.2378e-05 | 490.9144 | 0 | 473.4297 | 5.1281e-06 | 490.9144 | 0 | 490.3302 | -0.00016349 | 715.2174 | 0.01372 | 490.3302 | -0.0010636 | 714.4899 | 1.0001e-05 | 715.2174 | 0.00196 | 490.3302 | 0.07027 | 490.9144 | 0.13402
| 473.4275 | 0 | 491.1375 | 0.0031407 | 490.5536 | 0.0047483 | 473.4275 | 0 | 491.1375 | 0.00072482 | 490.5536 | 0.0025874 | 490.5536 | 0.0026698 | 473.5454 | 0.1774 | 491.1375 | 0.013118 | 485.26 | 0.030371 | 491.1375 | 0.14501 | 473.4275 | 0.05149 | 491.1375 | 0.83307 | 485.26 | 0.014558 | 491.1375 | 0.20015 | 485.26 | 0.002124 | 491.1375 | 0.00071242 | 473.5454 | 1.0305e-05 | 491.1375 | 0.0012415 | 473.5454 | 7.0607e-06 | 491.1375 | 0.00054891 | 490.5536 | 0.00104 | 715.3809 | 0.0157 | 490.5536 | 0.0010411 | 714.6535 | 6.6672e-06 | 715.3809 | 0.00181 | 490.5536 | 0.07783 | 491.1375 | 0.13689
| 473.5409 | 0.00051807 | 491.3607 | 0.0019849 | 490.777 | 0.0045298 | 473.5409 | 0.00179 | 491.3607 | 6.1873e-05 | 490.777 | 0.0013349 | 490.777 | 0.0013904 | 473.6612 | 0.17583 | 491.3607 | 0.011467 | 485.49 | 0.041873 | 491.3607 | 0.14049 | 473.5409 | 0.05089 | 491.3607 | 0.83337 | 485.49 | 0.019143 | 491.3607 | 0.20398 | 485.49 | -0.0021673 | 491.3607 | 0 | 473.6612 | 1.0598e-05 | 491.3607 | 0 | 473.6612 | 6.8411e-06 | 491.3607 | 0 | 490.777 | -0.00025902 | 715.5445 | 0.01841 | 490.777 | -0.0020876 | 714.8171 | 3.0002e-05 | 715.5445 | 0.00189 | 490.777 | 0.07422 | 491.3607 | 0.13846
| 473.6542 | 0 | 491.5839 | 0.0024483 | 491.0004 | 0.0047411 | 473.6542 | 0 | 491.5839 | 0.0007719 | 491.0004 | 0.0016166 | 491.0004 | 0.0025987 | 473.777 | 0.17294 | 491.5839 | 0.012582 | 485.71 | 0.031653 | 491.5839 | 0.14041 | 473.6542 | 0.05212 | 491.5839 | 0.84422 | 485.71 | 0.017303 | 491.5839 | 0.21001 | 485.71 | -5.4182e-05 | 491.5839 | 0.00045544 | 473.777 | 9.5911e-06 | 491.5839 | 0.0010867 | 473.777 | 6.9509e-06 | 491.5839 | 0.00044277 | 491.0004 | 0.00112 | 715.708 | 0.02716 | 491.0004 | 8.1581e-05 | 714.9807 | 6.6672e-06 | 715.708 | 0.0021 | 491.0004 | 0.07816 | 491.5839 | 0.14119
| 473.7676 | 0.00127 | 491.8071 | 0.0019827 | 491.2238 | 0.0044064 | 473.7676 | 0.00146 | 491.8071 | 1.8235e-05 | 491.2238 | 0.00039057 | 491.2238 | 0.0011011 | 473.8927 | 0.17218 | 491.8071 | 0.011068 | 485.94 | 0.033677 | 491.8071 | 0.1362 | 473.7676 | 0.05321 | 491.8071 | 0.84982 | 485.94 | 0.018918 | 491.8071 | 0.21448 | 485.94 | -0.0014521 | 491.8071 | 0 | 473.8927 | 9.7551e-06 | 491.8071 | 0 | 473.8927 | 7.1595e-06 | 491.8071 | 0 | 491.2238 | -0.00021316 | 715.8715 | 0.02245 | 491.2238 | -0.00062546 | 715.1443 | 0 | 715.8715 | 0.00219 | 491.2238 | 0.07694 | 491.8071 | 0.14327
| 473.881 | 0 | 492.0303 | 0.0021326 | 491.4472 | 0.0045089 | 473.881 | 0 | 492.0303 | 0.00083873 | 491.4472 | 0.0016536 | 491.4472 | 0.0024739 | 474.0085 | 0.17085 | 492.0303 | 0.011735 | 486.16 | 0.028011 | 492.0303 | 0.1336 | 473.881 | 0.05104 | 492.0303 | 0.85422 | 486.16 | 0.017561 | 492.0303 | 0.22001 | 486.16 | 0.00098612 | 492.0303 | 0.00046867 | 474.0085 | 1.0036e-05 | 492.0303 | 0.00078749 | 474.0085 | 1.0047e-05 | 492.0303 | 0.00052228 | 491.4472 | 0.00067658 | 716.0351 | 0.02779 | 491.4472 | -8.8506e-05 | 715.308 | 2.6669e-05 | 716.0351 | 0.00212 | 491.4472 | 0.07869 | 492.0303 | 0.14647
| 473.9943 | 0.0004462 | 492.2535 | 0.0020702 | 491.6707 | 0.004195 | 473.9943 | 0.00074563 | 492.2535 | 0.00025126 | 491.6707 | 0.00024456 | 491.6707 | 0.0011392 | 474.1243 | 0.1714 | 492.2535 | 0.009782 | 486.38 | 0.028315 | 492.2535 | 0.13004 | 473.9943 | 0.05282 | 492.2535 | 0.85541 | 486.38 | 0.026343 | 492.2535 | 0.22338 | 486.38 | -0.0011595 | 492.2535 | 0 | 474.1243 | 9.2749e-06 | 492.2535 | 0 | 474.1243 | 1.0904e-05 | 492.2535 | 0 | 491.6707 | -0.0008146 | 716.1986 | 0.02145 | 491.6707 | 0.0011087 | 715.4716 | 3.0002e-05 | 716.1986 | 0.00227 | 491.6707 | 0.07874 | 492.2535 | 0.14887
| 474.1077 | 0 | 492.4767 | 0.0025792 | 491.8941 | 0.0048012 | 474.1077 | 0 | 492.4767 | 0.0010382 | 491.8941 | 0.0017795 | 491.8941 | 0.002626 | 474.2401 | 0.16962 | 492.4767 | 0.012196 | 486.61 | 0.024199 | 492.4767 | 0.12897 | 474.1077 | 0.053 | 492.4767 | 0.86034 | 486.61 | 0.02518 | 492.4767 | 0.22894 | 486.61 | 0.00098612 | 492.4767 | 0.00080246 | 474.2401 | 1.0305e-05 | 492.4767 | 0.0013563 | 474.2401 | 9.729e-06 | 492.4767 | 0.0005853 | 491.8941 | 0.00095727 | 716.3621 | 0.02823 | 491.8941 | 0.00080424 | 715.6352 | 2.6669e-05 | 716.3621 | 0.00218 | 491.8941 | 0.08003 | 492.4767 | 0.15266
| 474.2211 | 0.00026652 | 492.7 | 0.0015502 | 492.1176 | 0.0043271 | 474.2211 | 0.00055488 | 492.7 | -0.00032222 | 492.1176 | 0.0010771 | 492.1176 | 0.0012987 | 474.3559 | 0.16857 | 492.7 | 0.0099817 | 486.83 | 0.027236 | 492.7 | 0.12529 | 474.2211 | 0.05191 | 492.7 | 0.86713 | 486.83 | 0.035577 | 492.7 | 0.23484 | 486.83 | 0.00027091 | 492.7 | 0 | 474.3559 | 8.4552e-06 | 492.7 | 0 | 474.3559 | 7.6976e-06 | 492.7 | 0 | 492.1176 | -0.00051389 | 716.5257 | 0.01883 | 492.1176 | -2.6693e-05 | 715.7988 | 0 | 716.5257 | 0.00219 | 492.1176 | 0.08006 | 492.7 | 0.15485
| 474.3345 | 0 | 492.9232 | 0.0027341 | 492.3411 | 0.0046837 | 474.3345 | 0 | 492.9232 | 0.00088868 | 492.3411 | 0.0018515 | 492.3411 | 0.0024877 | 474.4717 | 0.16545 | 492.9232 | 0.010958 | 487.05 | 0.022344 | 492.9232 | 0.12449 | 474.3345 | 0.05498 | 492.9232 | 0.87937 | 487.05 | 0.031928 | 492.9232 | 0.24282 | 487.05 | -0.0019722 | 492.9232 | 0.0003945 | 474.4717 | 9.193e-06 | 492.9232 | 0.0009779 | 474.4717 | 7.3791e-06 | 492.9232 | 0.00026829 | 492.3411 | 0.00092465 | 716.6893 | 0.02915 | 492.3411 | -0.00029366 | 715.9625 | 2.6669e-05 | 716.6893 | 0.00206 | 492.3411 | 0.08284 | 492.9232 | 0.15798
| 474.4478 | 0.00015871 | 493.1465 | 0.0016909 | 492.5646 | 0.0043282 | 474.4478 | 0.0004335 | 493.1465 | 0.0010172 | 492.5646 | 0.0010431 | 492.5646 | 0.0011162 | 474.5874 | 0.16397 | 493.1465 | 0.0090658 | 487.28 | 0.026324 | 493.1465 | 0.12115 | 474.4478 | 0.05355 | 493.1465 | 0.88575 | 487.28 | 0.043326 | 493.1465 | 0.24756 | 487.28 | -0.0014521 | 493.1465 | 0 | 474.5874 | 9.1578e-06 | 493.1465 | 0 | 474.5874 | 9.4106e-06 | 493.1465 | 0 | 492.5646 | -0.00076299 | 716.8528 | 0.02291 | 492.5646 | -0.0024238 | 716.1261 | 0 | 716.8528 | 0.00215 | 492.5646 | 0.08316 | 493.1465 | 0.16029
| 474.5612 | 0 | 493.3698 | 0.0025734 | 492.7881 | 0.0043599 | 474.5612 | 0 | 493.3698 | 0.0013134 | 492.7881 | 0.0019668 | 492.7881 | 0.0025581 | 474.7033 | 0.16168 | 493.3698 | 0.010466 | 487.5 | 0.019275 | 493.3698 | 0.12 | 474.5612 | 0.0545 | 493.3698 | 0.88683 | 487.5 | 0.042421 | 493.3698 | 0.25199 | 487.5 | -0.00028175 | 493.3698 | 0.00027884 | 474.7033 | 1.0844e-05 | 493.3698 | 0.00089765 | 474.7033 | 9.8388e-06 | 493.3698 | 0.00059048 | 492.7881 | 0.0004537 | 717.0164 | 0.03073 | 492.7881 | -0.00050103 | 716.2898 | 6.6672e-06 | 717.0164 | 0.00214 | 492.7881 | 0.08566 | 493.3698 | 0.16345
| 474.6746 | 0.00058994 | 493.5931 | 0.0013023 | 493.0116 | 0.0044837 | 474.6746 | 0.00090168 | 493.5931 | 0.00070086 | 493.0116 | 0.00036623 | 493.0116 | 0.001238 | 474.8191 | 0.16109 | 493.5931 | 0.0094054 | 487.73 | 0.022412 | 493.5931 | 0.11588 | 474.6746 | 0.05543 | 493.5931 | 0.88409 | 487.73 | 0.045747 | 493.5931 | 0.25635 | 487.73 | -0.0012895 | 493.5931 | 0 | 474.8191 | 1.0797e-05 | 493.5931 | 0 | 474.8191 | 1.1124e-05 | 493.5931 | 0 | 493.0116 | -4.3388e-05 | 717.18 | 0.02483 | 493.0116 | -0.0012898 | 716.4534 | 1.0001e-05 | 717.18 | 0.00228 | 493.0116 | 0.08478 | 493.5931 | 0.16513
| 474.788 | 0 | 493.8164 | 0.0025042 | 493.2351 | 0.0039028 | 474.788 | 0 | 493.8164 | 0.0018037 | 493.2351 | 0.0017023 | 493.2351 | 0.0025674 | 474.9349 | 0.15961 | 493.8164 | 0.01039 | 487.95 | 0.015295 | 493.8164 | 0.11424 | 474.788 | 0.0543 | 493.8164 | 0.89029 | 487.95 | 0.055433 | 493.8164 | 0.26239 | 487.95 | 0.00056349 | 493.8164 | 0.00055103 | 474.9349 | 9.2984e-06 | 493.8164 | 0.00088446 | 474.9349 | 9.5204e-06 | 493.8164 | 0.00053308 | 493.2351 | 0.00097245 | 717.3435 | 0.0279 | 493.2351 | 0.0010301 | 716.6171 | 0 | 717.3435 | 0.00213 | 493.2351 | 0.08635 | 493.8164 | 0.16855
| 474.9014 | 0.00075165 | 494.0397 | 0.0011302 | 493.4587 | 0.0043603 | 474.9014 | 0.00132 | 494.0397 | 0.00037376 | 493.4587 | 0.00038654 | 493.4587 | 0.0010518 | 475.0507 | 0.1592 | 494.0397 | 0.0085675 | 488.17 | 0.017015 | 494.0397 | 0.11133 | 474.9014 | 0.05285 | 494.0397 | 0.90028 | 488.17 | 0.063019 | 494.0397 | 0.26877 | 488.17 | 0.00027091 | 494.0397 | 0 | 475.0507 | 8.5372e-06 | 494.0397 | 0 | 475.0507 | 7.5878e-06 | 494.0397 | 0 | 493.4587 | -0.00046546 | 717.5071 | 0.02416 | 493.4587 | -0.0020945 | 716.7808 | 3.0002e-05 | 717.5071 | 0.00219 | 493.4587 | 0.08635 | 494.0397 | 0.17032
| 475.0148 | 0 | 494.263 | 0.002394 | 493.6823 | 0.0040698 | 475.0148 | 0 | 494.263 | 0.0014962 | 493.6823 | 0.0021996 | 493.6823 | 0.0025462 | 475.1665 | 0.15762 | 494.263 | 0.010265 | 488.4 | 0.01452 | 494.263 | 0.11273 | 475.0148 | 0.05464 | 494.263 | 0.92113 | 488.4 | 0.063085 | 494.263 | 0.2814 | 488.4 | -0.00047681 | 494.263 | 0.0011048 | 475.1665 | 7.8462e-06 | 494.263 | 0.00066759 | 475.1665 | 8.5541e-06 | 494.263 | 0.00043255 | 493.6823 | 0.00098358 | 717.6707 | 0.03192 | 493.6823 | 0.0031256 | 716.9444 | 6.6672e-06 | 717.6707 | 0.00205 | 493.6823 | 0.09128 | 494.263 | 0.17386
| 475.1282 | 0.00023058 | 494.4864 | 0.0013827 | 493.9058 | 0.0042757 | 475.1282 | 0.00095371 | 494.4864 | -0.00026484 | 493.9058 | 0.00016084 | 493.9058 | 0.0011404 | 475.2823 | 0.15706 | 494.4864 | 0.008663 | 488.62 | 0.015464 | 494.4864 | 0.10942 | 475.1282 | 0.05495 | 494.4864 | 0.9333 | 488.62 | 0.071221 | 494.4864 | 0.28802 | 488.62 | 0.00082357 | 494.4864 | 0 | 475.2823 | 9.6497e-06 | 494.4864 | 0 | 475.2823 | 8.9823e-06 | 494.4864 | 0 | 493.9058 | -0.00037094 | 717.8343 | 0.02696 | 493.9058 | -0.00068332 | 717.1081 | 1.0001e-05 | 717.8343 | 0.00219 | 493.9058 | 0.08977 | 494.4864 | 0.17538
| 475.2416 | 0 | 494.7097 | 0.0027131 | 494.1294 | 0.0046056 | 475.2416 | 0 | 494.7097 | 0.0017546 | 494.1294 | 0.001585 | 494.1294 | 0.0026117 | 475.3981 | 0.15427 | 494.7098 | 0.0099584 | 488.84 | 0.012429 | 494.7098 | 0.10755 | 475.2416 | 0.05816 | 494.7098 | 0.93311 | 488.84 | 0.077419 | 494.7097 | 0.29397 | 488.84 | -0.00034676 | 494.7098 | 0.00045635 | 475.3981 | 1.0329e-05 | 494.7098 | 0.00086031 | 475.3981 | 1.1442e-05 | 494.7097 | 0.00062223 | 494.1294 | 0.00132 | 717.9979 | 0.0321 | 494.1294 | 0.00054209 | 717.2718 | 2.6669e-05 | 717.9979 | 0.00213 | 494.1294 | 0.09336 | 494.7097 | 0.17822
| 475.355 | 0.00051807 | 494.9331 | 0.0013533 | 494.353 | 0.0040342 | 475.355 | 0.00153 | 494.9331 | -0.0001079 | 494.353 | 0.00040254 | 494.353 | 0.0011607 | 475.514 | 0.15289 | 494.9331 | 0.00838 | 489.07 | 0.014587 | 494.9331 | 0.103 | 475.355 | 0.0596 | 494.9331 | 0.92384 | 489.07 | 0.085975 | 494.9331 | 0.29634 | 489.07 | -0.00054182 | 494.9331 | 0 | 475.514 | 1.1886e-05 | 494.9331 | 0 | 475.514 | 9.5204e-06 | 494.9331 | 0 | 494.353 | -0.0007276 | 718.1615 | 0.02726 | 494.353 | 0.00023035 | 717.4355 | 3.0002e-05 | 718.1615 | 0.00225 | 494.353 | 0.09322 | 494.9331 | 0.17945
| 475.4684 | 0 | 495.1565 | 0.0031157 | 494.5766 | 0.0044807 | 475.4684 | 0 | 495.1565 | 0.0013754 | 494.5766 | 0.0024767 | 494.5766 | 0.0026171 | 475.6298 | 0.15055 | 495.1565 | 0.0097031 | 489.29 | 0.011316 | 495.1565 | 0.10233 | 475.4684 | 0.05654 | 495.1565 | 0.92894 | 489.29 | 0.089495 | 495.1565 | 0.30265 | 489.29 | 0.0012462 | 495.1565 | 0.00098011 | 475.6298 | 1.1266e-05 | 495.1565 | 0.00095199 | 475.6298 | 8.2356e-06 | 495.1565 | 0.00040613 | 494.5766 | 0.00084595 | 718.3251 | 0.02792 | 494.5766 | 0.0011384 | 717.5992 | 6.6672e-06 | 718.3251 | 0.00219 | 494.5766 | 0.09578 | 495.1565 | 0.18174
| 475.5818 | 0.0004462 | 495.3799 | 0.001708 | 494.8003 | 0.0045656 | 475.5818 | 0.00173 | 495.3799 | -2.463e-05 | 494.8003 | 0.00039557 | 494.8003 | 0.0014167 | 475.7456 | 0.1503 | 495.3799 | 0.0077185 | 489.52 | 0.013272 | 495.3799 | 0.099825 | 475.5818 | 0.06122 | 495.3799 | 0.93043 | 489.52 | 0.10041 | 495.3799 | 0.30844 | 489.52 | -0.0020047 | 495.3799 | 0 | 475.7456 | 1.1863e-05 | 495.3799 | 0.00019431 | 475.7456 | 5.7759e-06 | 495.3799 | 0 | 494.8003 | -0.00010871 | 718.4887 | 0.02704 | 494.8003 | -0.0013804 | 717.7629 | 1.0001e-05 | 718.4887 | 0.0023 | 494.8003 | 0.09404 | 495.3799 | 0.18388
| 475.6952 | 0 | 495.6033 | 0.0033831 | 495.0239 | 0.0040869 | 475.6952 | 0 | 495.6033 | 0.00078731 | 495.0239 | 0.0016417 | 495.0239 | 0.0025475 | 475.8615 | 0.14838 | 495.6033 | 0.0094225 | 489.74 | 0.0098316 | 495.6033 | 0.098333 | 475.6952 | 0.06086 | 495.6033 | 0.9393 | 489.74 | 0.10577 | 495.6033 | 0.31617 | 489.74 | -0.0001192 | 495.6033 | 0.0006829 | 475.8615 | 9.8722e-06 | 495.6033 | 0.00044089 | 475.8615 | 5.7759e-06 | 495.6033 | 0.00041362 | 495.0239 | 0.00075296 | 718.6523 | 0.02911 | 495.0239 | 0.00032908 | 717.9266 | 6.6672e-06 | 718.6523 | 0.00217 | 495.0239 | 0.09822 | 495.6033 | 0.18789
| 475.8086 | 0.00053603 | 495.8268 | 0.0018954 | 495.2476 | 0.0042354 | 475.8086 | 0.00151 | 495.8268 | 0.0008034 | 495.2476 | 0.00053475 | 495.2476 | 0.0012001 | 475.9773 | 0.14777 | 495.8268 | 0.0072513 | 489.96 | 0.011552 | 495.8268 | 0.096093 | 475.8086 | 0.06102 | 495.8268 | 0.94893 | 489.96 | 0.11807 | 495.8268 | 0.32405 | 489.96 | -0.0030776 | 495.8268 | 0 | 475.9773 | 1.0528e-05 | 495.8268 | 0 | 475.9773 | 7.9172e-06 | 495.8268 | 0 | 495.2476 | -0.00037246 | 718.816 | 0.02645 | 495.2476 | -0.0019799 | 718.0903 | 1.0001e-05 | 718.816 | 0.00227 | 495.2476 | 0.09936 | 495.8268 | 0.19127
| 475.922 | 0 | 496.0502 | 0.00225 | 495.4712 | 0.00465 | 475.922 | 0 | 496.0502 | 0.00047191 | 495.4712 | 0.002294 | 495.4712 | 0.002639 | 476.0932 | 0.14581 | 496.0502 | 0.0092154 | 490.19 | 0.010506 | 496.0502 | 0.096205 | 475.922 | 0.0606 | 496.0502 | 0.95581 | 490.19 | 0.11946 | 496.0502 | 0.33303 | 490.19 | -0.00093193 | 496.0502 | 0.00061964 | 476.0932 | 8.7011e-06 | 496.0502 | 0.0010079 | 476.0932 | 1.0267e-05 | 496.0502 | 0.00048736 | 495.4712 | 0.00095575 | 718.9796 | 0.0283 | 495.4712 | -0.00099357 | 718.254 | 0 | 718.9796 | 0.00216 | 495.4712 | 0.10233 | 496.0502 | 0.19534
| 476.0354 | 5.091e-05 | 496.2737 | 0.0023132 | 495.6949 | 0.004433 | 476.0354 | 0.00098839 | 496.2737 | 0.00070707 | 495.6949 | 0.00045797 | 495.6949 | 0.001315 | 476.209 | 0.14529 | 496.2736 | 0.0076333 | 490.41 | 0.0075719 | 496.2736 | 0.093357 | 476.0354 | 0.06076 | 496.2736 | 0.96774 | 490.41 | 0.1285 | 496.2737 | 0.34233 | 490.41 | -0.00063934 | 496.2736 | 0 | 476.209 | 9.2984e-06 | 496.2736 | 0 | 476.209 | 1.0695e-05 | 496.2736 | 0 | 495.6949 | -0.00024743 | 719.1432 | 0.03404 | 495.6949 | -0.00091154 | 718.4177 | 0 | 719.1432 | 0.00225 | 495.6949 | 0.10358 | 496.2737 | 0.1978
| 476.1488 | 0 | 496.4971 | 0.0020944 | 495.9186 | 0.0044827 | 476.1488 | 0 | 496.4971 | 0.00048547 | 495.9186 | 0.0026287 | 495.9186 | 0.0025378 | 476.3249 | 0.14314 | 496.4971 | 0.0083261 | 490.64 | 0.0088197 | 496.4971 | 0.092927 | 476.1488 | 0.06625 | 496.4971 | 0.97362 | 490.64 | 0.13531 | 496.4971 | 0.35057 | 490.64 | 0.00030341 | 496.4971 | 0.00068645 | 476.3249 | 7.3661e-06 | 496.4971 | 0.0013265 | 476.3249 | 8.5541e-06 | 496.4971 | 0.00037282 | 495.9186 | 0.00103 | 719.3069 | 0.02908 | 495.9186 | 0.00035643 | 718.5815 | 0 | 719.3069 | 0.00211 | 495.9186 | 0.10633 | 496.4971 | 0.20096
| 476.2622 | 0 | 496.7206 | 0.0018846 | 496.1423 | 0.0039509 | 476.2622 | 0.00135 | 496.7206 | 0.00079794 | 496.1423 | 0.00093285 | 496.1423 | 0.0013221 | 476.4407 | 0.14272 | 496.7206 | 0.0064575 | 490.86 | 0.0067286 | 496.7206 | 0.088365 | 476.2622 | 0.06286 | 496.7206 | 0.96546 | 490.86 | 0.14618 | 496.7206 | 0.35268 | 490.86 | 0.00014088 | 496.7206 | 0 | 476.4407 | 9.2749e-06 | 496.7206 | 0 | 476.4407 | 8.016e-06 | 496.7206 | 0 | 496.1423 | -0.00107 | 719.4705 | 0.02861 | 496.1423 | -0.0025801 | 718.7452 | 3.0002e-05 | 719.4705 | 0.00218 | 496.1423 | 0.10489 | 496.7206 | 0.20165
| 476.3757 | 0 | 496.9441 | 0.0029766 | 496.366 | 0.0034968 | 476.3757 | 0 | 496.9441 | 0.0010907 | 496.366 | 0.0017726 | 496.366 | 0.0025486 | 476.5566 | 0.14094 | 496.9441 | 0.0079474 | 491.08 | 0.0092245 | 496.9441 | 0.087864 | 476.3757 | 0.06455 | 496.9441 | 0.96377 | 491.08 | 0.14651 | 496.9441 | 0.35983 | 491.08 | 0.0029691 | 496.9441 | 0.00065914 | 476.5566 | 9.5209e-06 | 496.9441 | 0.00094424 | 476.5566 | 7.4889e-06 | 496.9441 | 0.00057953 | 496.366 | 0.00151 | 719.6342 | 0.02918 | 496.366 | 0.0012257 | 718.9089 | 0 | 719.6342 | 0.00206 | 496.366 | 0.10818 | 496.9441 | 0.20351
| 476.4891 | 0.00124 | 497.1676 | 0.0014386 | 496.5898 | 0.0045239 | 476.4891 | 0.00097105 | 497.1676 | 8.4907e-05 | 496.5898 | 0.0008424 | 496.5898 | 0.0013189 | 476.6725 | 0.14059 | 497.1676 | 0.0070739 | 491.31 | 0.007302 | 497.1676 | 0.084772 | 476.4891 | 0.06136 | 497.1676 | 0.96485 | 491.31 | 0.1592 | 497.1676 | 0.36612 | 491.31 | 0.0017338 | 497.1676 | 0 | 476.6725 | 1.068e-05 | 497.1676 | 0 | 476.6725 | 6.6324e-06 | 497.1676 | 0 | 496.5898 | 0.00011973 | 719.7979 | 0.03854 | 496.5898 | 0.0011396 | 719.0727 | 1.0001e-05 | 719.7979 | 0.00224 | 496.5898 | 0.1039 | 497.1676 | 0.20334
| 476.6025 | 0 | 497.3911 | 0.0024055 | 496.8135 | 0.0043626 | 476.6025 | 0 | 497.3911 | 0.00083481 | 496.8135 | 0.0017089 | 496.8135 | 0.0022937 | 476.7883 | 0.13849 | 497.3911 | 0.0076945 | 491.53 | 0.0063913 | 497.3911 | 0.083539 | 476.6025 | 0.06569 | 497.3911 | 0.96009 | 491.53 | 0.16505 | 497.3911 | 0.36956 | 491.53 | 0.00017338 | 497.3911 | 0.00071124 | 476.7883 | 1.0177e-05 | 497.3911 | 0.00090659 | 476.7883 | 5.7759e-06 | 497.3911 | 0.00049119 | 496.8135 | 0.00087479 | 719.9615 | 0.02897 | 496.8135 | -0.00016229 | 719.2364 | 0 | 719.9615 | 0.00216 | 496.8135 | 0.1107 | 497.3911 | 0.20675
| 476.7159 | 0.00108 | 497.6146 | 0.0021593 | 497.0373 | 0.0042688 | 476.7159 | 0.0013 | 497.6146 | 0.00059332 | 497.0373 | 0.00047866 | 497.0373 | 0.0011379 | 476.9042 | 0.13787 | 497.6146 | 0.0063085 | 491.76 | 0.0052446 | 497.6146 | 0.079138 | 476.7159 | 0.06477 | 497.6146 | 0.94534 | 491.76 | 0.18674 | 497.6146 | 0.36991 | 491.76 | -0.00037928 | 497.6146 | 0 | 476.9042 | 1.1617e-05 | 497.6146 | 5.5868e-05 | 476.9042 | 7.0607e-06 | 497.6146 | 0 | 497.0373 | -0.00036295 | 720.1252 | 0.03832 | 497.0373 | 0.0010156 | 719.4002 | 3.0002e-05 | 720.1252 | 0.00228 | 497.0373 | 0.10544 | 497.6146 | 0.208
| 476.8294 | 0 | 497.8382 | 0.0024606 | 497.2611 | 0.0042981 | 476.8294 | 0 | 497.8382 | 0.0012888 | 497.2611 | 0.002427 | 497.2611 | 0.002381 | 477.0201 | 0.13563 | 497.8382 | 0.0079669 | 491.98 | 0.0056493 | 497.8382 | 0.078183 | 476.8294 | 0.06549 | 497.8382 | 0.9476 | 491.98 | 0.18089 | 497.8382 | 0.37643 | 491.98 | 0.00030341 | 497.8382 | 0.00031234 | 477.0201 | 1.1781e-05 | 497.8382 | 0.0006195 | 477.0201 | 7.2693e-06 | 497.8382 | 0.00042679 | 497.2611 | 0.00086131 | 720.2889 | 0.03396 | 497.2611 | 0.0013027 | 719.5639 | 6.6672e-06 | 720.2889 | 0.00217 | 497.2611 | 0.10989 | 497.8382 | 0.21194
| 476.9428 | 0.00015871 | 498.0617 | 0.001879 | 497.4849 | 0.0041908 | 476.9428 | 0.00062425 | 498.0617 | 0.00049601 | 497.4849 | 0.00049939 | 497.4849 | 0.0011879 | 477.136 | 0.13477 | 498.0617 | 0.0061366 | 492.2 | 0.0046038 | 498.0617 | 0.075859 | 476.9428 | 0.06363 | 498.0617 | 0.95068 | 492.2 | 0.19713 | 498.0617 | 0.38497 | 492.2 | 0.0009211 | 498.0617 | 0 | 477.136 | 1.0715e-05 | 498.0617 | 0 | 477.136 | 7.8074e-06 | 498.0617 | 0 | 497.4848 | -0.00066845 | 720.4525 | 0.03846 | 497.4849 | -0.00082345 | 719.7277 | 5.0004e-05 | 720.4525 | 0.00231 | 497.4848 | 0.10959 | 498.0617 | 0.21445
| 477.0562 | 0 | 498.2853 | 0.0027237 | 497.7087 | 0.0045823 | 477.0562 | 0 | 498.2853 | 0.001424 | 497.7087 | 0.0015614 | 497.7087 | 0.0024152 | 477.2519 | 0.13266 | 498.2853 | 0.0073033 | 492.43 | 0.0069647 | 498.2853 | 0.076173 | 477.0562 | 0.06552 | 498.2853 | 0.95749 | 492.43 | 0.20291 | 498.2853 | 0.39452 | 492.43 | -0.0018096 | 498.2853 | 0.0010861 | 477.2519 | 9.7317e-06 | 498.2853 | 0.0010823 | 477.2519 | 7.2693e-06 | 498.2853 | 0.00064185 | 497.7087 | 0.00046991 | 720.6162 | 0.03453 | 497.7087 | -3.6692e-06 | 719.8914 | 0 | 720.6162 | 0.00219 | 497.7087 | 0.11125 | 498.2853 | 0.21808
| 477.1697 | 0.00116 | 498.5089 | 0.0012822 | 497.9325 | 0.0040037 | 477.1697 | 0.00189 | 498.5089 | 0.00025411 | 497.9325 | 0.00042459 | 497.9325 | 0.0011268 | 477.3678 | 0.13218 | 498.5089 | 0.0055999 | 492.65 | 0.0024789 | 498.5089 | 0.072881 | 477.1697 | 0.06505 | 498.5089 | 0.95347 | 492.65 | 0.21661 | 498.5089 | 0.39917 | 492.65 | -0.0019722 | 498.5089 | 0 | 477.3678 | 1.0388e-05 | 498.5089 | 2.8558e-05 | 477.3678 | 9.9487e-06 | 498.5088 | 0 | 497.9325 | -0.00059762 | 720.7799 | 0.0384 | 497.9325 | -0.00031014 | 720.0552 | 3.0002e-05 | 720.7799 | 0.00224 | 497.9325 | 0.1102 | 498.5089 | 0.21945
| 477.2831 | 0 | 498.7325 | 0.003447 | 498.1563 | 0.0041116 | 477.2831 | 0 | 498.7325 | 0.0011305 | 498.1563 | 0.0019465 | 498.1563 | 0.0023675 | 477.4837 | 0.13033 | 498.7324 | 0.007032 | 492.88 | 0.0025127 | 498.7324 | 0.072786 | 477.2831 | 0.06887 | 498.7324 | 0.96067 | 492.88 | 0.21493 | 498.7325 | 0.40882 | 492.88 | -0.0015171 | 498.7324 | 0.0004831 | 477.4837 | 1.1512e-05 | 498.7324 | 0.00062712 | 477.4837 | 1.0805e-05 | 498.7324 | 0.00034833 | 498.1563 | 0.00065524 | 720.9436 | 0.03676 | 498.1563 | -0.00061832 | 720.219 | 0 | 720.9436 | 0.00212 | 498.1563 | 0.1136 | 498.7325 | 0.22257
| 477.3965 | 0.00019465 | 498.9561 | 0.0013351 | 498.3801 | 0.0039986 | 477.3965 | 0.00108 | 498.9561 | -0.00056071 | 498.3801 | 0.00077417 | 498.3801 | 0.0012033 | 477.5996 | 0.12958 | 498.9561 | 0.0052398 | 493.1 | 0.0049073 | 498.9561 | 0.070336 | 477.3965 | 0.06655 | 498.9561 | 0.96897 | 493.1 | 0.24024 | 498.9561 | 0.41911 | 493.1 | 0.00030341 | 498.9561 | 0 | 477.5996 | 1.109e-05 | 498.9561 | 0 | 477.5996 | 8.8725e-06 | 498.9561 | 0 | 498.3801 | -0.00040112 | 721.1073 | 0.03418 | 498.3801 | -0.00080503 | 720.3827 | 3.0002e-05 | 721.1073 | 0.00227 | 498.3801 | 0.11421 | 498.9561 | 0.22404
| 477.51 | 0 | 499.1797 | 0.0018999 | 498.604 | 0.004323 | 477.51 | 0 | 499.1797 | 0.0015796 | 498.604 | 0.0010982 | 498.604 | 0.0024938 | 477.7155 | 0.12801 | 499.1797 | 0.007237 | 493.32 | 0.0043003 | 499.1797 | 0.070707 | 477.51 | 0.06603 | 499.1797 | 0.97745 | 493.32 | 0.24128 | 499.1797 | 0.42966 | 493.32 | -0.00054182 | 499.1797 | 0.00037646 | 477.7155 | 1.109e-05 | 499.1797 | 0.00069293 | 477.7155 | 8.2356e-06 | 499.1797 | 0.00064134 | 498.604 | 0.00067206 | 721.271 | 0.03709 | 498.604 | 8.5868e-05 | 720.5465 | 6.6672e-06 | 721.271 | 0.00223 | 498.604 | 0.11616 | 499.1797 | 0.22687
| 477.6234 | 0.0006079 | 499.4033 | 0.0016074 | 498.8279 | 0.0033687 | 477.6234 | 0.00104 | 499.4033 | 0.00049183 | 498.8279 | 0.00050425 | 498.8279 | 0.0012167 | 477.8314 | 0.12763 | 499.4033 | 0.0056834 | 493.55 | 0.00082632 | 499.4033 | 0.068949 | 477.6234 | 0.06619 | 499.4033 | 0.98128 | 493.55 | 0.25642 | 499.4033 | 0.43973 | 493.55 | 0.00088859 | 499.4033 | 0 | 477.8314 | 1.0762e-05 | 499.4033 | 0 | 477.8314 | 7.0607e-06 | 499.4033 | 0 | 498.8279 | -0.00052737 | 721.4347 | 0.03758 | 498.8279 | -0.0022583 | 720.7103 | 1.0001e-05 | 721.4347 | 0.00226 | 498.8279 | 0.11705 | 499.4033 | 0.22881
| 477.7369 | 0 | 499.627 | 0.00264 | 499.0517 | 0.0042282 | 477.7369 | 0 | 499.627 | 0.0013363 | 499.0517 | 0.0019946 | 499.0517 | 0.0024022 | 477.9473 | 0.1259 | 499.6269 | 0.0070306 | 493.77 | 0.0036257 | 499.6269 | 0.068476 | 477.7369 | 0.06799 | 499.6269 | 0.97482 | 493.77 | 0.26539 | 499.627 | 0.4435 | 493.77 | -0.0010295 | 499.6269 | 0.00033575 | 477.9473 | 1.0551e-05 | 499.6269 | 0.00085287 | 477.9473 | 8.2356e-06 | 499.627 | 0.00054714 | 499.0517 | 0.0008062 | 721.5984 | 0.03794 | 499.0517 | -0.00075685 | 720.8741 | 0 | 721.5984 | 0.00211 | 499.0517 | 0.11767 | 499.627 | 0.23114
| 477.8503 | 0.00098522 | 499.8506 | 0.0021928 | 499.2756 | 0.0042671 | 477.8503 | 0.00118 | 499.8506 | 0.00018808 | 499.2756 | 0.00091819 | 499.2756 | 0.0013533 | 478.0632 | 0.12481 | 499.8506 | 0.0050628 | 494 | 0.0035582 | 499.8506 | 0.065746 | 477.8503 | 0.06809 | 499.8506 | 0.97489 | 494 | 0.2806 | 499.8506 | 0.45141 | 494 | -0.0014521 | 499.8506 | 0 | 478.0632 | 9.919e-06 | 499.8506 | 0 | 478.0632 | 6.9509e-06 | 499.8506 | 0 | 499.2756 | -0.00026739 | 721.7622 | 0.03397 | 499.2756 | -0.00014058 | 721.0379 | 3.0002e-05 | 721.7622 | 0.00221 | 499.2756 | 0.11716 | 499.8506 | 0.23326
| 477.9638 | 0 | 500.0743 | 0.0028308 | 499.4995 | 0.0042452 | 477.9638 | 0 | 500.0743 | 0.001619 | 499.4995 | 0.0023467 | 499.4995 | 0.0023176 | 478.1792 | 0.12285 | 500.0743 | 0.0064966 | 494.22 | 0.002108 | 500.0743 | 0.065845 | 477.9638 | 0.0702 | 500.0743 | 0.98196 | 494.22 | 0.28367 | 500.0743 | 0.46341 | 494.22 | 0.00069354 | 500.0743 | 0.0005689 | 478.1792 | 9.1812e-06 | 500.0743 | 0.00060288 | 478.1792 | 7.2693e-06 | 500.0743 | 0.00051072 | 499.4995 | 0.00053669 | 721.9259 | 0.03386 | 499.4995 | -0.0010912 | 721.2017 | 6.6672e-06 | 721.9259 | 0.00218 | 499.4995 | 0.12005 | 500.0743 | 0.23612
| 478.0772 | 0.00053603 | 500.2979 | 0.0017487 | 499.7235 | 0.003744 | 478.0772 | 0.00121 | 500.2979 | 0.00040779 | 499.7235 | 0.0010333 | 499.7235 | 0.0012817 | 478.2951 | 0.12259 | 500.2979 | 0.0054654 | 494.44 | 0.0023104 | 500.2979 | 0.063554 | 478.0772 | 0.06664 | 500.2979 | 0.9803 | 494.44 | 0.30074 | 500.2979 | 0.46939 | 494.44 | 0.00046596 | 500.2979 | 0 | 478.2951 | 9.0759e-06 | 500.2979 | 0 | 478.2951 | 6.0944e-06 | 500.2979 | 0 | 499.7235 | -0.000252 | 722.0896 | 0.03353 | 499.7235 | 4.6143e-05 | 721.3655 | 3.0002e-05 | 722.0896 | 0.00236 | 499.7235 | 0.12003 | 500.2979 | 0.23841
| 478.1907 | 0.00016197 | 500.5216 | 0.0020058 | 499.9474 | 0.0038193 | 478.1907 | 0 | 500.5216 | 0.0013385 | 499.9474 | 0.0020492 | 499.9474 | 0.0023591 | 478.411 | 0.12122 | 500.5216 | 0.0064023 | 494.67 | 0.001231 | 500.5216 | 0.06337 | 478.1907 | 0.06852 | 500.5216 | 0.98285 | 494.67 | 0.31088 | 500.5216 | 0.47845 | 494.67 | 0.0017988 | 500.5216 | 0.00044583 | 478.411 | 9.1812e-06 | 500.5216 | 0.00070908 | 478.411 | 6.6324e-06 | 500.5216 | 0.00045563 | 499.9474 | 0.00078482 | 722.2534 | 0.03419 | 499.9474 | 9.0313e-05 | 721.5294 | 6.6672e-06 | 722.2534 | 0.00223 | 499.9474 | 0.12276 | 500.5216 | 0.24102
| 478.3042 | 0.00046416 | 500.7454 | 0.0027627 | 500.1713 | 0.0040241 | 478.3042 | 0.0018 | 500.7454 | 0.00065511 | 500.1713 | 0.00070111 | 500.1713 | 0.0011909 | 478.5269 | 0.12071 | 500.7453 | 0.0050514 | 494.89 | 0.0028838 | 500.7453 | 0.060213 | 478.3042 | 0.07209 | 500.7453 | 0.97405 | 494.89 | 0.32292 | 500.7454 | 0.48303 | 494.89 | -0.001322 | 500.7453 | 0 | 478.5269 | 1.0633e-05 | 500.7453 | 0 | 478.5269 | 6.8411e-06 | 500.7454 | 0 | 500.1713 | -0.00026885 | 722.4171 | 0.03302 | 500.1713 | 0.00012244 | 721.6932 | 3.0002e-05 | 722.4171 | 0.00235 | 500.1713 | 0.1213 | 500.7454 | 0.24296
| 478.4176 | 0 | 500.9691 | 0.0021847 | 500.3953 | 0.0041488 | 478.4176 | 0 | 500.9691 | 0.00081871 | 500.3953 | 0.0012521 | 500.3953 | 0.0023589 | 478.6429 | 0.11863 | 500.9691 | 0.006106 | 495.12 | 0.0038281 | 500.9691 | 0.059563 | 478.4176 | 0.06932 | 500.9691 | 0.97754 | 495.12 | 0.32932 | 500.9691 | 0.49335 | 495.12 | 0.00066102 | 500.9691 | 0.00045941 | 478.6429 | 1.0528e-05 | 500.9691 | 0.00059569 | 478.6429 | 8.7737e-06 | 500.9691 | 0.00061487 | 500.3953 | 0.00048942 | 722.5809 | 0.03449 | 500.3953 | 0.0010703 | 721.857 | 6.6672e-06 | 722.5809 | 0.0022 | 500.3953 | 0.12389 | 500.9691 | 0.24596
| 478.5311 | 0.00131 | 501.1928 | 0.0030765 | 500.6193 | 0.0041221 | 478.5311 | 0.00137 | 501.1928 | 0.0012874 | 500.6193 | 0.0006702 | 500.6193 | 0.0012661 | 478.7588 | 0.11795 | 501.1928 | 0.0046541 | 495.34 | 0.0012985 | 501.1928 | 0.059257 | 478.5311 | 0.07283 | 501.1928 | 0.97855 | 495.34 | 0.34984 | 501.1928 | 0.50154 | 495.34 | -0.00028175 | 501.1928 | 0 | 478.7588 | 9.8488e-06 | 501.1928 | 0 | 478.7588 | 9.4106e-06 | 501.1928 | 0 | 500.6193 | 0.00010837 | 722.7446 | 0.03316 | 500.6193 | -0.00013892 | 722.0208 | 3.0002e-05 | 722.7446 | 0.00232 | 500.6193 | 0.12672 | 501.1928 | 0.24798
| 478.6446 | 0 | 501.4165 | 0.0032401 | 500.8433 | 0.0038617 | 478.6446 | 0 | 501.4165 | 0.0011641 | 500.8433 | 0.001555 | 500.8433 | 0.0023057 | 478.8748 | 0.11623 | 501.4165 | 0.0058756 | 495.56 | 0.0050423 | 501.4165 | 0.058465 | 478.6446 | 0.07114 | 501.4165 | 0.97809 | 495.56 | 0.35502 | 501.4165 | 0.51195 | 495.56 | -0.00018422 | 501.4165 | 0.00017759 | 478.8748 | 7.694e-06 | 501.4165 | 0.00076534 | 478.8748 | 9.729e-06 | 501.4165 | 0.00059007 | 500.8433 | 0.00077742 | 722.9084 | 0.0347 | 500.8433 | -0.0019541 | 722.1847 | 0 | 722.9084 | 0.00217 | 500.8433 | 0.12903 | 501.4165 | 0.25113
| 478.758 | 0.00113 | 501.6403 | 0.0018972 | 501.0673 | 0.0039548 | 478.758 | 0.00084967 | 501.6403 | 0.00064891 | 501.0673 | 0.00087784 | 501.0673 | 0.0010407 | 478.9907 | 0.11563 | 501.6403 | 0.0042819 | 495.79 | 0.0016358 | 501.6403 | 0.056523 | 478.758 | 0.06931 | 501.6403 | 0.9852 | 495.79 | 0.37217 | 501.6403 | 0.52383 | 495.79 | -0.00057433 | 501.6403 | 0 | 478.9907 | 7.776e-06 | 501.6403 | 0 | 478.9907 | 8.7737e-06 | 501.6403 | 0 | 501.0673 | -0.00040232 | 723.0721 | 0.03371 | 501.0673 | 9.144e-05 | 722.3485 | 1.0001e-05 | 723.0721 | 0.00223 | 501.0673 | 0.13043 | 501.6403 | 0.2528
| 478.8715 | 0 | 501.8641 | 0.003004 | 501.2913 | 0.0038325 | 478.8715 | 0 | 501.8641 | 0.0013526 | 501.2913 | 0.0019665 | 501.2913 | 0.0024022 | 479.1067 | 0.11391 | 501.8641 | 0.0052991 | 496.01 | 0.0020068 | 501.8641 | 0.057372 | 478.8715 | 0.07315 | 501.8641 | 0.99036 | 496.01 | 0.38504 | 501.8641 | 0.5355 | 496.01 | -0.00037928 | 501.8641 | 0 | 479.1067 | 8.0219e-06 | 501.8641 | 0.00072224 | 479.1067 | 1.0377e-05 | 501.8641 | 0.00048119 | 501.2913 | 0.00099783 | 723.2359 | 0.03576 | 501.2913 | 0.001417 | 722.5123 | 6.6672e-06 | 723.2359 | 0.00207 | 501.2913 | 0.13345 | 501.8641 | 0.25638
| 478.985 | 0.00032042 | 502.0879 | 0.0016301 | 501.5153 | 0.0035534 | 478.985 | 0.00175 | 502.0879 | 0.00044412 | 501.5153 | 0.00031318 | 501.5153 | 0.0011877 | 479.2226 | 0.113 | 502.0879 | 0.0041772 | 496.24 | 0.0018381 | 502.0879 | 0.054619 | 478.985 | 0.07481 | 502.0879 | 0.9817 | 496.24 | 0.39273 | 502.0879 | 0.54079 | 496.24 | -0.00099695 | 502.0879 | 0 | 479.2226 | 9.4623e-06 | 502.0879 | 0 | 479.2226 | 8.7737e-06 | 502.0879 | 0 | 501.5153 | -9.5248e-05 | 723.3997 | 0.03411 | 501.5153 | -0.0020245 | 722.6762 | 0 | 723.3997 | 0.00221 | 501.5153 | 0.13326 | 502.0879 | 0.25903
| 479.0985 | 0 | 502.3116 | 0.0028987 | 501.7393 | 0.0042479 | 479.0985 | 0 | 502.3116 | 0.0011533 | 501.7393 | 0.0014761 | 501.7393 | 0.0022866 | 479.3386 | 0.11092 | 502.3117 | 0.0054329 | 496.46 | 0.0025127 | 502.3117 | 0.05403 | 479.0985 | 0.07443 | 502.3117 | 0.9729 | 496.46 | 0.40222 | 502.3116 | 0.54633 | 496.46 | 0.0013112 | 502.3117 | 0.0006728 | 479.3386 | 1.109e-05 | 502.3117 | 0.00051189 | 479.3386 | 1.1124e-05 | 502.3116 | 0.0003965 | 501.7393 | 0.00103 | 723.5634 | 0.03665 | 501.7393 | 0.00079812 | 722.8401 | 2.6669e-05 | 723.5634 | 0.00214 | 501.7393 | 0.13332 | 502.3116 | 0.26253
| 479.212 | 0.00113 | 502.5355 | 0.0028076 | 501.9634 | 0.0037888 | 479.212 | 0.00123 | 502.5355 | 0.00097253 | 501.9634 | 0.0010557 | 501.9634 | 0.0010708 | 479.4546 | 0.10994 | 502.5355 | 0.0041485 | 496.69 | 0.003221 | 502.5355 | 0.051949 | 479.212 | 0.07765 | 502.5355 | 0.9629 | 496.69 | 0.42417 | 502.5355 | 0.55045 | 496.69 | 0.00082357 | 502.5355 | 0 | 479.4546 | 1.1781e-05 | 502.5355 | 0 | 479.4546 | 9.8388e-06 | 502.5355 | 0 | 501.9634 | -0.00079843 | 723.7272 | 0.03369 | 501.9634 | -0.0011177 | 723.0039 | 0 | 723.7272 | 0.00232 | 501.9634 | 0.13296 | 502.5355 | 0.26489
| 479.3254 | 0 | 502.7593 | 0.0027532 | 502.1875 | 0.0039523 | 479.3254 | 0 | 502.7593 | 0.0012493 | 502.1875 | 0.0014947 | 502.1875 | 0.0022388 | 479.5706 | 0.10832 | 502.7593 | 0.0055087 | 496.91 | 0.0026476 | 502.7593 | 0.051565 | 479.3254 | 0.07787 | 502.7593 | 0.95714 | 496.91 | 0.42663 | 502.7593 | 0.55626 | 496.91 | 0.0014088 | 502.7593 | 0.00057693 | 479.5706 | 1.0879e-05 | 502.7593 | 0.00086963 | 479.5706 | 1.0805e-05 | 502.7593 | 0.00049668 | 502.1875 | 0.00061725 | 723.891 | 0.03924 | 502.1875 | -0.00036623 | 723.1678 | 6.6672e-06 | 723.891 | 0.00225 | 502.1875 | 0.13314 | 502.7593 | 0.26826
| 479.4389 | 0.00145 | 502.9831 | 0.0018729 | 502.4115 | 0.003797 | 479.4389 | 0.00097105 | 502.9831 | 0.00056512 | 502.4115 | 0.001252 | 502.4115 | 0.0012169 | 479.6865 | 0.10817 | 502.9831 | 0.004122 | 497.13 | 0.0010961 | 502.9831 | 0.048909 | 479.4389 | 0.07924 | 502.9831 | 0.95058 | 497.13 | 0.44823 | 502.9831 | 0.56386 | 497.13 | 0.00059601 | 502.9831 | 0 | 479.6865 | 8.8534e-06 | 502.9831 | 0 | 479.6865 | 7.2693e-06 | 502.9831 | 4.5262e-05 | 502.4115 | -0.00035487 | 724.0548 | 0.038 | 502.4115 | 0.0010275 | 723.3317 | 1.0001e-05 | 724.0548 | 0.00241 | 502.4115 | 0.13434 | 502.9831 | 0.27089
| 479.5524 | 0 | 503.207 | 0.0035475 | 502.6356 | 0.0039073 | 479.5524 | 0 | 503.207 | 0.0010644 | 502.6356 | 0.0014643 | 502.6356 | 0.0021303 | 479.8025 | 0.1068 | 503.207 | 0.004826 | 497.36 | 0.00028669 | 503.207 | 0.049427 | 479.5524 | 0.07897 | 503.207 | 0.95158 | 497.36 | 0.45017 | 503.207 | 0.57402 | 497.36 | -2.1673e-05 | 503.207 | 0.00076736 | 479.8025 | 9.8371e-06 | 503.207 | 0.00083385 | 479.8025 | 7.5878e-06 | 503.207 | 0.0005128 | 502.6356 | 0.00029315 | 724.2186 | 0.03945 | 502.6356 | 0.00083452 | 723.4955 | 2.6669e-05 | 724.2186 | 0.00227 | 502.6356 | 0.13545 | 503.207 | 0.27369
| 479.6659 | 0.00089539 | 503.4308 | 0.0017845 | 502.8597 | 0.0037965 | 479.6659 | 0.0016 | 503.4308 | 0.00063316 | 502.8597 | 0.00054461 | 502.8597 | 0.0011321 | 479.9185 | 0.10602 | 503.4308 | 0.0039759 | 497.58 | 0.0025127 | 503.4308 | 0.04738 | 479.6659 | 0.07689 | 503.4308 | 0.94687 | 497.58 | 0.47021 | 503.4308 | 0.58298 | 497.58 | -0.0019397 | 503.4308 | 0 | 479.9185 | 1.0551e-05 | 503.4308 | 0 | 479.9185 | 8.4443e-06 | 503.4308 | 0 | 502.8597 | -0.00040512 | 724.3824 | 0.0373 | 502.8597 | -0.0019581 | 723.6594 | 0 | 724.3824 | 0.00235 | 502.8597 | 0.13389 | 503.4308 | 0.27612
| 479.7794 | 0 | 503.6547 | 0.0044287 | 503.0838 | 0.0041386 | 479.7794 | 0 | 503.6547 | 0.0010306 | 503.0838 | 0.0014527 | 503.0838 | 0.0022794 | 480.0345 | 0.1037 | 503.6547 | 0.0047319 | 497.81 | 0.00082632 | 503.6547 | 0.047689 | 479.7794 | 0.07957 | 503.6547 | 0.94705 | 497.81 | 0.47512 | 503.6547 | 0.59327 | 497.81 | -0.001257 | 503.6547 | 0.00053778 | 480.0345 | 1.1558e-05 | 503.6547 | 0.0006215 | 480.0345 | 9.5204e-06 | 503.6547 | 0.0005312 | 503.0838 | 0.00068295 | 724.5462 | 0.04238 | 503.0838 | 0.00092993 | 723.8233 | 0 | 724.5462 | 0.00217 | 503.0838 | 0.14148 | 503.6547 | 0.27938
| 479.8929 | 0 | 503.8786 | 0.0017349 | 503.308 | 0.0036657 | 479.8929 | 0.00154 | 503.8786 | -1.3963e-05 | 503.308 | 0.0012702 | 503.308 | 0.0012099 | 480.1505 | 0.10249 | 503.8786 | 0.0034063 | 498.03 | 0.00099496 | 503.8786 | 0.045063 | 479.8929 | 0.08112 | 503.8786 | 0.93465 | 498.03 | 0.50017 | 503.8786 | 0.59608 | 498.03 | 0.00062851 | 503.8786 | 0 | 480.1505 | 9.2984e-06 | 503.8786 | 0 | 480.1505 | 7.9172e-06 | 503.8786 | 0 | 503.308 | -0.000152 | 724.7101 | 0.0389 | 503.308 | -0.0018144 | 723.9872 | 1.0001e-05 | 724.7101 | 0.00222 | 503.308 | 0.13797 | 503.8786 | 0.28177
| 480.0064 | 0 | 504.1025 | 0.0031241 | 503.5321 | 0.0039829 | 480.0064 | 0 | 504.1025 | 0.00078532 | 503.5321 | 0.001428 | 503.5321 | 0.0022286 | 480.2665 | 0.10035 | 504.1025 | 0.0045181 | 498.26 | -0.00086005 | 504.1025 | 0.046213 | 480.0064 | 0.08229 | 504.1025 | 0.9348 | 498.26 | 0.5033 | 504.1025 | 0.60755 | 498.26 | 7.5855e-05 | 504.1025 | 0.00042187 | 480.2665 | 1.0259e-05 | 504.1025 | 0.00076505 | 480.2665 | 6.0944e-06 | 504.1025 | 0.00052401 | 503.5321 | 0.00042634 | 724.8739 | 0.04159 | 503.5321 | -0.0010064 | 724.1511 | 0 | 724.8739 | 0.00209 | 503.5321 | 0.14068 | 504.1025 | 0.28397
| 480.1199 | 0.00158 | 504.3264 | 0.0018289 | 503.7563 | 0.0039081 | 480.1199 | 0.00027745 | 504.3264 | 0.00080651 | 503.7563 | 0.00080841 | 503.7563 | 0.0012917 | 480.3825 | 0.09963 | 504.3264 | 0.0033963 | 498.48 | 0.0015008 | 504.3264 | 0.04352 | 480.1199 | 0.08134 | 504.3264 | 0.92771 | 498.48 | 0.51603 | 504.3264 | 0.61486 | 498.48 | -0.001322 | 504.3264 | 0 | 480.3825 | 1.0633e-05 | 504.3264 | 0 | 480.3825 | 5.3477e-06 | 504.3264 | 0 | 503.7563 | -0.00051533 | 725.0377 | 0.04203 | 503.7563 | 0.0015159 | 724.315 | 3.0002e-05 | 725.0377 | 0.00227 | 503.7563 | 0.14202 | 504.3264 | 0.28607
| 480.2334 | 0 | 504.5503 | 0.003023 | 503.9804 | 0.0040639 | 480.2334 | 0 | 504.5503 | 0.0011001 | 503.9804 | 0.0014027 | 503.9804 | 0.0022921 | 480.4985 | 0.09789 | 504.5503 | 0.0046817 | 498.71 | 0.00045532 | 504.5503 | 0.04459 | 480.2334 | 0.08309 | 504.5503 | 0.92588 | 498.71 | 0.53192 | 504.5503 | 0.62684 | 498.71 | -0.00089942 | 504.5503 | 0.00068385 | 480.4985 | 1.1535e-05 | 504.5503 | 0.00071337 | 480.4985 | 7.2693e-06 | 504.5503 | 0.00045035 | 503.9805 | 0.00093804 | 725.2015 | 0.04179 | 503.9804 | -0.0012619 | 724.4789 | 6.6672e-06 | 725.2015 | 0.00222 | 503.9805 | 0.14401 | 504.5503 | 0.28956
| 480.3469 | 0.00024855 | 504.7742 | 0.0018969 | 504.2046 | 0.0038514 | 480.3469 | 0.00109 | 504.7742 | 0.00052673 | 504.2046 | 0.00087253 | 504.2046 | 0.0012597 | 480.6145 | 0.09833 | 504.7742 | 0.0036334 | 498.93 | -0.001231 | 504.7742 | 0.042477 | 480.3469 | 0.08509 | 504.7742 | 0.91955 | 498.93 | 0.55173 | 504.7742 | 0.63403 | 498.93 | -0.0014521 | 504.7742 | 0 | 480.6145 | 1.1172e-05 | 504.7742 | 0 | 480.6145 | 8.9823e-06 | 504.7742 | 0 | 504.2046 | -0.00041652 | 725.3654 | 0.03993 | 504.2046 | 0.00030353 | 724.6428 | 1.0001e-05 | 725.3654 | 0.00234 | 504.2046 | 0.14492 | 504.7742 | 0.29224
| 480.4604 | 0 | 504.9982 | 0.003035 | 504.4288 | 0.0039533 | 480.4604 | 0 | 504.9982 | 0.0018378 | 504.4288 | 0.0018127 | 504.4288 | 0.0022063 | 480.7305 | 0.09691 | 504.9982 | 0.0047548 | 499.15 | 0.001737 | 504.9982 | 0.042232 | 480.4604 | 0.08905 | 504.9982 | 0.90956 | 499.15 | 0.55034 | 504.9982 | 0.63775 | 499.15 | -0.00050931 | 504.9982 | 0.00044712 | 480.7305 | 1.1395e-05 | 504.9982 | 0.00060126 | 480.7305 | 8.4443e-06 | 504.9982 | 0.00056396 | 504.4288 | 0.0005024 | 725.5292 | 0.04523 | 504.4288 | 5.2066e-05 | 724.8067 | 6.6672e-06 | 725.5292 | 0.00218 | 504.4288 | 0.14608 | 504.9982 | 0.29607
| 480.5739 | 0 | 505.2221 | 0.002149 | 504.653 | 0.0036214 | 480.5739 | 0.00108 | 505.2221 | 0.00044648 | 504.653 | 0.00072265 | 504.653 | 0.0011204 | 480.8465 | 0.09667 | 505.2221 | 0.0033876 | 499.38 | -0.0001855 | 505.2221 | 0.040503 | 480.5739 | 0.08742 | 505.2221 | 0.90283 | 499.38 | 0.57349 | 505.2221 | 0.64582 | 499.38 | -0.001257 | 505.2221 | 0 | 480.8465 | 1.0633e-05 | 505.2221 | 0 | 480.8465 | 1.0267e-05 | 505.2221 | 0 | 504.653 | -0.00013326 | 725.6931 | 0.04292 | 504.653 | -0.0011671 | 724.9706 | 0 | 725.6931 | 0.00225 | 504.653 | 0.1454 | 505.2221 | 0.29879
| 480.6875 | 0 | 505.4461 | 0.0023975 | 504.8773 | 0.0038708 | 480.6875 | 0 | 505.4461 | 0.0008455 | 504.8773 | 0.0008215 | 504.8773 | 0.0022679 | 480.9625 | 0.09437 | 505.4461 | 0.0045812 | 499.6 | 0.0032547 | 505.4461 | 0.04078 | 480.6875 | 0.09294 | 505.4461 | 0.90444 | 499.6 | 0.57673 | 505.4461 | 0.65895 | 499.6 | -0.00037928 | 505.4461 | 0.00044334 | 480.9625 | 9.919e-06 | 505.4461 | 0.00043177 | 480.9625 | 9.3008e-06 | 505.4461 | 0.00044366 | 504.8773 | 0.00076048 | 725.8569 | 0.04602 | 504.8773 | -0.0010955 | 725.1346 | 6.6672e-06 | 725.8569 | 0.00219 | 504.8773 | 0.14793 | 505.4461 | 0.3018
| 480.801 | 0.00037433 | 505.6701 | 0.0023731 | 505.1015 | 0.0035564 | 480.801 | 0.00127 | 505.6701 | 0.001122 | 505.1015 | 0.00068405 | 505.1015 | 0.0011357 | 481.0786 | 0.09367 | 505.6701 | 0.0029878 | 499.83 | -0.0014334 | 505.6701 | 0.039026 | 480.801 | 0.0906 | 505.6701 | 0.89545 | 499.83 | 0.6052 | 505.6701 | 0.66706 | 499.83 | -0.001322 | 505.6701 | 0 | 481.0786 | 9.2984e-06 | 505.6701 | 0 | 481.0786 | 1.1552e-05 | 505.6701 | 0 | 505.1015 | -0.00054046 | 726.0208 | 0.04531 | 505.1015 | -1.2857e-05 | 725.2985 | 1.0001e-05 | 726.0208 | 0.00239 | 505.1015 | 0.15023 | 505.6701 | 0.30498
| 480.9145 | 0 | 505.8941 | 0.0033867 | 505.3257 | 0.00397 | 480.9145 | 0 | 505.8941 | 0.00092658 | 505.3257 | 0.0015112 | 505.3257 | 0.0022395 | 481.1946 | 0.09198 | 505.8941 | 0.004153 | 500.05 | 0.001231 | 505.8941 | 0.039556 | 480.9145 | 0.09129 | 505.8941 | 0.89379 | 500.05 | 0.60762 | 505.8941 | 0.67652 | 500.05 | 0.0002384 | 505.8941 | 0.00047778 | 481.1946 | 9.3452e-06 | 505.8941 | 0.00079093 | 481.1946 | 8.7737e-06 | 505.8941 | 0.00035123 | 505.3258 | 0.00056292 | 726.1846 | 0.04565 | 505.3257 | 0.0014334 | 725.4624 | 0 | 726.1846 | 0.00239 | 505.3258 | 0.15269 | 505.8941 | 0.30852
| 481.028 | 0.00032042 | 506.1181 | 0.0013307 | 505.55 | 0.0037111 | 481.028 | 0.00079764 | 506.1181 | 8.9127e-05 | 505.55 | 0.00052415 | 505.55 | 0.0012003 | 481.3106 | 0.09168 | 506.1181 | 0.002766 | 500.28 | -0.00072515 | 506.1181 | 0.03819 | 481.028 | 0.09358 | 506.1181 | 0.88925 | 500.28 | 0.62057 | 506.1181 | 0.68791 | 500.28 | -0.00073687 | 506.1181 | 0 | 481.3106 | 9.193e-06 | 506.1181 | 0 | 481.3106 | 1.0157e-05 | 506.1181 | 0 | 505.55 | -0.00032722 | 726.3485 | 0.05034 | 505.55 | -0.0002684 | 725.6264 | 0 | 726.3485 | 0.00248 | 505.55 | 0.15291 | 506.1181 | 0.30995
| 481.1415 | 0 | 506.3421 | 0.0026982 | 505.7743 | 0.0040439 | 481.1415 | 0 | 506.3421 | 0.0011548 | 505.7743 | 0.0017426 | 505.7743 | 0.002141 | 481.4266 | 0.09073 | 506.3421 | 0.0039707 | 500.5 | 0.0013322 | 506.3421 | 0.038522 | 481.1415 | 0.09476 | 506.3421 | 0.88664 | 500.5 | 0.63845 | 506.3421 | 0.69823 | 500.5 | -0.0015171 | 506.3421 | 0.00060523 | 481.4266 | 9.3218e-06 | 506.3421 | 0.00089834 | 481.4266 | 1.0157e-05 | 506.3421 | 0.00042095 | 505.7743 | 0.00059897 | 726.5124 | 0.04919 | 505.7743 | 0.00096015 | 725.7903 | 6.6672e-06 | 726.5124 | 0.00231 | 505.7743 | 0.15628 | 506.3421 | 0.31301
| 481.2551 | 0.00091335 | 506.5662 | 0.0025519 | 505.9986 | 0.0037984 | 481.2551 | 0.00142 | 506.5662 | 0.00047674 | 505.9986 | 0.00061635 | 505.9986 | 0.0010973 | 481.5427 | 0.09025 | 506.5662 | 0.002565 | 500.73 | -0.00032042 | 506.5662 | 0.036912 | 481.2551 | 0.09803 | 506.5662 | 0.87794 | 500.73 | 0.65873 | 506.5662 | 0.70805 | 500.73 | 0.00049847 | 506.5662 | 0 | 481.5427 | 1.02e-05 | 506.5662 | 0 | 481.5427 | 9.5204e-06 | 506.5662 | 0 | 505.9986 | -0.00033414 | 726.6762 | 0.05061 | 505.9986 | -0.0010439 | 725.9543 | 3.0002e-05 | 726.6762 | 0.00237 | 505.9986 | 0.15715 | 506.5662 | 0.31591
| 481.3686 | 0 | 506.7902 | 0.0020866 | 506.2229 | 0.0037471 | 481.3686 | 0 | 506.7902 | 0.001511 | 506.2229 | 0.0013277 | 506.2229 | 0.0022664 | 481.6587 | 0.08849 | 506.7902 | 0.004215 | 500.95 | 0.0019057 | 506.7902 | 0.036592 | 481.3686 | 0.09958 | 506.7902 | 0.87164 | 500.95 | 0.65318 | 506.7902 | 0.71504 | 500.95 | 0.00049847 | 506.7902 | 0.00040734 | 481.6587 | 1.0739e-05 | 506.7902 | 0.00070421 | 481.6587 | 8.7737e-06 | 506.7902 | 0.00060893 | 506.2229 | 0.00059252 | 726.8401 | 0.05091 | 506.2229 | 0.00027697 | 726.1182 | 6.6672e-06 | 726.8401 | 0.00228 | 506.2229 | 0.15891 | 506.7902 | 0.31838
| 481.4821 | 0.00062587 | 507.0143 | 0.0021565 | 506.4472 | 0.0037219 | 481.4821 | 0 | 507.0143 | 0.00081796 | 506.4472 | 0.00060672 | 506.4472 | 0.001123 | 481.7748 | 0.08727 | 507.0143 | 0.0028946 | 501.17 | -0.0023441 | 507.0143 | 0.034687 | 481.4821 | 0.09389 | 507.0143 | 0.85584 | 501.17 | 0.67678 | 507.0143 | 0.71809 | 501.17 | 0.00069354 | 507.0143 | 0 | 481.7748 | 1.102e-05 | 507.0143 | 0 | 481.7748 | 8.016e-06 | 507.0143 | 0 | 506.4472 | -0.00056412 | 727.004 | 0.05112 | 506.4472 | -0.00086164 | 726.2822 | 0 | 727.004 | 0.00237 | 506.4472 | 0.15879 | 507.0143 | 0.32034
| 481.5957 | 0 | 507.2384 | 0.0035521 | 506.6715 | 0.0037663 | 481.5957 | 0 | 507.2384 | 0.0015704 | 506.6715 | 0.0016305 | 506.6715 | 0.0022193 | 481.8908 | 0.08527 | 507.2384 | 0.0037979 | 501.4 | 0.0013322 | 507.2384 | 0.035305 | 481.5957 | 0.09652 | 507.2384 | 0.84765 | 501.4 | 0.68159 | 507.2384 | 0.72554 | 501.4 | 0.00036844 | 507.2384 | 0.00030819 | 481.8908 | 1.0528e-05 | 507.2384 | 0.00037791 | 481.8908 | 7.6976e-06 | 507.2384 | 0.00044491 | 506.6715 | 0.00097989 | 727.1679 | 0.05008 | 506.6715 | -0.00031827 | 726.4462 | 2.6669e-05 | 727.1679 | 0.00224 | 506.6715 | 0.16158 | 507.2384 | 0.32312
| 481.7092 | 0.00127 | 507.4625 | 0.0023374 | 506.8959 | 0.0037904 | 481.7092 | 0.00139 | 507.4625 | 0.00041854 | 506.8959 | 0.0009817 | 506.8959 | 0.0012505 | 482.0069 | 0.08461 | 507.4625 | 0.0025562 | 501.62 | -0.00035414 | 507.4625 | 0.033309 | 481.7092 | 0.09979 | 507.4625 | 0.83723 | 501.62 | 0.69709 | 507.4625 | 0.73142 | 501.62 | 0.00066102 | 507.4625 | 0 | 482.0069 | 1.0341e-05 | 507.4625 | 0 | 482.0069 | 6.9509e-06 | 507.4625 | 0 | 506.8958 | -0.00060548 | 727.3318 | 0.04873 | 506.8959 | -0.00030641 | 726.6101 | 0 | 727.3318 | 0.00236 | 506.8958 | 0.16116 | 507.4625 | 0.32647
| 481.8227 | 0 | 507.6866 | 0.0026514 | 507.1202 | 0.0038374 | 481.8227 | 0 | 507.6866 | 0.00077943 | 507.1202 | 0.0016776 | 507.1202 | 0.0020967 | 482.123 | 0.08318 | 507.6866 | 0.0037551 | 501.85 | 0.0010287 | 507.6866 | 0.034139 | 481.8227 | 0.09638 | 507.6866 | 0.83329 | 501.85 | 0.70804 | 507.6866 | 0.74227 | 501.85 | -0.0017771 | 507.6866 | 0.00058627 | 482.123 | 1.0036e-05 | 507.6866 | 0.00051301 | 482.123 | 5.9846e-06 | 507.6866 | 0.00039378 | 507.1202 | 0.00071949 | 727.4957 | 0.05326 | 507.1202 | -0.00040249 | 726.7741 | 0 | 727.4957 | 0.00227 | 507.1202 | 0.16396 | 507.6866 | 0.32956
| 481.9363 | 0.00094928 | 507.9107 | 0.0019462 | 507.3446 | 0.0036939 | 481.9363 | 0.0003468 | 507.9107 | 0.00062303 | 507.3446 | 0.00076687 | 507.3446 | 0.0011647 | 482.239 | 0.0832 | 507.9107 | 0.0027441 | 502.07 | -0.00086005 | 507.9107 | 0.031862 | 481.9363 | 0.09985 | 507.9107 | 0.82465 | 502.07 | 0.72843 | 507.9107 | 0.75019 | 502.07 | -0.00093193 | 507.9107 | 0 | 482.239 | 1.0516e-05 | 507.9107 | 0 | 482.239 | 5.0292e-06 | 507.9107 | 0 | 507.3446 | -0.00041164 | 727.6596 | 0.05326 | 507.3446 | -0.00073039 | 726.9381 | 1.0001e-05 | 727.6596 | 0.00244 | 507.3446 | 0.16207 | 507.9107 | 0.33119
| 482.0498 | 0.00016197 | 508.1348 | 0.0033096 | 507.569 | 0.0033305 | 482.0498 | 0 | 508.1348 | 0.0011573 | 507.569 | 0.0015812 | 507.569 | 0.0020817 | 482.3551 | 0.08252 | 508.1348 | 0.003492 | 502.3 | 0.0013322 | 508.1348 | 0.032686 | 482.0498 | 0.10007 | 508.1348 | 0.82236 | 502.3 | 0.72609 | 508.1348 | 0.76267 | 502.3 | 0.0013763 | 508.1348 | 0.00029541 | 482.3551 | 1.1558e-05 | 508.1348 | 0.00087934 | 482.3551 | 3.8543e-06 | 508.1348 | 0.00035905 | 507.5689 | 0.00068188 | 727.8235 | 0.05316 | 507.569 | -0.0008172 | 727.1021 | 6.6672e-06 | 727.8235 | 0.00227 | 507.5689 | 0.16428 | 508.1348 | 0.334
| 482.1634 | 0.00015871 | 508.3589 | 0.0019057 | 507.7933 | 0.0035229 | 482.1634 | 0.00067626 | 508.3589 | 0.00070738 | 507.7933 | 0.0007772 | 507.7933 | 0.0012356 | 482.4712 | 0.08252 | 508.3589 | 0.0024911 | 502.52 | -0.00021923 | 508.3589 | 0.031078 | 482.1634 | 0.09945 | 508.3589 | 0.81796 | 502.52 | 0.74833 | 508.3589 | 0.77582 | 502.52 | 0.00036844 | 508.3589 | 0 | 482.4712 | 1.2273e-05 | 508.3589 | 0 | 482.4712 | 2.888e-06 | 508.3589 | 0 | 507.7933 | -0.00021043 | 727.9875 | 0.05356 | 507.7933 | -0.00062254 | 727.2661 | 1.0001e-05 | 727.9875 | 0.00241 | 507.7933 | 0.16598 | 508.3589 | 0.33602
| 482.2769 | 0 | 508.5831 | 0.0027783 | 508.0178 | 0.0039056 | 482.2769 | 0 | 508.5831 | 0.00050256 | 508.0178 | 0.0022543 | 508.0178 | 0.0022177 | 482.5872 | 0.08077 | 508.5831 | 0.0036921 | 502.75 | -0.00028669 | 508.5831 | 0.031656 | 482.2769 | 0.09936 | 508.5831 | 0.81339 | 502.75 | 0.74913 | 508.5831 | 0.7857 | 502.75 | -0.00099695 | 508.5831 | 0.00025041 | 482.5872 | 1.1617e-05 | 508.5831 | 0.00051325 | 482.5872 | 5.4575e-06 | 508.5831 | 0.00051197 | 508.0177 | 0.00108 | 728.1514 | 0.05478 | 508.0178 | 0.0014286 | 727.4301 | 0 | 728.1514 | 0.00223 | 508.0177 | 0.17016 | 508.5831 | 0.33833
| 482.3905 | 0.00109 | 508.8073 | 0.002282 | 508.2422 | 0.0036574 | 482.3905 | 0.00109 | 508.8073 | 0.001153 | 508.2422 | 0.00084968 | 508.2422 | 0.0011477 | 482.7033 | 0.07951 | 508.8072 | 0.0025679 | 502.97 | 0.00025296 | 508.8072 | 0.030036 | 482.3905 | 0.10325 | 508.8072 | 0.80339 | 502.97 | 0.77209 | 508.8073 | 0.79378 | 502.97 | -0.0015171 | 508.8072 | 0 | 482.7033 | 1.15e-05 | 508.8072 | 0 | 482.7033 | 6.8411e-06 | 508.8073 | 0 | 508.2422 | -0.00068571 | 728.3153 | 0.05305 | 508.2422 | -0.001636 | 727.5941 | 1.0001e-05 | 728.3153 | 0.00238 | 508.2422 | 0.16899 | 508.8073 | 0.33959
| 482.504 | 0 | 509.0314 | 0.0023957 | 508.4666 | 0.0036933 | 482.504 | 0 | 509.0314 | 0.0016411 | 508.4666 | 0.001408 | 508.4666 | 0.0022999 | 482.8194 | 0.07717 | 509.0314 | 0.0031453 | 503.2 | 0.0021754 | 509.0314 | 0.030633 | 482.504 | 0.10044 | 509.0314 | 0.79888 | 503.2 | 0.77887 | 509.0314 | 0.8039 | 503.2 | -0.0021673 | 509.0314 | 0.00051144 | 482.8194 | 1.0165e-05 | 509.0314 | 0.00090869 | 482.8194 | 9.191e-06 | 509.0314 | 0.00044276 | 508.4666 | 0.00020802 | 728.4793 | 0.05497 | 508.4666 | 0.0011796 | 727.7581 | 0 | 728.4793 | 0.00221 | 508.4666 | 0.1725 | 509.0314 | 0.34278
| 482.6176 | 0.00080555 | 509.2556 | 0.0020722 | 508.691 | 0.003496 | 482.6176 | 0.00024276 | 509.2556 | 0.00076865 | 508.691 | 0.00070519 | 508.691 | 0.0011422 | 482.9355 | 0.07638 | 509.2556 | 0.0020956 | 503.42 | 0.0010287 | 509.2556 | 0.029153 | 482.6176 | 0.10297 | 509.2556 | 0.785 | 503.42 | 0.79743 | 509.2556 | 0.80753 | 503.42 | -0.0008344 | 509.2556 | 0 | 482.9355 | 9.6263e-06 | 509.2556 | 0 | 482.9355 | 8.4443e-06 | 509.2556 | 0 | 508.6911 | -0.00028281 | 728.6432 | 0.05597 | 508.691 | 0.00037088 | 727.9221 | 3.0002e-05 | 728.6432 | 0.00228 | 508.6911 | 0.17291 | 509.2556 | 0.3449
| 482.7312 | 0 | 509.4798 | 0.0027961 | 508.9155 | 0.0035402 | 482.7312 | 0 | 509.4798 | 0.001302 | 508.9155 | 0.0011318 | 508.9155 | 0.0021334 | 483.0516 | 0.07464 | 509.4798 | 0.0031064 | 503.64 | -0.00089378 | 509.4798 | 0.029363 | 482.7312 | 0.10543 | 509.4798 | 0.7743 | 503.64 | 0.80767 | 509.4798 | 0.81214 | 503.64 | 0.002189 | 509.4798 | 0.00040735 | 483.0516 | 8.0922e-06 | 509.4798 | 0.00057719 | 483.0516 | 8.3454e-06 | 509.4798 | 0.00060228 | 508.9155 | 0.00012592 | 728.8071 | 0.05878 | 508.9155 | -0.00019369 | 728.0861 | 0 | 728.8071 | 0.00215 | 508.9155 | 0.17385 | 509.4798 | 0.34721
| 482.8447 | 0 | 509.704 | 0.0012849 | 509.14 | 0.0036456 | 482.8447 | 0.00118 | 509.704 | 0.00057727 | 509.14 | 0.00061403 | 509.14 | 0.0012688 | 483.1677 | 0.07468 | 509.704 | 0.0023005 | 503.87 | 0.00082632 | 509.704 | 0.02761 | 482.8447 | 0.10467 | 509.704 | 0.76535 | 503.87 | 0.81799 | 509.704 | 0.82014 | 503.87 | -0.00099695 | 509.704 | 0 | 483.1677 | 8.8299e-06 | 509.704 | 0 | 483.1677 | 8.4443e-06 | 509.704 | 0 | 509.14 | -0.00014177 | 728.9711 | 0.0579 | 509.14 | -0.0011051 | 728.2501 | 6.9993e-05 | 728.9711 | 0.00235 | 509.14 | 0.17088 | 509.704 | 0.34908
| 482.9583 | 0 | 509.9283 | 0.0032713 | 509.3645 | 0.0037325 | 482.9583 | 0 | 509.9283 | 0.0013695 | 509.3645 | 0.0017311 | 509.3645 | 0.0021284 | 483.2838 | 0.0736 | 509.9282 | 0.0035108 | 504.09 | -0.0018044 | 509.9282 | 0.028024 | 482.9583 | 0.10387 | 509.9282 | 0.75314 | 504.09 | 0.81364 | 509.9283 | 0.82302 | 504.09 | 0.00033593 | 509.9282 | 0.00025596 | 483.2838 | 8.7479e-06 | 509.9282 | 0.00055276 | 483.2838 | 6.8411e-06 | 509.9282 | 0.0003962 | 509.3645 | 0.00045288 | 729.135 | 0.05831 | 509.3645 | -2.4289e-05 | 728.4142 | 0 | 729.135 | 0.00235 | 509.3645 | 0.17667 | 509.9283 | 0.35155
| 483.0718 | 0.00069774 | 510.1525 | 0.0025059 | 509.589 | 0.0032897 | 483.0718 | 0.00144 | 510.1525 | 0.00040821 | 509.589 | 0.00061609 | 509.589 | 0.00115 | 483.3999 | 0.07363 | 510.1525 | 0.0018986 | 504.32 | -0.00086005 | 510.1525 | 0.026741 | 483.0718 | 0.107 | 510.1525 | 0.74096 | 504.32 | 0.83134 | 510.1525 | 0.82609 | 504.32 | -0.0001192 | 510.1525 | 0 | 483.3999 | 9.8136e-06 | 510.1525 | 0 | 483.3999 | 5.6661e-06 | 510.1525 | 0 | 509.589 | -0.00057005 | 729.299 | 0.05892 | 509.589 | -0.00072388 | 728.5782 | 5.0004e-05 | 729.299 | 0.0025 | 509.589 | 0.17341 | 510.1525 | 0.35464
| 483.1854 | 0 | 510.3767 | 0.0023889 | 509.8135 | 0.0036826 | 483.1854 | 0 | 510.3767 | 0.0010614 | 509.8135 | 0.0011272 | 509.8135 | 0.0021521 | 483.516 | 0.07186 | 510.3767 | 0.0031712 | 504.54 | -0.0015346 | 510.3767 | 0.027157 | 483.1854 | 0.10722 | 510.3767 | 0.73342 | 504.54 | 0.83802 | 510.3767 | 0.83539 | 504.54 | 4.3346e-05 | 510.3767 | 0.00031012 | 483.516 | 9.1812e-06 | 510.3767 | 0.00077307 | 483.516 | 5.8857e-06 | 510.3767 | 0.00038689 | 509.8135 | 0.00057498 | 729.463 | 0.05977 | 509.8135 | 0.00084317 | 728.7422 | 0 | 729.463 | 0.00235 | 509.8135 | 0.17591 | 510.3767 | 0.35791
| 483.299 | 0.00033839 | 510.601 | 0.0016512 | 510.038 | 0.0033949 | 483.299 | 0.00156 | 510.601 | 0.0012505 | 510.038 | 8.0649e-05 | 510.038 | 0.0011779 | 483.6321 | 0.07086 | 510.601 | 0.0021635 | 504.77 | 5.0592e-05 | 510.601 | 0.025414 | 483.299 | 0.10575 | 510.601 | 0.72231 | 504.77 | 0.84502 | 510.601 | 0.84056 | 504.77 | 0.00066102 | 510.601 | 0 | 483.6321 | 9.7317e-06 | 510.601 | 0 | 483.6321 | 8.1258e-06 | 510.601 | 0 | 510.038 | -0.00049183 | 729.6269 | 0.05912 | 510.038 | -0.00095721 | 728.9063 | 1.0001e-05 | 729.6269 | 0.00243 | 510.038 | 0.17548 | 510.601 | 0.35927
| 483.4126 | 0 | 510.8253 | 0.0026065 | 510.2625 | 0.0036754 | 483.4126 | 0 | 510.8253 | 0.0010377 | 510.2625 | 0.0021744 | 510.2625 | 0.0021254 | 483.7482 | 0.06867 | 510.8253 | 0.0026835 | 504.99 | 0.0018044 | 510.8253 | 0.026148 | 483.4126 | 0.1081 | 510.8253 | 0.71366 | 504.99 | 0.84996 | 510.8253 | 0.84519 | 504.99 | 0.00010836 | 510.8253 | 0.00031654 | 483.7482 | 8.6426e-06 | 510.8253 | 0.00055322 | 483.7482 | 9.4106e-06 | 510.8253 | 0.00042116 | 510.2625 | 0.00080332 | 729.7909 | 0.06153 | 510.2625 | -0.0011336 | 729.0703 | 0 | 729.7909 | 0.00226 | 510.2625 | 0.17793 | 510.8253 | 0.36165
| 483.5262 | 0.00064383 | 511.0496 | 0.0025356 | 510.4871 | 0.0034977 | 483.5262 | 0.00125 | 511.0496 | 0.00060703 | 510.4871 | 0.00012275 | 510.4871 | 0.0011102 | 483.8644 | 0.06789 | 511.0496 | 0.0019584 | 505.22 | -0.00285 | 511.0496 | 0.024628 | 483.5262 | 0.10907 | 511.0496 | 0.7034 | 505.22 | 0.85614 | 511.0496 | 0.85201 | 505.22 | 0.00062851 | 511.0496 | 0 | 483.8644 | 1.0223e-05 | 511.0496 | 0 | 483.8644 | 7.2693e-06 | 511.0496 | 0 | 510.4871 | -8.8579e-05 | 729.9549 | 0.05965 | 510.4871 | -0.00074982 | 729.2344 | 0 | 729.9549 | 0.0023 | 510.4871 | 0.17877 | 511.0496 | 0.36422
| 483.6397 | 0 | 511.2739 | 0.0034577 | 510.7116 | 0.0036418 | 483.6397 | 0 | 511.2739 | 0.0017477 | 510.7116 | 0.0015637 | 510.7116 | 0.0020633 | 483.9805 | 0.06628 | 511.2739 | 0.0029378 | 505.44 | 0.00028669 | 511.2739 | 0.025092 | 483.6397 | 0.10884 | 511.2739 | 0.69045 | 505.44 | 0.8703 | 511.2739 | 0.85355 | 505.44 | 0.0011162 | 511.2739 | 0.00065779 | 483.9805 | 1.0844e-05 | 511.2739 | 0.00048412 | 483.9805 | 5.2379e-06 | 511.2739 | 0.00049558 | 510.7116 | 0.00053404 | 730.1189 | 0.06147 | 510.7116 | 0.00032679 | 729.3984 | 0 | 730.1189 | 0.00214 | 510.7116 | 0.17933 | 511.2739 | 0.3664
| 483.7533 | 0.00156 | 511.4982 | 0.0021922 | 510.9362 | 0.0036125 | 483.7533 | 0.00144 | 511.4982 | 0.00073054 | 510.9362 | 0.00044826 | 510.9362 | 0.0011947 | 484.0966 | 0.06584 | 511.4982 | 0.0017083 | 505.67 | -0.0017032 | 511.4982 | 0.023419 | 483.7533 | 0.10961 | 511.4982 | 0.68068 | 505.67 | 0.87282 | 511.4982 | 0.85761 | 505.67 | -2.1673e-05 | 511.4982 | 0 | 484.0966 | 1.0739e-05 | 511.4982 | 0 | 484.0966 | 5.2379e-06 | 511.4982 | 0 | 510.9362 | -0.00013748 | 730.2829 | 0.06077 | 510.9362 | 7.5367e-05 | 729.5625 | 5.0004e-05 | 730.2829 | 0.00231 | 510.9362 | 0.1795 | 511.4982 | 0.36773
| 483.8669 | 0 | 511.7225 | 0.0017783 | 511.1608 | 0.0036553 | 483.8669 | 0 | 511.7225 | 0.0011707 | 511.1608 | 0.002355 | 511.1608 | 0.00214 | 484.2127 | 0.06483 | 511.7225 | 0.0028468 | 505.89 | 0.00032042 | 511.7225 | 0.024043 | 483.8669 | 0.11105 | 511.7225 | 0.67085 | 505.89 | 0.87134 | 511.7225 | 0.86198 | 505.89 | -0.0010945 | 511.7225 | 0.00052789 | 484.2127 | 9.3452e-06 | 511.7225 | 0.00053028 | 484.2127 | 5.8857e-06 | 511.7225 | 0.00049407 | 511.1608 | 0.00112 | 730.4469 | 0.06172 | 511.1608 | 0.00062154 | 729.7265 | 0 | 730.4469 | 0.00232 | 511.1608 | 0.18314 | 511.7225 | 0.36949
| 483.9805 | 0.00037433 | 511.9468 | 0.002512 | 511.3854 | 0.0034303 | 483.9805 | 0.00156 | 511.9468 | 0.0011198 | 511.3854 | 2.7575e-05 | 511.3854 | 0.0010649 | 484.3289 | 0.06485 | 511.9469 | 0.0020423 | 506.12 | 0.00021923 | 511.9469 | 0.021738 | 483.9805 | 0.10913 | 511.9469 | 0.65739 | 506.12 | 0.89517 | 511.9468 | 0.86249 | 506.12 | -0.0024274 | 511.9469 | 0 | 484.3289 | 9.3452e-06 | 511.9469 | 0 | 484.3289 | 6.4128e-06 | 511.9468 | 0 | 511.3854 | -0.00042248 | 730.6109 | 0.06302 | 511.3854 | -0.00032026 | 729.8906 | 1.0001e-05 | 730.6109 | 0.00246 | 511.3854 | 0.1821 | 511.9468 | 0.37106
| 484.0941 | 0 | 512.1712 | 0.0029214 | 511.61 | 0.0035661 | 484.0941 | 0 | 512.1712 | 0.0010008 | 511.61 | 0.0017104 | 511.61 | 0.0020021 | 484.445 | 0.0639 | 512.1712 | 0.002625 | 506.34 | 0.0021416 | 512.1712 | 0.02247 | 484.0941 | 0.1075 | 512.1712 | 0.64929 | 506.34 | 0.90082 | 512.1712 | 0.86819 | 506.34 | 1.0836e-05 | 512.1712 | 0.0003409 | 484.445 | 1.0739e-05 | 512.1712 | 0.00053394 | 484.445 | 5.4575e-06 | 512.1712 | 0.00059356 | 511.61 | 0.0012 | 730.7749 | 0.06244 | 511.61 | 0.0021828 | 730.0547 | 0 | 730.7749 | 0.00231 | 511.61 | 0.18134 | 512.1712 | 0.3719
| 484.2077 | 6.8875e-05 | 512.3956 | 0.0020999 | 511.8346 | 0.003438 | 484.2077 | 0.00121 | 512.3956 | 0.00046913 | 511.8346 | 0.00046069 | 511.8346 | 0.0010505 | 484.5612 | 0.06332 | 512.3956 | 0.0017645 | 506.57 | -0.0017707 | 512.3956 | 0.021187 | 484.2077 | 0.112 | 512.3956 | 0.63714 | 506.57 | 0.90504 | 512.3956 | 0.86903 | 506.57 | 4.3346e-05 | 512.3956 | 0 | 484.5612 | 1.0341e-05 | 512.3956 | 0 | 484.5612 | 8.5541e-06 | 512.3956 | 0 | 511.8346 | -0.00028913 | 730.9389 | 0.06033 | 511.8346 | -0.0014974 | 730.2188 | 1.0001e-05 | 730.9389 | 0.00239 | 511.8346 | 0.17975 | 512.3956 | 0.37163
| 484.3213 | 0 | 512.6199 | 0.0024919 | 512.0593 | 0.0033641 | 484.3213 | 0 | 512.6199 | 0.00091954 | 512.0593 | 0.0018156 | 512.0593 | 0.0020469 | 484.6773 | 0.06155 | 512.6199 | 0.0029236 | 506.79 | -0.0024789 | 512.6199 | 0.02182 | 484.3213 | 0.11384 | 512.6199 | 0.62834 | 506.79 | 0.91666 | 512.6199 | 0.87317 | 506.79 | -0.00093193 | 512.6199 | 0.00043964 | 484.6773 | 1.0364e-05 | 512.6199 | 0.00053382 | 484.6773 | 7.1595e-06 | 512.6199 | 0.0004012 | 512.0593 | 0.00063207 | 731.1029 | 0.06571 | 512.0593 | 0.00015114 | 730.3829 | 0 | 731.1029 | 0.0023 | 512.0593 | 0.18104 | 512.6199 | 0.37332
| 484.4349 | 5.091e-05 | 512.8444 | 0.0023564 | 512.2839 | 0.0035401 | 484.4349 | 0.00083232 | 512.8444 | -9.9717e-05 | 512.2839 | 0.00031347 | 512.2839 | 0.0010275 | 484.7935 | 0.06052 | 512.8443 | 0.0018738 | 507.02 | -0.001231 | 512.8443 | 0.02084 | 484.4349 | 0.11344 | 512.8443 | 0.61591 | 507.02 | 0.91605 | 512.8444 | 0.87214 | 507.02 | -0.00096444 | 512.8443 | 0 | 484.7935 | 9.029e-06 | 512.8443 | 0 | 484.7935 | 1.0267e-05 | 512.8444 | 0 | 512.2839 | -7.9271e-05 | 731.2669 | 0.06365 | 512.2839 | -0.0003864 | 730.547 | 3.0002e-05 | 731.2669 | 0.00238 | 512.2839 | 0.1804 | 512.8444 | 0.37562
| 484.5485 | 0 | 513.0687 | 0.0030731 | 512.5086 | 0.0034107 | 484.5485 | 0 | 513.0687 | 0.0014574 | 512.5086 | 0.0015385 | 512.5086 | 0.0020652 | 484.9096 | 0.05863 | 513.0687 | 0.0026949 | 507.24 | -0.00021923 | 513.0687 | 0.020929 | 484.5485 | 0.11415 | 513.0687 | 0.60735 | 507.24 | 0.92338 | 513.0687 | 0.8758 | 507.24 | 0.00059601 | 513.0687 | 0.0004021 | 484.9096 | 9.6848e-06 | 513.0687 | 0.00059574 | 484.9096 | 1.0476e-05 | 513.0687 | 0.00053738 | 512.5086 | 0.00088346 | 731.431 | 0.06478 | 512.5086 | 0.00066106 | 730.7111 | 0 | 731.431 | 0.00226 | 512.5086 | 0.1849 | 513.0687 | 0.37933
| 484.6621 | 0.00116 | 513.2932 | 0.002343 | 512.7333 | 0.0032458 | 484.6621 | 0.00086701 | 513.2932 | 0.00055742 | 512.7333 | 0.00046789 | 512.7333 | 0.00094954 | 485.0258 | 0.05813 | 513.2932 | 0.00172 | 507.47 | 0.00059023 | 513.2932 | 0.019353 | 484.6621 | 0.11716 | 513.2932 | 0.60038 | 507.47 | 0.92267 | 513.2932 | 0.88487 | 507.47 | -0.00070437 | 513.2932 | 0 | 485.0258 | 9.7668e-06 | 513.2932 | 0 | 485.0258 | 1.2837e-05 | 513.2931 | 0 | 512.7333 | -0.00070103 | 731.595 | 0.06605 | 512.7333 | -0.00087316 | 730.8752 | 1.0001e-05 | 731.595 | 0.0023 | 512.7333 | 0.18503 | 513.2932 | 0.38287
| 484.7757 | 0 | 513.5176 | 0.0034181 | 512.958 | 0.0035767 | 484.7757 | 0 | 513.5176 | 0.0011415 | 512.958 | 0.001699 | 512.958 | 0.0019971 | 485.142 | 0.05625 | 513.5176 | 0.0027827 | 507.69 | -0.00059023 | 513.5176 | 0.020612 | 484.7757 | 0.11713 | 513.5176 | 0.59698 | 507.69 | 0.93061 | 513.5176 | 0.89586 | 507.69 | -0.00037928 | 513.5176 | 0.00047377 | 485.142 | 9.8371e-06 | 513.5176 | 0.00065602 | 485.142 | 1.0805e-05 | 513.5176 | 0.00043578 | 512.958 | 0.00065498 | 731.7591 | 0.06673 | 512.958 | 0.00086396 | 731.0393 | 6.6672e-06 | 731.7591 | 0.00229 | 512.958 | 0.18954 | 513.5176 | 0.38581
| 484.8893 | 0.00030245 | 513.742 | 0.0020845 | 513.1827 | 0.0031973 | 484.8893 | 0.00189 | 513.742 | 0.00054966 | 513.1827 | 0.000958 | 513.1827 | 0.0012219 | 485.2581 | 0.0555 | 513.742 | 0.0014867 | 507.92 | -0.00059023 | 513.742 | 0.019097 | 484.8893 | 0.11844 | 513.742 | 0.58817 | 507.92 | 0.94491 | 513.742 | 0.90151 | 507.92 | -0.0026874 | 513.742 | 0 | 485.2581 | 1.0446e-05 | 513.742 | 0 | 485.2581 | 7.6976e-06 | 513.742 | 0 | 513.1827 | -0.0007623 | 731.9231 | 0.0664 | 513.1827 | -0.00058896 | 731.2034 | 1.0001e-05 | 731.9231 | 0.00243 | 513.1827 | 0.18941 | 513.742 | 0.38744
| 485.0029 | 0 | 513.9665 | 0.0027028 | 513.4074 | 0.0035315 | 485.0029 | 0 | 513.9665 | 0.0008827 | 513.4074 | 0.0014315 | 513.4074 | 0.0020817 | 485.3743 | 0.05331 | 513.9665 | 0.0026548 | 508.14 | 0.00075887 | 513.9665 | 0.019565 | 485.0029 | 0.11897 | 513.9665 | 0.5798 | 508.14 | 0.94672 | 513.9665 | 0.90737 | 508.14 | -0.00031426 | 513.9665 | 0.00039326 | 485.3743 | 1.0341e-05 | 513.9665 | 0.00041834 | 485.3743 | 5.7759e-06 | 513.9665 | 0.00049661 | 513.4074 | 0.00064129 | 732.0871 | 0.0678 | 513.4074 | 0.00085908 | 731.3675 | 0 | 732.0871 | 0.00235 | 513.4074 | 0.19171 | 513.9665 | 0.38913
| 485.1166 | 3.2945e-05 | 514.1909 | 0.0014763 | 513.6321 | 0.0034091 | 485.1166 | 0.00102 | 514.1909 | 0.00060086 | 513.6321 | 0.00083706 | 513.6321 | 0.0010021 | 485.4905 | 0.05271 | 514.1909 | 0.0014032 | 508.37 | 0.00015177 | 514.1909 | 0.018172 | 485.1166 | 0.11869 | 514.1909 | 0.57391 | 508.37 | 0.95099 | 514.1909 | 0.91586 | 508.37 | -0.0029475 | 514.1909 | 0 | 485.4905 | 1.109e-05 | 514.1909 | 0 | 485.4905 | 5.9846e-06 | 514.1909 | 0 | 513.6321 | -0.0008073 | 732.2512 | 0.06821 | 513.6321 | 5.7977e-05 | 731.5316 | 3.0002e-05 | 732.2512 | 0.00238 | 513.6321 | 0.19272 | 514.1909 | 0.38942
| 485.2302 | 0.0004679 | 514.4154 | 0.0024164 | 513.8569 | 0.0034833 | 485.2302 | 0 | 514.4154 | 0.001415 | 513.8569 | 0.0015402 | 513.8569 | 0.0020878 | 485.6067 | 0.05039 | 514.4154 | 0.0026643 | 508.59 | 0.00025296 | 514.4154 | 0.018756 | 485.2302 | 0.12286 | 514.4154 | 0.56379 | 508.59 | 0.94821 | 514.4154 | 0.91589 | 508.59 | 4.3346e-05 | 514.4154 | 0.00060663 | 485.6067 | 9.8488e-06 | 514.4154 | 0.0010977 | 485.6067 | 7.8074e-06 | 514.4154 | 0.00027357 | 513.8569 | 0.00041912 | 732.4153 | 0.06975 | 513.8569 | 0.0013798 | 731.6957 | 6.6672e-06 | 732.4153 | 0.00222 | 513.8569 | 0.19233 | 514.4154 | 0.39104
| 485.3438 | 0.00165 | 514.6399 | 0.0019266 | 514.0816 | 0.0032624 | 485.3438 | 0.00153 | 514.6399 | 0.00096997 | 514.0816 | 0.0007787 | 514.0816 | 0.0010469 | 485.7228 | 0.05023 | 514.6399 | 0.0017442 | 508.82 | -0.00096123 | 514.6399 | 0.017509 | 485.3438 | 0.12539 | 514.6399 | 0.55368 | 508.82 | 0.95819 | 514.6399 | 0.91688 | 508.82 | 0.00066102 | 514.6399 | 0 | 485.7228 | 9.8136e-06 | 514.6399 | 0 | 485.7228 | 9.4106e-06 | 514.6399 | 0 | 514.0816 | 0.00011107 | 732.5793 | 0.07185 | 514.0816 | 0.00056065 | 731.8599 | 0 | 732.5793 | 0.00236 | 514.0816 | 0.19056 | 514.6399 | 0.39215
| 485.4574 | 0 | 514.8644 | 0.0022807 | 514.3064 | 0.0029783 | 485.4574 | 0 | 514.8644 | 0.0007092 | 514.3064 | 0.0010348 | 514.3064 | 0.0020209 | 485.839 | 0.04861 | 514.8644 | 0.0027291 | 509.04 | 5.0592e-05 | 514.8644 | 0.018489 | 485.4574 | 0.12363 | 514.8644 | 0.54828 | 509.04 | 0.95647 | 514.8644 | 0.92253 | 509.04 | -0.00067186 | 514.8644 | 0.00085877 | 485.839 | 9.193e-06 | 514.8644 | 0.00036142 | 485.839 | 1.0377e-05 | 514.8644 | 0.00066864 | 514.3064 | 0.00050507 | 732.7434 | 0.07011 | 514.3064 | 0.0012511 | 732.024 | 6.6672e-06 | 732.7434 | 0.00226 | 514.3064 | 0.19105 | 514.8644 | 0.39492
| 485.5711 | 0 | 515.0889 | 0.0020604 | 514.5312 | 0.0031893 | 485.5711 | 0.00015606 | 515.0889 | 0.00040605 | 514.5312 | 0.00056779 | 514.5312 | 0.00098148 | 485.9552 | 0.04947 | 515.0889 | 0.0016319 | 509.27 | -0.00015177 | 515.0889 | 0.017134 | 485.5711 | 0.12582 | 515.0889 | 0.53564 | 509.27 | 0.95932 | 515.0889 | 0.92064 | 509.27 | -0.0018096 | 515.0889 | 0 | 485.9552 | 1.02e-05 | 515.0889 | 0 | 485.9552 | 9.6192e-06 | 515.0889 | 0 | 514.5312 | -0.00049588 | 732.9075 | 0.07139 | 514.5312 | -0.0023309 | 732.1881 | 0 | 732.9075 | 0.0024 | 514.5312 | 0.18793 | 515.0889 | 0.39745
| 485.6847 | 0 | 515.3135 | 0.0032915 | 514.756 | 0.0034061 | 485.6847 | 0 | 515.3135 | 0.00094541 | 514.756 | 0.0012735 | 514.756 | 0.0019377 | 486.0714 | 0.04789 | 515.3135 | 0.0026919 | 509.49 | 0.00038786 | 515.3135 | 0.017515 | 485.6847 | 0.1276 | 515.3135 | 0.53317 | 509.49 | 0.96022 | 515.3135 | 0.93176 | 509.49 | -0.00015171 | 515.3135 | 0.0006145 | 486.0714 | 9.7902e-06 | 515.3135 | 0.00070489 | 486.0714 | 8.7737e-06 | 515.3135 | 0.00039053 | 514.756 | 0.00063925 | 733.0715 | 0.07452 | 514.756 | 0.00067246 | 732.3523 | 0 | 733.0715 | 0.00233 | 514.756 | 0.19127 | 515.3135 | 0.401
| 485.7983 | 0.00096726 | 515.538 | 0.0022656 | 514.9808 | 0.0031595 | 485.7983 | 0.00142 | 515.538 | 8.096e-06 | 514.9808 | 0.00028057 | 514.9808 | 0.00096296 | 486.1876 | 0.048 | 515.538 | 0.0013874 | 509.72 | -0.00038786 | 515.538 | 0.015984 | 485.7983 | 0.12653 | 515.538 | 0.5232 | 509.72 | 0.97107 | 515.538 | 0.93209 | 509.72 | -0.0023949 | 515.538 | 0 | 486.1876 | 1.0551e-05 | 515.538 | 0 | 486.1876 | 1.0047e-05 | 515.538 | 0 | 514.9808 | -0.00019872 | 733.2356 | 0.07445 | 514.9808 | -0.0010419 | 732.5164 | 3.0002e-05 | 733.2356 | 0.0025 | 514.9808 | 0.18976 | 515.538 | 0.40372
| 485.912 | 0 | 515.7626 | 0.0024328 | 515.2056 | 0.0032512 | 485.912 | 0 | 515.7626 | 0.00098215 | 515.2056 | 0.0015547 | 515.2056 | 0.001906 | 486.3038 | 0.04617 | 515.7625 | 0.0025086 | 509.94 | 0.00038786 | 515.7625 | 0.017051 | 485.912 | 0.12644 | 515.7625 | 0.51945 | 509.94 | 0.96991 | 515.7626 | 0.93894 | 509.94 | 0.0019939 | 515.7625 | 0.00040616 | 486.3038 | 1.0013e-05 | 515.7625 | 0.00095113 | 486.3038 | 8.016e-06 | 515.7626 | 0.00056953 | 515.2056 | 0.00091552 | 733.3997 | 0.07406 | 515.2056 | 0.0015085 | 732.6806 | 0 | 733.3997 | 0.00237 | 515.2056 | 0.19628 | 515.7626 | 0.40652
| 486.0256 | 0.00033839 | 515.9871 | 0.0019342 | 515.4304 | 0.0032423 | 486.0256 | 0.00144 | 515.9871 | -0.00052038 | 515.4304 | -9.8531e-05 | 515.4304 | 0.00097506 | 486.42 | 0.04602 | 515.9871 | 0.0013299 | 510.17 | -0.00035414 | 515.9871 | 0.015333 | 486.0256 | 0.13175 | 515.9871 | 0.50685 | 510.17 | 0.97185 | 515.9871 | 0.93347 | 510.17 | -0.0037602 | 515.9871 | 0 | 486.42 | 1.0856e-05 | 515.9871 | 0 | 486.42 | 9.0921e-06 | 515.9871 | 0 | 515.4304 | -0.00037294 | 733.5638 | 0.0744 | 515.4304 | -0.00020631 | 732.8448 | 0 | 733.5638 | 0.00247 | 515.4304 | 0.19105 | 515.9871 | 0.40836
| 486.1393 | 0 | 516.2117 | 0.0032689 | 515.6553 | 0.0033925 | 486.1393 | 0 | 516.2117 | 0.00094938 | 515.6553 | 0.0012422 | 515.6553 | 0.0020522 | 486.5362 | 0.04513 | 516.2117 | 0.0024408 | 510.39 | 5.0592e-05 | 516.2117 | 0.016653 | 486.1393 | 0.13456 | 516.2117 | 0.50136 | 510.39 | 0.98279 | 516.2117 | 0.93737 | 510.39 | 0.00040094 | 516.2117 | 0.00071573 | 486.5362 | 9.3569e-06 | 516.2117 | 0.0010997 | 486.5362 | 9.191e-06 | 516.2117 | 0.0004678 | 515.6553 | 0.00056791 | 733.7279 | 0.07749 | 515.6553 | 0.001036 | 733.0089 | 0 | 733.7279 | 0.0023 | 515.6553 | 0.19645 | 516.2117 | 0.41081
| 486.2529 | 0.00199 | 516.4363 | 0.0021503 | 515.8801 | 0.0030995 | 486.2529 | 0.00036414 | 516.4363 | 0.00054075 | 515.8801 | 0.00080142 | 515.8801 | 0.0010136 | 486.6524 | 0.04536 | 516.4363 | 0.0014282 | 510.62 | -0.0016695 | 516.4363 | 0.015127 | 486.2529 | 0.13828 | 516.4363 | 0.49386 | 510.62 | 0.97943 | 516.4363 | 0.94021 | 510.62 | -0.001257 | 516.4363 | 0 | 486.6524 | 9.7668e-06 | 516.4363 | 0 | 486.6524 | 1.2727e-05 | 516.4363 | 0 | 515.8801 | -0.00030303 | 733.892 | 0.07737 | 515.8801 | -0.0008074 | 733.1731 | 3.0002e-05 | 733.892 | 0.00249 | 515.8801 | 0.19447 | 516.4363 | 0.41275
| 486.3666 | 0 | 516.6609 | 0.0024658 | 516.105 | 0.0035399 | 486.3666 | 0 | 516.6609 | 0.0010276 | 516.105 | 0.0015687 | 516.105 | 0.0020493 | 486.7687 | 0.04546 | 516.6609 | 0.0024069 | 510.84 | -0.00082632 | 516.6609 | 0.016258 | 486.3666 | 0.13729 | 516.6609 | 0.49023 | 510.84 | 0.97211 | 516.6609 | 0.94776 | 510.84 | 0.0029691 | 516.6609 | 0.00058977 | 486.7687 | 8.0102e-06 | 516.6609 | 0.00092259 | 486.7687 | 1.3254e-05 | 516.6609 | 0.00050235 | 516.105 | 0.00127 | 734.0561 | 0.07795 | 516.105 | 0.0012554 | 733.3373 | 0 | 734.0561 | 0.00237 | 516.105 | 0.1952 | 516.6609 | 0.41552
| 486.4802 | 0.00058994 | 516.8855 | 0.0021809 | 516.3299 | 0.0025951 | 486.4802 | 0.00153 | 516.8855 | 7.7789e-05 | 516.3299 | 0.0004373 | 516.3299 | 0.00089047 | 486.8849 | 0.04592 | 516.8855 | 0.0015585 | 511.07 | 1.6864e-05 | 516.8855 | 0.014898 | 486.4802 | 0.13973 | 516.8855 | 0.48908 | 511.07 | 0.97333 | 516.8855 | 0.9609 | 511.07 | -0.0001192 | 516.8855 | 0 | 486.8849 | 9.111e-06 | 516.8855 | 0.00012897 | 486.8849 | 1.3792e-05 | 516.8855 | 0 | 516.3299 | -1.3173e-06 | 734.2202 | 0.07702 | 516.3299 | -5.975e-06 | 733.5015 | 1.0001e-05 | 734.2202 | 0.00257 | 516.3299 | 0.19676 | 516.8855 | 0.41757
| 486.5939 | 0 | 517.1101 | 0.002428 | 516.5548 | 0.0033453 | 486.5939 | 0 | 517.1101 | 0.0011702 | 516.5548 | 0.0016619 | 516.5548 | 0.002029 | 487.0011 | 0.04664 | 517.1101 | 0.0025991 | 511.29 | 8.4319e-05 | 517.1101 | 0.015192 | 486.5939 | 0.14132 | 517.1101 | 0.4843 | 511.29 | 0.98508 | 517.1101 | 0.967 | 511.29 | -0.0016472 | 517.1101 | 0.0002791 | 487.0011 | 9.0173e-06 | 517.1101 | 0.00072283 | 487.0011 | 1.0695e-05 | 517.1101 | 0.00031193 | 516.5548 | 0.0007141 | 734.3843 | 0.08132 | 516.5548 | 0.00036636 | 733.6656 | 6.6672e-06 | 734.3843 | 0.00242 | 516.5548 | 0.20117 | 517.1101 | 0.41965
| 486.7075 | 0 | 517.3348 | 0.001203 | 516.7797 | 0.0027987 | 486.7075 | 0.00139 | 517.3348 | 4.8053e-05 | 516.7797 | 0.00027893 | 516.7797 | 0.00089255 | 487.1174 | 0.04696 | 517.3348 | 0.0015285 | 511.52 | -0.0026476 | 517.3348 | 0.014152 | 486.7075 | 0.14237 | 517.3348 | 0.47722 | 511.52 | 0.98773 | 517.3348 | 0.96757 | 511.52 | -0.00076939 | 517.3348 | 0 | 487.1174 | 1.1699e-05 | 517.3348 | 0 | 487.1174 | 8.9823e-06 | 517.3348 | 0 | 516.7797 | -9.0085e-05 | 734.5485 | 0.07913 | 516.7797 | -0.0015825 | 733.8298 | 1.0001e-05 | 734.5485 | 0.00253 | 516.7797 | 0.20056 | 517.3348 | 0.42223
| 486.8212 | 0 | 517.5594 | 0.0019304 | 517.0046 | 0.0035704 | 486.8212 | 0 | 517.5594 | 0.00055528 | 517.0046 | 0.0017212 | 517.0046 | 0.0021892 | 487.2336 | 0.04709 | 517.5594 | 0.0024563 | 511.74 | 0.0022092 | 517.5594 | 0.015435 | 486.8212 | 0.15202 | 517.5594 | 0.47168 | 511.74 | 0.97143 | 517.5594 | 0.96907 | 511.74 | -0.00086692 | 517.5594 | 0.00062448 | 487.2336 | 1.0926e-05 | 517.5594 | 0.0010647 | 487.2336 | 5.5563e-06 | 517.5594 | 0.00045958 | 517.0046 | 0.00107 | 734.7126 | 0.08195 | 517.0046 | 0.0022653 | 733.994 | 0 | 734.7126 | 0.0024 | 517.0046 | 0.2022 | 517.5594 | 0.42558
| 486.9348 | 0.00075165 | 517.7841 | 0.0016874 | 517.2296 | 0.0032648 | 486.9348 | 0.00111 | 517.7841 | 0.00039992 | 517.2296 | 0.00030813 | 517.2296 | 0.00092635 | 487.3498 | 0.04558 | 517.7841 | 0.0012249 | 511.97 | 0.00015177 | 517.7841 | 0.013675 | 486.9348 | 0.15193 | 517.7841 | 0.46361 | 511.97 | 0.99235 | 517.7841 | 0.96853 | 511.97 | -0.0010295 | 517.7841 | 0 | 487.3498 | 1.0516e-05 | 517.7841 | 0 | 487.3498 | 5.2379e-06 | 517.7841 | 0 | 517.2296 | -0.0004063 | 734.8767 | 0.0802 | 517.2296 | -0.00023413 | 734.1582 | 1.0001e-05 | 734.8767 | 0.00249 | 517.2296 | 0.2002 | 517.7841 | 0.42752
| 487.0485 | 0 | 518.0088 | 0.002822 | 517.4545 | 0.0032732 | 487.0485 | 0 | 518.0088 | 0.0011603 | 517.4545 | 0.00158 | 517.4545 | 0.0021455 | 487.4661 | 0.0442 | 518.0088 | 0.0022955 | 512.19 | -0.0015346 | 518.0088 | 0.014737 | 487.0485 | 0.15211 | 518.0088 | 0.45784 | 512.19 | 0.97776 | 518.0088 | 0.97181 | 512.19 | -0.00093193 | 518.0088 | 0.0004501 | 487.4661 | 9.2984e-06 | 518.0088 | 0.00087403 | 487.4661 | 5.6661e-06 | 518.0088 | 0.00043346 | 517.4545 | 0.00067386 | 735.0409 | 0.08232 | 517.4545 | -0.00050101 | 734.3224 | 6.6672e-06 | 735.0409 | 0.00236 | 517.4545 | 0.20275 | 518.0088 | 0.42972
| 487.1622 | 0.00084148 | 518.2335 | 0.0020303 | 517.6795 | 0.0028113 | 487.1622 | 0.00113 | 518.2335 | 0.0005478 | 517.6795 | -2.7364e-05 | 517.6795 | 0.0009019 | 487.5823 | 0.04193 | 518.2335 | 0.0011837 | 512.42 | -0.0011973 | 518.2335 | 0.01301 | 487.1622 | 0.15318 | 518.2335 | 0.44685 | 512.42 | 0.99151 | 518.2335 | 0.96505 | 512.42 | 0.00017338 | 518.2335 | 0 | 487.5823 | 1.0739e-05 | 518.2335 | 0 | 487.5823 | 8.1258e-06 | 518.2335 | 0 | 517.6795 | -0.00069702 | 735.205 | 0.08097 | 517.6795 | -0.00065818 | 734.4866 | 0 | 735.205 | 0.0025 | 517.6795 | 0.20294 | 518.2335 | 0.43241
| 487.2758 | 0 | 518.4581 | 0.0025762 | 517.9045 | 0.0031216 | 487.2758 | 0 | 518.4581 | 0.00097415 | 517.9045 | 0.0013104 | 517.9045 | 0.001991 | 487.6986 | 0.04015 | 518.4582 | 0.0021761 | 512.64 | 0.00025296 | 518.4582 | 0.013674 | 487.2758 | 0.15869 | 518.4582 | 0.44192 | 512.64 | 0.99177 | 518.4581 | 0.96652 | 512.64 | 0.00043346 | 518.4582 | 0.00060574 | 487.6986 | 1.1781e-05 | 518.4582 | 0.00049629 | 487.6986 | 8.7737e-06 | 518.4581 | 0.00042744 | 517.9045 | 0.00051114 | 735.3692 | 0.08308 | 517.9045 | 0.0012136 | 734.6509 | 0 | 735.3692 | 0.00236 | 517.9045 | 0.20501 | 518.4581 | 0.43473
| 487.3895 | 0.0004462 | 518.6829 | 0.0016885 | 518.1295 | 0.00305 | 487.3895 | 0.00135 | 518.6829 | 1.0275e-05 | 518.1295 | 0.00033252 | 518.1295 | 0.00096712 | 487.8148 | 0.03829 | 518.6829 | 0.0013957 | 512.87 | -0.00086005 | 518.6829 | 0.01231 | 487.3895 | 0.16399 | 518.6829 | 0.43348 | 512.87 | 0.98301 | 518.6829 | 0.96152 | 512.87 | -0.00018422 | 518.6829 | 0 | 487.8148 | 1.15e-05 | 518.6829 | 0 | 487.8148 | 1.0476e-05 | 518.6829 | 0 | 518.1295 | -0.00070986 | 735.5333 | 0.08268 | 518.1295 | -0.0009447 | 734.8151 | 0 | 735.5333 | 0.00254 | 518.1295 | 0.20345 | 518.6829 | 0.43667
| 487.5032 | 0 | 518.9076 | 0.0018888 | 518.3545 | 0.0033636 | 487.5032 | 0 | 518.9076 | 0.0013053 | 518.3545 | 0.0014826 | 518.3545 | 0.0021252 | 487.9311 | 0.03652 | 518.9076 | 0.0024537 | 513.09 | 0.0012985 | 518.9076 | 0.013656 | 487.5032 | 0.16076 | 518.9076 | 0.43399 | 513.09 | 0.98114 | 518.9076 | 0.97249 | 513.09 | 0.0020589 | 518.9076 | 0.0007357 | 487.9311 | 1.0493e-05 | 518.9076 | 0.00053379 | 487.9311 | 8.3454e-06 | 518.9076 | 0.00055228 | 518.3545 | 0.00065381 | 735.6975 | 0.08234 | 518.3545 | 0.00095945 | 734.9793 | 6.6672e-06 | 735.6975 | 0.00237 | 518.3545 | 0.20919 | 518.9076 | 0.43883
| 487.6169 | 0.00136 | 519.1323 | 0.0017588 | 518.5795 | 0.0031241 | 487.6169 | 0.00114 | 519.1323 | 0.00060458 | 518.5795 | 0.00035519 | 518.5795 | 0.0010292 | 488.0474 | 0.03637 | 519.1323 | 0.0012739 | 513.32 | 0.00025296 | 519.1323 | 0.01196 | 487.6169 | 0.16093 | 519.1323 | 0.42595 | 513.32 | 0.99202 | 519.1323 | 0.96831 | 513.32 | -0.0024274 | 519.1323 | 0 | 488.0474 | 1.0329e-05 | 519.1323 | 0 | 488.0474 | 1.0904e-05 | 519.1323 | 0 | 518.5795 | -0.00073759 | 735.8616 | 0.08555 | 518.5795 | -0.00097768 | 735.1435 | 1.0001e-05 | 735.8616 | 0.00256 | 518.5795 | 0.20663 | 519.1323 | 0.44115
| 487.7306 | 0 | 519.3571 | 0.0027451 | 518.8045 | 0.003372 | 487.7306 | 0 | 519.3571 | 0.0013561 | 518.8045 | 0.0015234 | 518.8045 | 0.0019994 | 488.1636 | 0.03512 | 519.3571 | 0.0021881 | 513.54 | 0.00082632 | 519.3571 | 0.013489 | 487.7306 | 0.15875 | 519.3571 | 0.42333 | 513.54 | 0.97788 | 519.3571 | 0.97569 | 513.54 | 0.0012462 | 519.3571 | 0.00041716 | 488.1636 | 1.0118e-05 | 519.3571 | 0.00047271 | 488.1636 | 9.9487e-06 | 519.3571 | 0.00051289 | 518.8045 | 0.00079508 | 736.0258 | 0.0861 | 518.8045 | -0.00096187 | 735.3078 | 0 | 736.0258 | 0.00242 | 518.8045 | 0.20881 | 519.3571 | 0.44305
| 487.8442 | 0 | 519.5818 | 0.0022638 | 519.0295 | 0.0029543 | 487.8442 | 0.00104 | 519.5818 | 0.00030691 | 519.0295 | 0.00072629 | 519.0295 | 0.00084724 | 488.2799 | 0.03635 | 519.5819 | 0.00091677 | 513.77 | -0.0026813 | 519.5819 | 0.011794 | 487.8442 | 0.1636 | 519.5819 | 0.4208 | 513.77 | 0.98586 | 519.5818 | 0.98513 | 513.77 | -0.0016797 | 519.5819 | 0 | 488.2799 | 9.9542e-06 | 519.5819 | 0 | 488.2799 | 1.198e-05 | 519.5819 | 0 | 519.0295 | -0.00069764 | 736.19 | 0.08741 | 519.0295 | -0.0008575 | 735.472 | 5.0004e-05 | 736.19 | 0.00247 | 519.0295 | 0.21114 | 519.5818 | 0.44513
| 487.9579 | 0 | 519.8066 | 0.0029679 | 519.2546 | 0.0033343 | 487.9579 | 0 | 519.8066 | 0.001483 | 519.2546 | 0.0020019 | 519.2546 | 0.001949 | 488.3962 | 0.03426 | 519.8066 | 0.0019581 | 513.99 | 1.6864e-05 | 519.8066 | 0.012759 | 487.9579 | 0.16948 | 519.8066 | 0.42036 | 513.99 | 0.9812 | 519.8066 | 0.9901 | 513.99 | 0.00079106 | 519.8066 | 0.00019289 | 488.3962 | 9.1344e-06 | 519.8066 | 0.00061139 | 488.3962 | 9.5204e-06 | 519.8066 | 0.00053682 | 519.2546 | 0.00068747 | 736.3542 | 0.08932 | 519.2546 | 0.0014652 | 735.6363 | 0 | 736.3542 | 0.00232 | 519.2546 | 0.21262 | 519.8066 | 0.44733
| 488.0716 | 0 | 520.0314 | 0.0023157 | 519.4797 | 0.0031442 | 488.0716 | 0.0013 | 520.0314 | 0.00020731 | 519.4797 | 0.00040842 | 519.4797 | 0.00094877 | 488.5125 | 0.03483 | 520.0314 | 0.00095368 | 514.22 | -0.00065769 | 520.0314 | 0.011515 | 488.0716 | 0.16638 | 520.0314 | 0.41242 | 514.22 | 1 | 520.0314 | 0.98489 | 514.22 | 0.0016038 | 520.0314 | 0 | 488.5125 | 9.3803e-06 | 520.0314 | 0 | 488.5125 | 8.8725e-06 | 520.0314 | 0 | 519.4797 | -0.00074429 | 736.5184 | 0.09031 | 519.4797 | -0.0013937 | 735.8005 | 3.0002e-05 | 736.5184 | 0.00241 | 519.4797 | 0.212 | 520.0314 | 0.4501
| 488.1853 | 0 | 520.2562 | 0.0019403 | 519.7047 | 0.0032432 | 488.1853 | 0 | 520.2562 | 0.00062523 | 519.7047 | 0.0013147 | 519.7047 | 0.002054 | 488.6287 | 0.03054 | 520.2562 | 0.0022426 | 514.44 | 0.00015177 | 520.2562 | 0.012462 | 488.1853 | 0.17147 | 520.2562 | 0.40699 | 514.44 | 0.97536 | 520.2562 | 0.98396 | 514.44 | 0.0010836 | 520.2562 | 0 | 488.6287 | 9.4857e-06 | 520.2562 | 0.0010098 | 488.6287 | 7.8074e-06 | 520.2562 | 0.00034373 | 519.7047 | 0.00058445 | 736.6825 | 0.08869 | 519.7047 | -0.00034003 | 735.9648 | 0 | 736.6825 | 0.00239 | 519.7047 | 0.21356 | 520.2562 | 0.4532
| 488.299 | 0.00037433 | 520.4811 | 0.0016118 | 519.9298 | 0.0028472 | 488.299 | 0.00041617 | 520.4811 | 1.004e-05 | 519.9298 | 0.00045338 | 519.9298 | 0.00089236 | 488.745 | 0.0308 | 520.481 | 0.00081867 | 514.67 | -0.0013997 | 520.481 | 0.010848 | 488.299 | 0.16811 | 520.481 | 0.39672 | 514.67 | 0.98983 | 520.4811 | 0.97616 | 514.67 | -0.0013546 | 520.481 | 0 | 488.745 | 1.0013e-05 | 520.481 | 0 | 488.745 | 7.8074e-06 | 520.4811 | 0 | 519.9298 | -0.00023844 | 736.8467 | 0.08883 | 519.9298 | -0.00061914 | 736.129 | 3.0002e-05 | 736.8467 | 0.00252 | 519.9298 | 0.2117 | 520.4811 | 0.45597
| 488.4127 | 0 | 520.7059 | 0.0021312 | 520.1549 | 0.0033402 | 488.4127 | 0 | 520.7059 | 0.0012306 | 520.1549 | 0.0011992 | 520.1549 | 0.0021661 | 488.8613 | 0.0272 | 520.7059 | 0.002379 | 514.89 | 0.00035414 | 520.7059 | 0.012285 | 488.4127 | 0.16959 | 520.7059 | 0.39654 | 514.89 | 0.97207 | 520.7059 | 0.98426 | 514.89 | 0.00020589 | 520.7059 | 0.00094438 | 488.8613 | 1.0692e-05 | 520.7059 | 0.0010553 | 488.8613 | 6.0944e-06 | 520.7059 | 0.0006611 | 520.1549 | 0.00108 | 737.0109 | 0.09169 | 520.1549 | 0.00079001 | 736.2933 | 2.6669e-05 | 737.0109 | 0.00239 | 520.1549 | 0.21512 | 520.7059 | 0.45988
| 488.5264 | 0.00152 | 520.9307 | 0.0014803 | 520.3801 | 0.0033373 | 488.5264 | 0.00172 | 520.9307 | 0.00067428 | 520.3801 | 0.00050161 | 520.3801 | 0.001049 | 488.9776 | 0.02824 | 520.9307 | 0.0010937 | 515.12 | -0.00011805 | 520.9307 | 0.010957 | 488.5264 | 0.17285 | 520.9307 | 0.39399 | 515.12 | 0.98369 | 520.9307 | 0.99221 | 515.12 | 0.00014088 | 520.9307 | 0 | 488.9776 | 1.1313e-05 | 520.9307 | 0 | 488.9776 | 4.0629e-06 | 520.9307 | 0 | 520.38 | -0.00039386 | 737.1751 | 0.09262 | 520.3801 | 0.00052269 | 736.4575 | 1.0001e-05 | 737.1751 | 0.00253 | 520.38 | 0.21703 | 520.9307 | 0.46293
| 488.6401 | 0 | 521.1556 | 0.00282 | 520.6052 | 0.0032062 | 488.6401 | 0 | 521.1556 | 0.0011487 | 520.6052 | 0.0015324 | 520.6052 | 0.0020719 | 489.0939 | 0.02497 | 521.1556 | 0.0018593 | 515.34 | 0.0005565 | 521.1556 | 0.012058 | 488.6401 | 0.17158 | 521.1556 | 0.39061 | 515.34 | 0.9784 | 521.1556 | 0.99001 | 515.34 | 0.00014088 | 521.1556 | 0.00043163 | 489.0939 | 1.102e-05 | 521.1556 | 0.00076914 | 489.0939 | 4.8096e-06 | 521.1556 | 0.00027142 | 520.6052 | -1.924e-05 | 737.3393 | 0.0921 | 520.6052 | 0.00083917 | 736.6218 | 0 | 737.3393 | 0.00238 | 520.6052 | 0.21903 | 521.1556 | 0.46582
| 488.7538 | 0 | 521.3804 | 0.0020916 | 520.8303 | 0.0028487 | 488.7538 | 0.00186 | 521.3804 | 0.00036324 | 520.8303 | 0.00013808 | 520.8303 | 0.00085581 | 489.2102 | 0.02451 | 521.3804 | 0.00079393 | 515.57 | -0.0032884 | 521.3804 | 0.010045 | 488.7538 | 0.17396 | 521.3804 | 0.38106 | 515.57 | 0.99018 | 521.3804 | 0.98483 | 515.57 | -0.0015171 | 521.3804 | 0 | 489.2102 | 1.0095e-05 | 521.3804 | 0 | 489.2102 | 1.1014e-05 | 521.3804 | 0 | 520.8303 | -0.00063517 | 737.5036 | 0.09207 | 520.8303 | -0.00040424 | 736.7861 | 3.0002e-05 | 737.5036 | 0.00258 | 520.8303 | 0.21721 | 521.3804 | 0.46654
| 488.8675 | 0 | 521.6053 | 0.0031462 | 521.0555 | 0.0032874 | 488.8675 | 0 | 521.6053 | 0.00064133 | 521.0555 | 0.0018296 | 521.0555 | 0.0021926 | 489.3265 | 0.02225 | 521.6053 | 0.0023843 | 515.8 | 0.001366 | 521.6053 | 0.011655 | 488.8675 | 0.17618 | 521.6053 | 0.37955 | 515.8 | 0.97853 | 521.6053 | 0.98674 | 515.8 | 0.0017663 | 521.6053 | 0.00057054 | 489.3265 | 1.0118e-05 | 521.6053 | 0.00066568 | 489.3265 | 1.2079e-05 | 521.6053 | 0.00057696 | 521.0555 | 0.00084002 | 737.6678 | 0.09484 | 521.0555 | 0.0015105 | 736.9504 | 6.6672e-06 | 737.6678 | 0.00243 | 521.0555 | 0.21799 | 521.6053 | 0.46714
| 488.9812 | 0.0005001 | 521.8302 | 0.0020151 | 521.2807 | 0.0029408 | 488.9812 | 0.00156 | 521.8302 | 0.00052009 | 521.2807 | 0.00037166 | 521.2807 | 0.00086873 | 489.4428 | 0.02279 | 521.8302 | 0.0014159 | 516.02 | 0.00072515 | 521.8302 | 0.010004 | 488.9812 | 0.17762 | 521.8302 | 0.37535 | 516.02 | 0.99221 | 521.8302 | 0.99156 | 516.02 | 0.00014088 | 521.8302 | 0 | 489.4428 | 1.0223e-05 | 521.8302 | 0 | 489.4428 | 1.1124e-05 | 521.8302 | 0 | 521.2807 | -8.8507e-05 | 737.832 | 0.09596 | 521.2807 | -0.00058763 | 737.1147 | 1.0001e-05 | 737.832 | 0.00251 | 521.2807 | 0.21955 | 521.8302 | 0.46851
| 489.095 | 0 | 522.0551 | 0.0026176 | 521.5058 | 0.0032506 | 489.095 | 0 | 522.0551 | 0.00055845 | 521.5058 | 0.0012794 | 521.5058 | 0.002191 | 489.5591 | 0.02273 | 522.0551 | 0.0023668 | 516.25 | -0.0001855 | 522.0551 | 0.011795 | 489.095 | 0.18106 | 522.0551 | 0.37685 | 516.25 | 0.9833 | 522.0551 | 0.99904 | 516.25 | 0.0009211 | 522.0551 | 0.00057613 | 489.5591 | 9.4389e-06 | 522.0551 | 0.00096491 | 489.5591 | 7.9172e-06 | 522.0551 | 0.00041987 | 521.5058 | 0.00096453 | 737.9962 | 0.09705 | 521.5058 | 0.001049 | 737.279 | 6.6672e-06 | 737.9962 | 0.00239 | 521.5058 | 0.22188 | 522.0551 | 0.47078
| 489.2087 | 0.00026652 | 522.28 | 0.00186 | 521.731 | 0.0030139 | 489.2087 | 0.0012 | 522.28 | 0.00049164 | 521.731 | 0.00040746 | 521.731 | 0.00078411 | 489.6755 | 0.02358 | 522.28 | 0.00083124 | 516.47 | -0.0005565 | 522.28 | 0.010179 | 489.2087 | 0.18474 | 522.28 | 0.36593 | 516.47 | 0.99021 | 522.28 | 0.9872 | 516.47 | -5.4182e-05 | 522.28 | 0 | 489.6755 | 5.9374e-06 | 522.28 | 0 | 489.6755 | 5.4575e-06 | 522.28 | 0 | 521.731 | -0.00041168 | 738.1605 | 0.09939 | 521.731 | -0.0021784 | 737.4433 | 3.0002e-05 | 738.1605 | 0.00241 | 521.731 | 0.21788 | 522.28 | 0.47284
| 489.3224 | 0 | 522.5049 | 0.0015333 | 521.9562 | 0.0026883 | 489.3224 | 0 | 522.5049 | 0.00084716 | 521.9562 | 0.00013421 | 521.9562 | 0.00092756 | 489.7918 | 0.02435 | 522.505 | 0.00055644 | 516.7 | 0.00032042 | 522.505 | 0.0093123 | 489.3224 | 0.18385 | 522.505 | 0.3521 | 516.7 | 0.97097 | 522.5049 | 0.97166 | 516.7 | -0.0013871 | 522.505 | 0 | 489.7918 | 1.6547e-05 | 522.505 | 0 | 489.7918 | 1.4967e-05 | 522.5049 | 0 | 521.9562 | -0.00070525 | 738.3247 | 0.10076 | 521.9562 | -0.00083764 | 737.6076 | 0 | 738.3247 | 0.0024 | 521.9562 | 0.22174 | 522.5049 | 0.47556
| 489.4361 | 0.00091335 | 522.7299 | 0.0024854 | 522.1815 | 0.0032314 | 489.4361 | 0.00060691 | 522.7299 | 0.00085942 | 522.1815 | 0.001667 | 522.1815 | 0.0019538 | 489.9081 | 0.02523 | 522.7299 | 0.0018427 | 516.92 | 0.00079259 | 522.7299 | 0.010556 | 489.4361 | 0.18645 | 522.7299 | 0.34901 | 516.92 | 0.98063 | 522.7299 | 0.96687 | 516.92 | 0.00036844 | 522.7299 | 0.00086842 | 489.9081 | 1.4123e-05 | 522.7299 | 0.0009613 | 489.9081 | 1.1124e-05 | 522.7299 | 0.00049743 | 522.1815 | 0.00058206 | 738.489 | 0.10255 | 522.1815 | -9.4911e-06 | 737.7719 | 6.9993e-05 | 738.489 | 0.00239 | 522.1815 | 0.2231 | 522.7299 | 0.47796
| 489.5499 | 0 | 522.9548 | 0.0016898 | 522.4067 | 0.0030331 | 489.5499 | 0 | 522.9548 | -9.2072e-05 | 522.4067 | 0.00021128 | 522.4067 | 0.00071179 | 490.0245 | 0.02495 | 522.9548 | 0.0011751 | 517.15 | 0.00015177 | 522.9548 | 0.0091777 | 489.5499 | 0.19049 | 522.9548 | 0.34217 | 517.15 | 0.98809 | 522.9548 | 0.96182 | 517.15 | 0.00079106 | 522.9548 | 0 | 490.0245 | 2.8949e-05 | 522.9548 | 2.5371e-05 | 490.0245 | 2.5454e-05 | 522.9548 | 0 | 522.4067 | -0.00090043 | 738.6532 | 0.1021 | 522.4067 | -0.00091174 | 737.9362 | 0 | 738.6532 | 0.00253 | 522.4067 | 0.21957 | 522.9548 | 0.48004
| 489.6636 | 0.00058994 | 523.1798 | 0.0026471 | 522.6319 | 0.003174 | 489.6636 | 0.00213 | 523.1798 | 0.00086942 | 522.6319 | 0.0018194 | 522.6319 | 0.0020146 | 490.1408 | 0.02508 | 523.1798 | 0.0019428 | 517.37 | 0.00028669 | 523.1798 | 0.010324 | 489.6636 | 0.19065 | 523.1798 | 0.33743 | 517.37 | 0.97304 | 523.1798 | 0.95311 | 517.37 | 0.00088859 | 523.1798 | 0.00079114 | 490.1408 | 1.4884e-05 | 523.1798 | 0.00069724 | 490.1408 | 1.433e-05 | 523.1798 | 0.00043017 | 522.6319 | 0.00093871 | 738.8175 | 0.10165 | 522.6319 | 0.0010473 | 738.1005 | 6.9993e-05 | 738.8175 | 0.00243 | 522.6319 | 0.22079 | 523.1798 | 0.48157
| 489.7773 | 0 | 523.4048 | 0.0022756 | 522.8572 | 0.0029735 | 489.7773 | 0 | 523.4048 | 0.00046656 | 522.8572 | 0.00048029 | 522.8572 | 0.00087208 | 490.2571 | 0.02405 | 523.4048 | 0.00089236 | 517.6 | -0.001602 | 523.4048 | 0.0087855 | 489.7773 | 0.19265 | 523.4048 | 0.33136 | 517.6 | 0.97149 | 523.4048 | 0.94796 | 517.6 | -0.001062 | 523.4048 | 0 | 490.2571 | 2.9535e-05 | 523.4048 | 2.6722e-05 | 490.2571 | 2.866e-05 | 523.4048 | 0 | 522.8572 | -0.00091423 | 738.9817 | 0.10635 | 522.8572 | -0.0012099 | 738.2648 | 0 | 738.9817 | 0.00256 | 522.8572 | 0.22012 | 523.4048 | 0.48428
| 489.8911 | 0.00041025 | 523.6298 | 0.0037231 | 523.0825 | 0.0027212 | 489.8911 | 0.00039883 | 523.6298 | 0.00061438 | 523.0825 | 0.00072314 | 523.0825 | 0.0018273 | 490.3735 | 0.02476 | 523.6298 | 0.0015249 | 517.82 | 0.00038786 | 523.6298 | 0.0096589 | 489.8911 | 0.19414 | 523.6298 | 0.32586 | 517.82 | 0.97688 | 523.6298 | 0.93958 | 517.82 | -0.00089942 | 523.6298 | 0.0004569 | 490.3735 | 1.4826e-05 | 523.6298 | 0.0011057 | 490.3735 | 1.5186e-05 | 523.6298 | 0.00047984 | 523.0825 | 3.9038e-05 | 739.146 | 0.10652 | 523.0825 | -0.0017602 | 738.4292 | 8.9995e-05 | 739.146 | 0.00242 | 523.0825 | 0.2224 | 523.6298 | 0.48439
| 490.0048 | 0 | 523.8548 | 0.0021697 | 523.3077 | 0.003094 | 490.0048 | 0 | 523.8548 | -0.0002836 | 523.3077 | 5.9314e-05 | 523.3077 | 0.00066731 | 490.4898 | 0.0231 | 523.8548 | 0.00041797 | 518.05 | -0.00045532 | 523.8548 | 0.0085258 | 490.0048 | 0.20344 | 523.8548 | 0.32166 | 518.05 | 0.97397 | 523.8548 | 0.93875 | 518.05 | -0.0012245 | 523.8548 | 0 | 490.4898 | 2.827e-05 | 523.8548 | 2.0991e-05 | 490.4898 | 2.8869e-05 | 523.8548 | 0 | 523.3077 | -0.00032497 | 739.3102 | 0.10878 | 523.3077 | -0.00095358 | 738.5935 | 0 | 739.3102 | 0.0026 | 523.3077 | 0.22171 | 523.8548 | 0.48649
| 490.1186 | 0.0012 | 524.0798 | 0.0027729 | 523.533 | 0.0030768 | 490.1186 | 0.00074563 | 524.0798 | 0.00099835 | 523.533 | 0.0013502 | 523.533 | 0.0019659 | 490.6062 | 0.02405 | 524.0798 | 0.0023024 | 518.27 | 0.0018381 | 524.0798 | 0.0099607 | 490.1186 | 0.20753 | 524.0798 | 0.31755 | 518.27 | 0.97381 | 524.0798 | 0.93022 | 518.27 | 1.0836e-05 | 524.0798 | 0.00082746 | 490.6062 | 1.3573e-05 | 524.0798 | 0.0012786 | 490.6062 | 1.4539e-05 | 524.0798 | 0.00056048 | 523.533 | 0.00076848 | 739.4745 | 0.10821 | 523.533 | -0.0010112 | 738.7578 | 6.9993e-05 | 739.4745 | 0.00249 | 523.533 | 0.22296 | 524.0798 | 0.48861
| 490.2323 | 0 | 524.3048 | 0.0025372 | 523.7584 | 0.0029123 | 490.2323 | 0 | 524.3048 | 0.0004002 | 523.7584 | 0.00055626 | 523.7584 | 0.00084659 | 490.7225 | 0.02259 | 524.3048 | 0.0006538 | 518.5 | -0.0010287 | 524.3048 | 0.0085233 | 490.2323 | 0.20917 | 524.3048 | 0.30886 | 518.5 | 0.97582 | 524.3048 | 0.92133 | 518.5 | -0.00093193 | 524.3048 | 0 | 490.7225 | 2.8656e-05 | 524.3048 | 0 | 490.7225 | 2.6727e-05 | 524.3048 | 0 | 523.7583 | -0.00039874 | 739.6388 | 0.11207 | 523.7584 | -0.0013159 | 738.9222 | 0 | 739.6388 | 0.00258 | 523.7583 | 0.22073 | 524.3048 | 0.48932
| 490.346 | 0.00082352 | 524.5298 | 0.0024424 | 523.9837 | 0.0027469 | 490.346 | 0.00045084 | 524.5298 | 0.001174 | 523.9837 | 0.0014359 | 523.9837 | 0.0020341 | 490.8389 | 0.02371 | 524.5299 | 0.0020414 | 518.73 | 0.00021923 | 524.5299 | 0.0092525 | 490.346 | 0.20677 | 524.5299 | 0.30705 | 518.73 | 0.96988 | 524.5298 | 0.91586 | 518.73 | 0.0019939 | 524.5299 | 0.00080267 | 490.8389 | 1.5236e-05 | 524.5299 | 0.0006672 | 490.8389 | 1.3045e-05 | 524.5299 | 0.00063819 | 523.9837 | 0.00062045 | 739.8031 | 0.1095 | 523.9837 | 0.00085618 | 739.0865 | 5.0004e-05 | 739.8031 | 0.0024 | 523.9837 | 0.22145 | 524.5298 | 0.49174
| 490.4598 | 0 | 524.7549 | 0.0015311 | 524.209 | 0.0028512 | 490.4598 | 0 | 524.7549 | 0.00061704 | 524.209 | 0.00035235 | 524.209 | 0.00067892 | 490.9552 | 0.02257 | 524.7549 | 0.00020264 | 518.95 | -0.0023778 | 524.7549 | 0.007897 | 490.4598 | 0.21218 | 524.7549 | 0.30096 | 518.95 | 0.96939 | 524.7549 | 0.91049 | 518.95 | -0.0025899 | 524.7549 | 0 | 490.9552 | 3.2767e-05 | 524.7549 | 0 | 490.9552 | 2.6947e-05 | 524.7549 | 0 | 524.209 | -0.00060928 | 739.9674 | 0.11263 | 524.209 | -0.002759 | 739.2509 | 0 | 739.9674 | 0.00249 | 524.209 | 0.22203 | 524.7549 | 0.49273
| 490.5736 | 0.00087741 | 524.98 | 0.0027708 | 524.4344 | 0.003291 | 490.5736 | 0.00165 | 524.98 | 0.00060859 | 524.4344 | 0.00098083 | 524.4344 | 0.0020134 | 491.0716 | 0.02353 | 524.98 | 0.0020413 | 519.18 | 0.0015684 | 524.98 | 0.0092578 | 490.5736 | 0.21435 | 524.98 | 0.29705 | 519.18 | 0.965 | 524.98 | 0.90435 | 519.18 | -0.00080189 | 524.98 | 0.00097223 | 491.0716 | 1.7613e-05 | 524.98 | 0.00092326 | 491.0716 | 1.3902e-05 | 524.98 | 0.00036861 | 524.4344 | 0.00086867 | 740.1317 | 0.11277 | 524.4344 | -0.00016687 | 739.4152 | 6.9993e-05 | 740.1317 | 0.00235 | 524.4344 | 0.22429 | 524.98 | 0.49407
| 490.6873 | 0 | 525.2051 | 0.0016577 | 524.6597 | 0.002869 | 490.6873 | 0 | 525.2051 | -0.00031354 | 524.6597 | 0.00083378 | 524.6597 | 0.0008609 | 491.188 | 0.0228 | 525.2051 | 0.00060104 | 519.4 | 0.0015008 | 525.2051 | 0.0072375 | 490.6873 | 0.21573 | 525.2051 | 0.29123 | 519.4 | 0.97207 | 525.2051 | 0.89718 | 519.4 | -0.0017121 | 525.2051 | 0 | 491.188 | 3.0952e-05 | 525.2051 | 0 | 491.188 | 2.4915e-05 | 525.2051 | 0 | 524.6597 | -0.00016994 | 740.296 | 0.11701 | 524.6597 | 0.00098692 | 739.5796 | 0 | 740.296 | 0.00253 | 524.6597 | 0.22197 | 525.2051 | 0.4952
| 490.8011 | 0.00096726 | 525.4301 | 0.0029629 | 524.8851 | 0.0029889 | 490.8011 | 0.00146 | 525.4301 | 0.00051764 | 524.8851 | 0.0016541 | 524.8851 | 0.0018561 | 491.3043 | 0.0233 | 525.4301 | 0.0018396 | 519.63 | -0.00035414 | 525.4301 | 0.0088217 | 490.8011 | 0.2219 | 525.4301 | 0.28414 | 519.63 | 0.96386 | 525.4301 | 0.87761 | 519.63 | 0.0011487 | 525.4301 | 0.00065135 | 491.3043 | 1.3573e-05 | 525.4301 | 0.00078738 | 491.3043 | 1.1014e-05 | 525.4301 | 0.00030298 | 524.8851 | 0.00017354 | 740.4603 | 0.11521 | 524.8851 | -0.00024069 | 739.744 | 5.0004e-05 | 740.4603 | 0.00243 | 524.8851 | 0.22062 | 525.4301 | 0.49561
| 490.9148 | 0 | 525.6552 | 0.0019826 | 525.1105 | 0.0026746 | 490.9148 | 0 | 525.6552 | 0.00032725 | 525.1105 | 1.6178e-05 | 525.1105 | 0.00068176 | 491.4207 | 0.02302 | 525.6552 | 0.00041464 | 519.85 | -0.00099496 | 525.6552 | 0.0071008 | 490.9148 | 0.2245 | 525.6552 | 0.27794 | 519.85 | 0.96774 | 525.6552 | 0.86761 | 519.85 | -0.00050931 | 525.6552 | 0 | 491.4207 | 2.9207e-05 | 525.6552 | 0 | 491.4207 | 2.2774e-05 | 525.6552 | 0 | 525.1105 | -0.00066776 | 740.6246 | 0.11943 | 525.1105 | -0.0017248 | 739.9083 | 0 | 740.6246 | 0.00262 | 525.1105 | 0.21912 | 525.6552 | 0.49615
| 491.0286 | 0.00109 | 525.8804 | 0.0025757 | 525.3359 | 0.0029637 | 491.0286 | 0.0016 | 525.8804 | 0.0004691 | 525.3359 | 0.0011728 | 525.3359 | 0.0020214 | 491.5371 | 0.02289 | 525.8804 | 0.0018136 | 520.08 | 0.0029849 | 525.8804 | 0.0084139 | 491.0286 | 0.23473 | 525.8804 | 0.27448 | 520.08 | 0.95783 | 525.8804 | 0.86139 | 520.08 | 0.0016363 | 525.8804 | 0.00050229 | 491.5371 | 1.5821e-05 | 525.8804 | 0.00053838 | 491.5371 | 1.1761e-05 | 525.8804 | 0.00047846 | 525.3359 | 0.00053113 | 740.7889 | 0.1159 | 525.3359 | 0.00088124 | 740.0727 | 6.9993e-05 | 740.7889 | 0.00254 | 525.3359 | 0.22152 | 525.8804 | 0.49743
| 491.1424 | 0 | 526.1055 | 0.0025428 | 525.5613 | 0.0028199 | 491.1424 | 0 | 526.1055 | 7.2438e-05 | 525.5613 | 0.00040022 | 525.5613 | 0.00066487 | 491.6535 | 0.02282 | 526.1055 | 0.000601 | 520.3 | 0.00082632 | 526.1055 | 0.0070999 | 491.1424 | 0.23489 | 526.1055 | 0.27011 | 520.3 | 0.96351 | 526.1055 | 0.85889 | 520.3 | -0.0017446 | 526.1055 | 0 | 491.6535 | 3.0753e-05 | 526.1055 | 0 | 491.6535 | 2.4169e-05 | 526.1055 | 0 | 525.5613 | -0.0004698 | 740.9532 | 0.11945 | 525.5613 | -0.00053288 | 740.2371 | 0 | 740.9532 | 0.00267 | 525.5613 | 0.22111 | 526.1055 | 0.49841
| 491.2561 | 0.00015871 | 526.3306 | 0.0025502 | 525.7867 | 0.0030003 | 491.2561 | 0.00182 | 526.3306 | 0.0011866 | 525.7867 | 0.0011285 | 525.7867 | 0.0019289 | 491.7699 | 0.02189 | 526.3306 | 0.0018657 | 520.53 | 0.0015346 | 526.3306 | 0.00824 | 491.2561 | 0.24267 | 526.3306 | 0.26599 | 520.53 | 0.94665 | 526.3306 | 0.84751 | 520.53 | -0.00054182 | 526.3306 | 0.0011949 | 491.7699 | 1.5072e-05 | 526.3306 | 0.00061488 | 491.7699 | 1.2408e-05 | 526.3306 | 0.00028462 | 525.7867 | 0.00121 | 741.1175 | 0.11968 | 525.7867 | 0.00045365 | 740.4015 | 5.0004e-05 | 741.1175 | 0.00249 | 525.7867 | 0.22186 | 526.3306 | 0.49826
| 491.3699 | 0 | 526.5558 | 0.0016205 | 526.0121 | 0.0029349 | 491.3699 | 0 | 526.5558 | 0.00047122 | 526.0121 | -2.5667e-06 | 526.0121 | 0.00071381 | 491.8863 | 0.02157 | 526.5558 | 0.00046107 | 520.76 | -0.00099496 | 526.5558 | 0.0065419 | 491.3699 | 0.2425 | 526.5558 | 0.26066 | 520.76 | 0.96739 | 526.5558 | 0.84438 | 520.76 | -0.00067186 | 526.5558 | 0 | 491.8863 | 3.0507e-05 | 526.5558 | 6.2752e-05 | 491.8863 | 2.4806e-05 | 526.5558 | 0 | 526.0122 | -0.00074904 | 741.2819 | 0.11998 | 526.0121 | 0.00014146 | 740.5659 | 0 | 741.2819 | 0.00261 | 526.0122 | 0.22266 | 526.5558 | 0.49952
| 491.4837 | 0 | 526.7809 | 0.0029947 | 526.2376 | 0.0028073 | 491.4837 | 0.00071094 | 526.7809 | 0.00071653 | 526.2376 | 0.0008462 | 526.2376 | 0.0018787 | 492.0027 | 0.02012 | 526.7809 | 0.0016196 | 520.98 | -0.00065769 | 526.7809 | 0.0081715 | 491.4837 | 0.25085 | 526.7809 | 0.25749 | 520.98 | 0.94559 | 526.7809 | 0.83844 | 520.98 | 0.0015387 | 526.7809 | 0.00034261 | 492.0027 | 1.5622e-05 | 526.7809 | 0.00045921 | 492.0027 | 1.2408e-05 | 526.7809 | 0.0002691 | 526.2376 | 0.00039288 | 741.4462 | 0.12244 | 526.2376 | 0.00042482 | 740.7303 | 5.0004e-05 | 741.4462 | 0.00248 | 526.2376 | 0.22519 | 526.7809 | 0.49982
| 491.5975 | 0 | 527.0061 | 0.0015426 | 526.4631 | 0.0030003 | 491.5975 | 0 | 527.0061 | 1.7285e-05 | 526.4631 | -0.00071759 | 526.4631 | 0.00068033 | 492.1191 | 0.02015 | 527.0061 | 0.00066808 | 521.21 | -0.00099496 | 527.0061 | 0.0063811 | 491.5975 | 0.26115 | 527.0061 | 0.25143 | 521.21 | 0.95095 | 527.0061 | 0.82552 | 521.21 | 0.00040094 | 527.0061 | 0 | 492.1191 | 2.9699e-05 | 527.0061 | 0 | 492.1191 | 2.6091e-05 | 527.0061 | 0 | 526.4631 | -3.403e-05 | 741.6105 | 0.12486 | 526.4631 | -0.00072102 | 740.8947 | 0 | 741.6105 | 0.00269 | 526.4631 | 0.22362 | 527.0061 | 0.50005
| 491.7113 | 0.00080555 | 527.2313 | 0.0026365 | 526.6885 | 0.0030861 | 491.7113 | 0.0013 | 527.2313 | 0.00061569 | 526.6885 | 0.00093122 | 526.6885 | 0.0019612 | 492.2355 | 0.01917 | 527.2313 | 0.0020877 | 521.43 | 0.00096123 | 527.2313 | 0.0080321 | 491.7113 | 0.25627 | 527.2313 | 0.24686 | 521.43 | 0.93716 | 527.2313 | 0.81364 | 521.43 | 0.00049847 | 527.2313 | 0.00026404 | 492.2355 | 1.4428e-05 | 527.2313 | 0.00086911 | 492.2355 | 1.3902e-05 | 527.2313 | 0.00052389 | 526.6885 | 0.00037876 | 741.7749 | 0.12622 | 526.6885 | 0.0012247 | 741.0591 | 3.0002e-05 | 741.7749 | 0.00247 | 526.6885 | 0.22149 | 527.2313 | 0.50063
| 491.8251 | 0 | 527.4565 | 0.0017322 | 526.914 | 0.0028175 | 491.8251 | 0 | 527.4565 | 8.4485e-05 | 526.914 | 0.00039704 | 526.914 | 0.00066124 | 492.3519 | 0.01905 | 527.4565 | 0.00047091 | 521.66 | -0.0018381 | 527.4565 | 0.0063779 | 491.8251 | 0.26737 | 527.4565 | 0.24098 | 521.66 | 0.94702 | 527.4565 | 0.8036 | 521.66 | 4.3346e-05 | 527.4565 | 0 | 492.3519 | 2.9441e-05 | 527.4565 | 7.392e-05 | 492.3519 | 2.2774e-05 | 527.4565 | 0 | 526.914 | -0.00014432 | 741.9392 | 0.12471 | 526.914 | 0.0015294 | 741.2235 | 0 | 741.9392 | 0.00262 | 526.914 | 0.21976 | 527.4565 | 0.50077
| 491.9389 | 0.00087741 | 527.6817 | 0.0031346 | 527.1395 | 0.0028358 | 491.9389 | 0.00146 | 527.6817 | 0.0013745 | 527.1395 | 0.0016911 | 527.1395 | 0.0018835 | 492.4683 | 0.01708 | 527.6817 | 0.0016178 | 521.88 | 0.00062396 | 527.6817 | 0.0073055 | 491.9389 | 0.27148 | 527.6817 | 0.23754 | 521.88 | 0.93584 | 527.6817 | 0.79541 | 521.88 | 0.00043346 | 527.6817 | 0.00053274 | 492.4683 | 1.5458e-05 | 527.6817 | 0.00092218 | 492.4683 | 9.3008e-06 | 527.6817 | 0.00065102 | 527.1395 | 0.0005068 | 742.1036 | 0.1278 | 527.1395 | -0.00070529 | 741.3879 | 6.9993e-05 | 742.1036 | 0.00246 | 527.1395 | 0.22191 | 527.6817 | 0.50156
| 492.0526 | 0 | 527.9069 | 0.0021233 | 527.365 | 0.0025519 | 492.0526 | 0 | 527.9069 | 0.00066472 | 527.365 | 0.00055787 | 527.365 | 0.0006474 | 492.5847 | 0.01679 | 527.9069 | 0.00086444 | 522.11 | -0.0020742 | 527.9069 | 0.0061741 | 492.0526 | 0.28009 | 527.9069 | 0.23183 | 522.11 | 0.94937 | 527.9069 | 0.7855 | 522.11 | -0.00057433 | 527.9069 | 0 | 492.5847 | 2.9371e-05 | 527.9069 | 0 | 492.5847 | 2.2774e-05 | 527.9069 | 0 | 527.365 | -0.00088659 | 742.268 | 0.12877 | 527.365 | -0.0011614 | 741.5523 | 0 | 742.268 | 0.00274 | 527.365 | 0.2202 | 527.9069 | 0.50063
| 492.1664 | 0.0004462 | 528.1322 | 0.0031236 | 527.5906 | 0.0027637 | 492.1664 | 0.00102 | 528.1322 | 0.00050652 | 527.5906 | 0.0015132 | 527.5906 | 0.0019571 | 492.7011 | 0.01511 | 528.1322 | 0.0015019 | 522.34 | 0.00032042 | 528.1322 | 0.0071484 | 492.1664 | 0.27954 | 528.1322 | 0.23008 | 522.34 | 0.94224 | 528.1322 | 0.7833 | 522.34 | 0.00014088 | 528.1322 | 0.00078482 | 492.7011 | 1.4311e-05 | 528.1322 | 0.00091718 | 492.7011 | 1.3902e-05 | 528.1322 | 0.00037698 | 527.5906 | 0.00069375 | 742.4323 | 0.13185 | 527.5906 | 0.00010774 | 741.7167 | 5.0004e-05 | 742.4323 | 0.00267 | 527.5906 | 0.2254 | 528.1322 | 0.50194
| 492.2802 | 0 | 528.3574 | 0.002086 | 527.8161 | 0.0027325 | 492.2802 | 0 | 528.3574 | 0.0004188 | 527.8161 | 0.00030282 | 527.8161 | 0.00072255 | 492.8176 | 0.01499 | 528.3574 | 0.00088581 | 522.56 | -0.00086005 | 528.3574 | 0.0057785 | 492.2802 | 0.28494 | 528.3574 | 0.22627 | 522.56 | 0.93229 | 528.3574 | 0.77379 | 522.56 | -0.00047681 | 528.3574 | 0 | 492.8176 | 2.9886e-05 | 528.3574 | 0 | 492.8176 | 2.6091e-05 | 528.3574 | 0 | 527.8161 | -0.00061837 | 742.5967 | 0.13144 | 527.8161 | -0.0020252 | 741.8812 | 0 | 742.5967 | 0.00281 | 527.8161 | 0.21938 | 528.3574 | 0.50109
| 492.394 | 0 | 528.5827 | 0.0036453 | 528.0417 | 0.0028035 | 492.394 | 0.00067626 | 528.5827 | 0.00051104 | 528.0417 | 0.0014578 | 528.0417 | 0.0018244 | 492.934 | 0.01326 | 528.5827 | 0.001706 | 522.79 | 0.00062396 | 528.5827 | 0.0071233 | 492.394 | 0.28962 | 528.5827 | 0.22063 | 522.79 | 0.93465 | 528.5827 | 0.76032 | 522.79 | 0.00020589 | 528.5827 | 0.00062333 | 492.934 | 1.581e-05 | 528.5827 | 0.0010677 | 492.934 | 1.2408e-05 | 528.5827 | 0.00025602 | 528.0417 | 0.00076262 | 742.761 | 0.12995 | 528.0417 | -0.00071466 | 742.0456 | 8.9995e-05 | 742.761 | 0.00257 | 528.0417 | 0.22506 | 528.5827 | 0.50116
| 492.5079 | 0 | 528.808 | 0.0022131 | 528.2672 | 0.002854 | 492.5079 | 0 | 528.808 | 1.2718e-05 | 528.2672 | 0.00051937 | 528.2672 | 0.00086721 | 493.0504 | 0.01334 | 528.808 | 0.00038879 | 523.01 | -0.00038786 | 528.808 | 0.0055897 | 492.5079 | 0.29497 | 528.808 | 0.21676 | 523.01 | 0.928 | 528.808 | 0.75601 | 523.01 | -0.0013871 | 528.808 | 0 | 493.0504 | 3.0378e-05 | 528.808 | 0 | 493.0504 | 2.3741e-05 | 528.808 | 0 | 528.2672 | -0.0009753 | 742.9254 | 0.13226 | 528.2672 | -0.0023086 | 742.2101 | 0 | 742.9254 | 0.00271 | 528.2672 | 0.22539 | 528.808 | 0.50014
| 492.6217 | 0.00116 | 529.0333 | 0.0030332 | 528.4928 | 0.0029023 | 492.6217 | 0.00118 | 529.0333 | 0.00040223 | 528.4928 | 0.0014222 | 528.4928 | 0.0020418 | 493.1669 | 0.01207 | 529.0332 | 0.0017648 | 523.24 | -0.00032042 | 529.0332 | 0.0064095 | 492.6217 | 0.29632 | 529.0332 | 0.21466 | 523.24 | 0.92509 | 529.0333 | 0.7527 | 523.24 | -0.0010295 | 529.0332 | 0.0007652 | 493.1669 | 1.4697e-05 | 529.0332 | 0.00072544 | 493.1669 | 1.1332e-05 | 529.0333 | 0.00034632 | 528.4928 | 0.00080994 | 743.0898 | 0.13332 | 528.4928 | -0.00084081 | 742.3745 | 6.9993e-05 | 743.0898 | 0.00259 | 528.4928 | 0.22769 | 529.0333 | 0.50011
| 492.7355 | 0 | 529.2585 | 0.002747 | 528.7184 | 0.002639 | 492.7355 | 0 | 529.2585 | 0.00084265 | 528.7184 | -0.00082637 | 528.7184 | 0.00060624 | 493.2833 | 0.0121 | 529.2585 | 0.00050013 | 523.46 | 0.0011636 | 529.2585 | 0.0052474 | 492.7355 | 0.3003 | 529.2585 | 0.21112 | 523.46 | 0.91141 | 529.2585 | 0.74637 | 523.46 | -0.0013546 | 529.2585 | 0 | 493.2833 | 2.9148e-05 | 529.2585 | 0 | 493.2833 | 2.1171e-05 | 529.2585 | 0 | 528.7184 | -0.00071395 | 743.2542 | 0.13538 | 528.7184 | -0.0034348 | 742.5389 | 0 | 743.2542 | 0.00278 | 528.7184 | 0.2259 | 529.2585 | 0.49843
| 492.8493 | 0.00115 | 529.4839 | 0.0029423 | 528.944 | 0.0030659 | 492.8493 | 0.00166 | 529.4839 | 0.00087307 | 528.944 | 0.0017887 | 528.944 | 0.0019678 | 493.3997 | 0.0111 | 529.4839 | 0.0020664 | 523.69 | 5.0592e-05 | 529.4839 | 0.0069163 | 492.8493 | 0.29918 | 529.4839 | 0.20746 | 523.69 | 0.90795 | 529.4839 | 0.73623 | 523.69 | -0.00057433 | 529.4839 | 0.00068347 | 493.3997 | 1.458e-05 | 529.4839 | 0.00077927 | 493.3997 | 9.8388e-06 | 529.4839 | 0.00037304 | 528.944 | 0.00083094 | 743.4186 | 0.13563 | 528.944 | 0.0015367 | 742.7034 | 5.0004e-05 | 743.4186 | 0.00266 | 528.944 | 0.22685 | 529.4839 | 0.49913
| 492.9631 | 0 | 529.7092 | 0.0025373 | 529.1696 | 0.00255 | 492.9631 | 0 | 529.7092 | 0.00088457 | 529.1696 | -0.00040484 | 529.1696 | 0.0007226 | 493.5162 | 0.01163 | 529.7092 | 0.0006179 | 523.92 | -0.00079259 | 529.7092 | 0.0051647 | 492.9631 | 0.30269 | 529.7092 | 0.20235 | 523.92 | 0.91027 | 529.7092 | 0.7281 | 523.92 | -0.0031101 | 529.7092 | 0 | 493.5162 | 3.0507e-05 | 529.7092 | 0 | 493.5162 | 2.4169e-05 | 529.7092 | 0 | 529.1696 | -0.00058726 | 743.583 | 0.14053 | 529.1696 | -0.0012153 | 742.8679 | 0 | 743.583 | 0.00281 | 529.1696 | 0.22814 | 529.7092 | 0.4991
| 493.0769 | 0.00091335 | 529.9345 | 0.0036871 | 529.3952 | 0.0029908 | 493.0769 | 0.00241 | 529.9345 | 0.00056162 | 529.3952 | 0.00066703 | 529.3952 | 0.0017646 | 493.6326 | 0.01058 | 529.9345 | 0.0016514 | 524.14 | 5.0592e-05 | 529.9345 | 0.0062843 | 493.0769 | 0.30892 | 529.9345 | 0.20095 | 524.14 | 0.90336 | 529.9345 | 0.71765 | 524.14 | 0.00036844 | 529.9345 | 0.00063654 | 493.6326 | 1.6055e-05 | 529.9345 | 0.00057533 | 493.6326 | 1.433e-05 | 529.9345 | 0.00047066 | 529.3952 | 0.00076796 | 743.7474 | 0.14 | 529.3952 | 0.002414 | 743.0323 | 6.9993e-05 | 743.7474 | 0.00264 | 529.3952 | 0.2277 | 529.9345 | 0.4995
| 493.1907 | 0 | 530.1599 | 0.0016811 | 529.6209 | 0.0027635 | 493.1907 | 0 | 530.1599 | -0.00021593 | 529.6209 | 0.00040251 | 529.6209 | 0.00080988 | 493.7491 | 0.01075 | 530.1599 | 0.00022636 | 524.37 | -0.0018381 | 530.1599 | 0.0053649 | 493.1907 | 0.31217 | 530.1599 | 0.19454 | 524.37 | 0.90678 | 530.1599 | 0.70987 | 524.37 | -0.0016797 | 530.1599 | 0 | 493.7491 | 3.1244e-05 | 530.1599 | 0 | 493.7491 | 2.6091e-05 | 530.1599 | 0 | 529.6209 | -0.00021852 | 743.9118 | 0.14149 | 529.6209 | -0.0016866 | 743.1968 | 0 | 743.9118 | 0.00276 | 529.6209 | 0.22612 | 530.1599 | 0.49859
| 493.3046 | 0.00042823 | 530.3853 | 0.0027483 | 529.8465 | 0.002635 | 493.3046 | 0.00172 | 530.3853 | 0.0013315 | 529.8465 | 0.00062022 | 529.8465 | 0.0017532 | 493.8655 | 0.00964 | 530.3852 | 0.002077 | 524.59 | 0.00035414 | 530.3852 | 0.0060006 | 493.3046 | 0.31028 | 530.3852 | 0.19424 | 524.59 | 0.89542 | 530.3853 | 0.70557 | 524.59 | 0.00027091 | 530.3852 | 0.00072911 | 493.8655 | 1.5599e-05 | 530.3852 | 0.00063147 | 493.8655 | 1.1761e-05 | 530.3853 | 0.00017947 | 529.8465 | 0.00069757 | 744.0762 | 0.14143 | 529.8465 | 0.0012651 | 743.3613 | 3.0002e-05 | 744.0762 | 0.00258 | 529.8465 | 0.228 | 530.3853 | 0.49995
| 493.4184 | 0 | 530.6106 | 0.0013625 | 530.0722 | 0.0027437 | 493.4184 | 0 | 530.6106 | 0.00021466 | 530.0722 | -0.00065399 | 530.0722 | 0.00074358 | 493.982 | 0.01009 | 530.6106 | 0 | 524.82 | -0.0013997 | 530.6106 | 0.0048677 | 493.4184 | 0.32018 | 530.6106 | 0.19054 | 524.82 | 0.88454 | 530.6106 | 0.70198 | 524.82 | -0.0022973 | 530.6106 | 0 | 493.982 | 3.2205e-05 | 530.6106 | 0 | 493.982 | 2.2236e-05 | 530.6106 | 0 | 530.0722 | -0.00105 | 744.2406 | 0.14278 | 530.0722 | -0.00021844 | 743.5257 | 0 | 744.2406 | 0.00269 | 530.0722 | 0.22972 | 530.6106 | 0.49928
| 493.5322 | 0.0016 | 530.836 | 0.0028677 | 530.2979 | 0.0027633 | 493.5322 | 0.00102 | 530.836 | 0.00048531 | 530.2979 | 0.0015486 | 530.2979 | 0.0017701 | 494.0985 | 0.00872 | 530.836 | 0.0020211 | 525.05 | -0.00065769 | 530.836 | 0.0061875 | 493.5322 | 0.3203 | 530.836 | 0.18904 | 525.05 | 0.88567 | 530.836 | 0.69721 | 525.05 | -0.0017121 | 530.836 | 0.00085714 | 494.0985 | 1.6899e-05 | 530.836 | 0.00073199 | 494.0985 | 1.0695e-05 | 530.836 | 0.00049324 | 530.2979 | 0.00072641 | 744.405 | 0.14517 | 530.2979 | 0.0012691 | 743.6902 | 6.9993e-05 | 744.405 | 0.00253 | 530.2979 | 0.23205 | 530.836 | 0.49942
| 493.6461 | 5.399e-05 | 531.0614 | 0.0025045 | 530.5236 | 0.0026813 | 493.6461 | 0 | 531.0614 | 0.0005766 | 530.5236 | 0.00021929 | 530.5236 | 0.00079041 | 494.2149 | 0.00871 | 531.0614 | 0.00059344 | 525.27 | -0.0017707 | 531.0614 | 0.0043512 | 493.6461 | 0.32466 | 531.0614 | 0.18284 | 525.27 | 0.88806 | 531.0614 | 0.68252 | 525.27 | -0.0001192 | 531.0614 | 0 | 494.2149 | 3.1303e-05 | 531.0614 | 0 | 494.2149 | 2.3741e-05 | 531.0614 | 0 | 530.5236 | -0.00013513 | 744.5695 | 0.14596 | 530.5236 | -0.00069547 | 743.8547 | 0 | 744.5695 | 0.00272 | 530.5236 | 0.23285 | 531.0614 | 0.49867
| 493.7599 | 0.0016 | 531.2868 | 0.0025898 | 530.7493 | 0.0029645 | 493.7599 | 0.00227 | 531.2868 | 0.0016581 | 530.7493 | 0.0020929 | 530.7493 | 0.0017967 | 494.3314 | 0.00748 | 531.2868 | 0.0018283 | 525.5 | -0.0014334 | 531.2868 | 0.0061099 | 493.7599 | 0.32953 | 531.2868 | 0.18183 | 525.5 | 0.87809 | 531.2868 | 0.67721 | 525.5 | -0.00041178 | 531.2868 | 0.0011653 | 494.3314 | 1.4697e-05 | 531.2868 | 0.0010396 | 494.3314 | 1.3254e-05 | 531.2868 | 0.0003253 | 530.7493 | 0.00097017 | 744.7339 | 0.14667 | 530.7493 | 0.00063423 | 744.0192 | 6.9993e-05 | 744.7339 | 0.00259 | 530.7493 | 0.23304 | 531.2868 | 0.49844
| 493.8738 | 0 | 531.5122 | 0.0017934 | 530.975 | 0.0023629 | 493.8738 | 0 | 531.5122 | 0.0004892 | 530.975 | 0.00051694 | 530.975 | 0.00045815 | 494.4479 | 0.00809 | 531.5122 | 0.00068033 | 525.72 | -5.0592e-05 | 531.5122 | 0.0043659 | 493.8738 | 0.32506 | 531.5122 | 0.17615 | 525.72 | 0.8734 | 531.5122 | 0.66787 | 525.72 | -0.00093193 | 531.5122 | 0 | 494.4479 | 2.9523e-05 | 531.5122 | 0 | 494.4479 | 2.4169e-05 | 531.5122 | 0 | 530.975 | -0.00021414 | 744.8984 | 0.15023 | 530.975 | -0.00048371 | 744.1837 | 0 | 744.8984 | 0.00279 | 530.975 | 0.2315 | 531.5122 | 0.49766
| 493.9876 | 0.0004462 | 531.7377 | 0.0029737 | 531.2007 | 0.0029421 | 493.9876 | 0.00113 | 531.7377 | 0.00068915 | 531.2007 | 0.0015771 | 531.2007 | 0.0018594 | 494.5644 | 0.00706 | 531.7377 | 0.0016272 | 525.95 | 0.0010961 | 531.7377 | 0.0060863 | 493.9876 | 0.32076 | 531.7377 | 0.17477 | 525.95 | 0.86662 | 531.7377 | 0.66067 | 525.95 | 0.002384 | 531.7377 | 0.00070995 | 494.5644 | 1.4826e-05 | 531.7377 | 0.0010876 | 494.5644 | 1.1332e-05 | 531.7377 | 0.00085211 | 531.2007 | 0.00097009 | 745.0628 | 0.15611 | 531.2007 | 0.00098725 | 744.3482 | 5.0004e-05 | 745.0628 | 0.00264 | 531.2007 | 0.23456 | 531.7377 | 0.49809
| 494.1014 | 0 | 531.9631 | 0.0028338 | 531.4264 | 0.0023671 | 494.1014 | 0 | 531.9631 | -0.00020764 | 531.4264 | -0.00018867 | 531.4264 | 0.00063403 | 494.6809 | 0.00728 | 531.9631 | 0 | 526.17 | -0.00072515 | 531.9631 | 0.0043909 | 494.1014 | 0.32688 | 531.9631 | 0.16939 | 526.17 | 0.8684 | 531.9631 | 0.65052 | 526.17 | -0.0014521 | 531.9631 | 0 | 494.6809 | 2.964e-05 | 531.9631 | 0 | 494.6809 | 2.2456e-05 | 531.9631 | 0 | 531.4264 | -0.00092081 | 745.2272 | 0.15471 | 531.4264 | -0.0019519 | 744.5127 | 0 | 745.2272 | 0.00286 | 531.4264 | 0.23186 | 531.9631 | 0.4976
| 494.2153 | 0.00085945 | 532.1885 | 0.0030461 | 531.6522 | 0.0027095 | 494.2153 | 0.00065893 | 532.1885 | 0.00098731 | 531.6522 | 0.0012375 | 531.6522 | 0.0019307 | 494.7974 | 0.00601 | 532.1886 | 0.0016119 | 526.4 | 0.00096123 | 532.1886 | 0.005402 | 494.2153 | 0.32836 | 532.1886 | 0.16712 | 526.4 | 0.85662 | 532.1885 | 0.64076 | 526.4 | 0.00085607 | 532.1886 | 0.00077246 | 494.7974 | 1.499e-05 | 532.1886 | 0.00085854 | 494.7974 | 1.1332e-05 | 532.1885 | 0.00036689 | 531.6522 | 0.00046656 | 745.3917 | 0.15829 | 531.6522 | -0.00029328 | 744.6772 | 6.9993e-05 | 745.3917 | 0.00264 | 531.6522 | 0.23095 | 532.1885 | 0.49784
| 494.3292 | 0 | 532.414 | 0.0021075 | 531.878 | 0.0020652 | 494.3292 | 0 | 532.414 | 0.00066229 | 531.878 | -0.00060602 | 531.878 | 0.00080421 | 494.9139 | 0.00643 | 532.414 | 0.0008673 | 526.63 | -0.0024789 | 532.414 | 0.0043175 | 494.3292 | 0.32847 | 532.414 | 0.16193 | 526.63 | 0.85268 | 532.414 | 0.62785 | 526.63 | -0.0026224 | 532.414 | 0 | 494.9139 | 3.005e-05 | 532.414 | 0 | 494.9139 | 2.4806e-05 | 532.414 | 0 | 531.878 | -0.00083686 | 745.5561 | 0.15427 | 531.878 | -0.0031178 | 744.8417 | 0 | 745.5561 | 0.00283 | 531.878 | 0.2315 | 532.414 | 0.49792
| 494.443 | 0.00149 | 532.6395 | 0.0023194 | 532.1037 | 0.0028037 | 494.443 | 0.00097105 | 532.6395 | 0.00068862 | 532.1037 | 0.0011019 | 532.1037 | 0.0019258 | 495.0304 | 0.00542 | 532.6395 | 0.0018331 | 526.85 | 0.0022766 | 532.6395 | 0.0052336 | 494.443 | 0.33219 | 532.6395 | 0.16091 | 526.85 | 0.85258 | 532.6395 | 0.62085 | 526.85 | 7.5855e-05 | 532.6395 | 0.0011212 | 495.0304 | 1.5236e-05 | 532.6395 | 0.00077181 | 495.0304 | 1.3682e-05 | 532.6395 | 0.00066143 | 532.1037 | 0.00053366 | 745.7206 | 0.15805 | 532.1037 | 0.0025434 | 745.0063 | 8.9995e-05 | 745.7206 | 0.00273 | 532.1037 | 0.23241 | 532.6395 | 0.49873
| 494.5569 | 0 | 532.865 | 0.0022486 | 532.3295 | 0.0024972 | 494.5569 | 0 | 532.865 | 0.00025232 | 532.3295 | 0.00012854 | 532.3295 | 0.00064253 | 495.1469 | 0.00567 | 532.865 | 0.00063723 | 527.08 | -0.0016695 | 532.865 | 0.0040414 | 494.5569 | 0.33511 | 532.865 | 0.15546 | 527.08 | 0.85239 | 532.865 | 0.61109 | 527.08 | -2.1673e-05 | 532.865 | 0 | 495.1469 | 3.0132e-05 | 532.865 | 0 | 495.1469 | 2.8012e-05 | 532.865 | 0 | 532.3295 | -0.00072415 | 745.8851 | 0.16041 | 532.3295 | -0.0011273 | 745.1708 | 0 | 745.8851 | 0.00288 | 532.3295 | 0.23025 | 532.865 | 0.49805
| 494.6707 | 0.0006079 | 533.0905 | 0.0033122 | 532.5553 | 0.0026899 | 494.6707 | 0.00199 | 533.0905 | 0.0008158 | 532.5553 | 0.0011791 | 532.5553 | 0.0016733 | 495.2634 | 0.00454 | 533.0905 | 0.0017386 | 527.3 | 0.0023104 | 533.0905 | 0.0054622 | 494.6707 | 0.33171 | 533.0905 | 0.15437 | 527.3 | 0.84341 | 533.0905 | 0.6053 | 527.3 | 0.0011487 | 533.0905 | 0.00059531 | 495.2634 | 1.5072e-05 | 533.0905 | 0.0012663 | 495.2634 | 1.433e-05 | 533.0905 | 0.00041474 | 532.5553 | 0.0004038 | 746.0495 | 0.16156 | 532.5553 | 0.0015227 | 745.3353 | 5.0004e-05 | 746.0495 | 0.00267 | 532.5553 | 0.23133 | 533.0905 | 0.49952
| 494.7846 | 0 | 533.316 | 0.0021774 | 532.7812 | 0.0025309 | 494.7846 | 0 | 533.316 | 0.00036309 | 532.7812 | -0.00022927 | 532.7812 | 0.00068215 | 495.3799 | 0.00483 | 533.316 | 0.00014776 | 527.53 | -0.0015684 | 533.316 | 0.004136 | 494.7846 | 0.33971 | 533.316 | 0.14923 | 527.53 | 0.84412 | 533.316 | 0.59412 | 527.53 | -0.0018096 | 533.316 | 0 | 495.3799 | 2.9031e-05 | 533.316 | 0 | 495.3799 | 2.4806e-05 | 533.316 | 0 | 532.7812 | -0.00056289 | 746.214 | 0.16287 | 532.7812 | -0.00029421 | 745.4999 | 0 | 746.214 | 0.00276 | 532.7812 | 0.22875 | 533.316 | 0.4988
| 494.8985 | 0.00041025 | 533.5416 | 0.0025866 | 533.007 | 0.0025995 | 494.8985 | 0.00198 | 533.5416 | 0.0010092 | 533.007 | 0.0015469 | 533.007 | 0.0017925 | 495.4964 | 0.00392 | 533.5416 | 0.0015378 | 527.76 | 0.00069142 | 533.5416 | 0.0052562 | 494.8985 | 0.33764 | 533.5416 | 0.14793 | 527.76 | 0.82423 | 533.5416 | 0.58474 | 527.76 | 0.00072604 | 533.5416 | 0.00091608 | 495.4964 | 1.4076e-05 | 533.5416 | 0.0011246 | 495.4964 | 1.0476e-05 | 533.5416 | 0.00041189 | 533.007 | 0.00060016 | 746.3785 | 0.16805 | 533.007 | 0.001306 | 745.6644 | 6.9993e-05 | 746.3785 | 0.00259 | 533.007 | 0.23019 | 533.5416 | 0.49915
| 495.0124 | 0 | 533.7672 | 0.0022529 | 533.2328 | 0.0025997 | 495.0124 | 0 | 533.7672 | 0.00020419 | 533.2328 | -0.00057667 | 533.2328 | 0.00064371 | 495.6129 | 0.0042 | 533.7671 | 0.00062608 | 527.98 | -0.001231 | 533.7671 | 0.0037899 | 495.0124 | 0.34462 | 533.7671 | 0.14229 | 527.98 | 0.82307 | 533.7672 | 0.57304 | 527.98 | -0.00018422 | 533.7671 | 0 | 495.6129 | 2.841e-05 | 533.7671 | 0 | 495.6129 | 2.3521e-05 | 533.7672 | 0 | 533.2328 | -0.00020098 | 746.543 | 0.16864 | 533.2328 | -0.0022145 | 745.8289 | 0 | 746.543 | 0.00285 | 533.2328 | 0.22808 | 533.7672 | 0.49901
| 495.1262 | 0.00116 | 533.9927 | 0.0031167 | 533.4587 | 0.0024936 | 495.1262 | 0.00019074 | 533.9927 | 0.0018258 | 533.4587 | 0.00094085 | 533.4587 | 0.0017193 | 495.7294 | 0.00325 | 533.9927 | 0.001511 | 528.21 | -0.00015177 | 533.9927 | 0.0045885 | 495.1262 | 0.34616 | 533.9927 | 0.1413 | 528.21 | 0.82569 | 533.9927 | 0.56552 | 528.21 | -0.00031426 | 533.9927 | 0.0009032 | 495.7294 | 1.451e-05 | 533.9927 | 0.00081534 | 495.7294 | 1.3045e-05 | 533.9927 | 0.00051291 | 533.4587 | 0.00034615 | 746.7075 | 0.169 | 533.4587 | 0.0019544 | 745.9935 | 6.9993e-05 | 746.7075 | 0.0027 | 533.4587 | 0.23002 | 533.9927 | 0.50001
| 495.2401 | 0 | 534.2183 | 0.0019389 | 533.6845 | 0.0024001 | 495.2401 | 0 | 534.2183 | 0.00045668 | 533.6845 | 0.0004974 | 533.6845 | 0.00055533 | 495.846 | 0.00349 | 534.2182 | 7.5922e-05 | 528.43 | -1.6864e-05 | 534.2182 | 0.0036777 | 495.2401 | 0.34879 | 534.2182 | 0.13702 | 528.43 | 0.82307 | 534.2183 | 0.55404 | 528.43 | -0.00099695 | 534.2182 | 0 | 495.846 | 2.9699e-05 | 534.2182 | 0 | 495.846 | 2.8012e-05 | 534.2183 | 0 | 533.6845 | -4.2797e-05 | 746.872 | 0.17129 | 533.6845 | -0.00071769 | 746.1581 | 0 | 746.872 | 0.00285 | 533.6845 | 0.22935 | 534.2183 | 0.50023
| 495.354 | 0.00024855 | 534.4438 | 0.0032202 | 533.9104 | 0.0027637 | 495.354 | 0.00091902 | 534.4438 | 0.0015267 | 533.9104 | 0.0014206 | 533.9104 | 0.0016898 | 495.9625 | 0.00264 | 534.4438 | 0.0015882 | 528.66 | -0.00082632 | 534.4438 | 0.0047421 | 495.354 | 0.35218 | 534.4438 | 0.13562 | 528.66 | 0.80289 | 534.4438 | 0.54747 | 528.66 | 0.00017338 | 534.4438 | 0.00091437 | 495.9625 | 1.5411e-05 | 534.4438 | 0.00063357 | 495.9625 | 1.4967e-05 | 534.4438 | 0.00034021 | 533.9104 | 0.00084442 | 747.0365 | 0.16981 | 533.9104 | 0.00034816 | 746.3226 | 6.9993e-05 | 747.0365 | 0.00269 | 533.9104 | 0.22898 | 534.4438 | 0.4999
| 495.4679 | 0 | 534.6694 | 0.0016163 | 534.1363 | 0.0023899 | 495.4679 | 0 | 534.6694 | 0.00031837 | 534.1363 | -0.00024438 | 534.1363 | 0.00056211 | 496.079 | 0.00287 | 534.6694 | 0.00030039 | 528.89 | 0.00032042 | 534.6694 | 0.0034441 | 495.4679 | 0.34803 | 534.6694 | 0.13045 | 528.89 | 0.80638 | 534.6694 | 0.5381 | 528.89 | -0.00044429 | 534.6694 | 2.6128e-05 | 496.079 | 2.9195e-05 | 534.6694 | 0 | 496.079 | 2.6837e-05 | 534.6694 | 0 | 534.1363 | -0.00058361 | 747.201 | 0.17421 | 534.1363 | -0.0019446 | 746.4872 | 0 | 747.201 | 0.0028 | 534.1363 | 0.22465 | 534.6694 | 0.49959
| 495.5818 | 0.00046416 | 534.895 | 0.0036332 | 534.3622 | 0.0025403 | 495.5818 | 0.00146 | 534.895 | 0.00053246 | 534.3622 | 0.00078604 | 534.3622 | 0.0017884 | 496.1956 | 0.00192 | 534.895 | 0.0015684 | 529.11 | -0.00015177 | 534.895 | 0.0047598 | 495.5818 | 0.35791 | 534.895 | 0.12905 | 529.11 | 0.79143 | 534.895 | 0.53018 | 529.11 | 0.0014088 | 534.895 | 0.00053988 | 496.1956 | 1.3912e-05 | 534.895 | 0.00088108 | 496.1956 | 1.187e-05 | 534.895 | 0.00040971 | 534.3622 | 0.00069532 | 747.3655 | 0.17431 | 534.3622 | 2.0977e-05 | 746.6517 | 8.9995e-05 | 747.3655 | 0.00267 | 534.3622 | 0.23114 | 534.895 | 0.50085
| 495.6957 | 0 | 535.1207 | 0.0023423 | 534.5881 | 0.0023354 | 495.6957 | 0 | 535.1207 | -0.00043972 | 534.5881 | -6.0596e-05 | 534.5881 | 0.00059264 | 496.3121 | 0.00212 | 535.1207 | 0.00027534 | 529.34 | -0.00045532 | 535.1207 | 0.0033678 | 495.6957 | 0.35549 | 535.1207 | 0.1254 | 529.34 | 0.80124 | 535.1207 | 0.5231 | 529.34 | -0.0014521 | 535.1207 | 0 | 496.3121 | 3.0296e-05 | 535.1207 | 0 | 496.3121 | 2.4268e-05 | 535.1207 | 0 | 534.5882 | -0.00050373 | 747.53 | 0.17509 | 534.5881 | -0.00098878 | 746.8163 | 0 | 747.53 | 0.00282 | 534.5882 | 0.22797 | 535.1207 | 0.50083
| 495.8096 | 0.00057197 | 535.3463 | 0.002731 | 534.8141 | 0.0025737 | 495.8096 | 0.00123 | 535.3463 | 0.00064823 | 534.8141 | 0.0012566 | 534.8141 | 0.0017575 | 496.4286 | 0.00123 | 535.3463 | 0.0015077 | 529.56 | -0.00072515 | 535.3463 | 0.0046105 | 495.8096 | 0.35737 | 535.3463 | 0.12527 | 529.56 | 0.79014 | 535.3463 | 0.5167 | 529.56 | -0.00050931 | 535.3463 | 0.00094441 | 496.4286 | 1.6547e-05 | 535.3463 | 0.00065252 | 496.4286 | 1.2408e-05 | 535.3463 | 0.00049719 | 534.8141 | 0.0008536 | 747.6945 | 0.17883 | 534.8141 | -0.001526 | 746.9809 | 0.00011 | 747.6945 | 0.00268 | 534.8141 | 0.23043 | 535.3463 | 0.50084
| 495.9235 | 0 | 535.5719 | 0.0022115 | 535.04 | 0.0023667 | 495.9235 | 0 | 535.5719 | 0.00080666 | 535.04 | -0.00032891 | 535.04 | 0.00052781 | 496.5452 | 0.00156 | 535.5719 | 0.00037611 | 529.79 | 0.00086005 | 535.5719 | 0.0035032 | 495.9235 | 0.36188 | 535.5719 | 0.1226 | 529.79 | 0.79204 | 535.5719 | 0.5122 | 529.79 | -0.0015171 | 535.5719 | 0 | 496.5452 | 3.1689e-05 | 535.5719 | 0 | 496.5452 | 2.4806e-05 | 535.5719 | 0 | 535.04 | -0.00069248 | 747.859 | 0.1853 | 535.04 | -0.00042662 | 747.1455 | 0 | 747.859 | 0.00286 | 535.04 | 0.22921 | 535.5719 | 0.50151
| 496.0374 | 0.00010482 | 535.7976 | 0.002053 | 535.266 | 0.0025284 | 496.0374 | 0.00137 | 535.7976 | 0.0011434 | 535.266 | 0.0010362 | 535.266 | 0.001651 | 496.6617 | 0.00098505 | 535.7976 | 0.0011431 | 530.02 | 0.0016695 | 535.7976 | 0.0044126 | 496.0374 | 0.3813 | 535.7976 | 0.12047 | 530.02 | 0.78865 | 535.7976 | 0.5064 | 530.02 | -0.00047681 | 535.7976 | 0.0011905 | 496.6617 | 1.5353e-05 | 535.7976 | 0.00044448 | 496.6617 | 1.2408e-05 | 535.7976 | 0.00051562 | 535.266 | 0.00089273 | 748.0236 | 0.18571 | 535.266 | -0.00041752 | 747.3101 | 8.9995e-05 | 748.0236 | 0.00269 | 535.266 | 0.23003 | 535.7976 | 0.50272
| 496.1513 | 0 | 536.0233 | 0.0018799 | 535.4919 | 0.0024037 | 496.1513 | 0 | 536.0233 | 0.00037138 | 535.4919 | 8.5875e-06 | 535.4919 | 0.00059882 | 496.7783 | 0.00147 | 536.0233 | 0 | 530.24 | -0.00062396 | 536.0233 | 0.0033217 | 496.1513 | 0.37571 | 536.0233 | 0.1182 | 530.24 | 0.79195 | 536.0233 | 0.50196 | 530.24 | -0.00034676 | 536.0233 | 0 | 496.7783 | 3.1443e-05 | 536.0233 | 0 | 496.7783 | 2.5454e-05 | 536.0232 | 0 | 535.4919 | -0.00027973 | 748.1881 | 0.18567 | 535.4919 | 8.6632e-05 | 747.4747 | 0 | 748.1881 | 0.00292 | 535.4919 | 0.22986 | 536.0233 | 0.50247
| 496.2652 | 0.00080555 | 536.2489 | 0.0036884 | 535.7179 | 0.0025084 | 496.2652 | 0.00184 | 536.2489 | 0.0011628 | 535.7179 | 0.00099979 | 535.7179 | 0.0016605 | 496.8949 | 0.00085045 | 536.2489 | 0.0015165 | 530.47 | 0.0005565 | 536.2489 | 0.0043528 | 496.2652 | 0.38238 | 536.2489 | 0.118 | 530.47 | 0.78907 | 536.2489 | 0.49742 | 530.47 | -0.00031426 | 536.2489 | 0.0011474 | 496.8949 | 1.6255e-05 | 536.2489 | 0.00086872 | 496.8949 | 1.3045e-05 | 536.2489 | 0.00047578 | 535.7179 | 0.00040602 | 748.3526 | 0.18637 | 535.7179 | 0.0019841 | 747.6393 | 8.9995e-05 | 748.3526 | 0.00275 | 535.7179 | 0.23069 | 536.2489 | 0.50275
| 496.3791 | 0 | 536.4746 | 0.0018273 | 535.9439 | 0.0023836 | 496.3791 | 0 | 536.4746 | 0.0003103 | 535.9439 | 0.00029145 | 535.9439 | 0.00056417 | 497.0114 | 0.00103 | 536.4746 | 0.00031479 | 530.7 | -0.00038786 | 536.4746 | 0.0029741 | 496.3791 | 0.3786 | 536.4746 | 0.11467 | 530.7 | 0.77412 | 536.4746 | 0.49133 | 530.7 | 0.0013438 | 536.4746 | 0.00014737 | 497.0114 | 3.2111e-05 | 536.4746 | 0 | 497.0114 | 2.7375e-05 | 536.4746 | 0 | 535.9439 | -0.00020954 | 748.5172 | 0.1905 | 535.9439 | 0.00042286 | 747.8039 | 0 | 748.5172 | 0.00289 | 535.9439 | 0.22757 | 536.4746 | 0.50159
| 496.493 | 0.00089539 | 536.7003 | 0.002546 | 536.1699 | 0.0026477 | 496.493 | 0.00158 | 536.7003 | 0.00078553 | 536.1699 | 0.0016525 | 536.1699 | 0.0017794 | 497.128 | 0.00041193 | 536.7003 | 0.001336 | 530.92 | 0.00028669 | 536.7003 | 0.004293 | 496.493 | 0.38703 | 536.7003 | 0.11345 | 530.92 | 0.76996 | 536.7003 | 0.48401 | 530.92 | -0.0021348 | 536.7003 | 0.0013194 | 497.128 | 1.6114e-05 | 536.7003 | 0.00094101 | 497.128 | 1.433e-05 | 536.7003 | 0.00047957 | 536.1699 | 0.00096506 | 748.6817 | 0.18935 | 536.1699 | 0.0018022 | 747.9685 | 6.9993e-05 | 748.6817 | 0.00271 | 536.1699 | 0.23025 | 536.7003 | 0.50188
| 496.6069 | 0 | 536.926 | 0.0024494 | 536.3959 | 0.0023617 | 496.6069 | 0 | 536.926 | -4.5591e-05 | 536.3959 | -0.00050097 | 536.3959 | 0.00050897 | 497.2446 | 0.00063458 | 536.926 | 0.00052754 | 531.15 | 0.0022766 | 536.926 | 0.003105 | 496.6069 | 0.38491 | 536.926 | 0.10974 | 531.15 | 0.77703 | 536.926 | 0.4763 | 531.15 | -0.0011595 | 536.926 | 0 | 497.2446 | 3.1924e-05 | 536.926 | 0 | 497.2446 | 2.5454e-05 | 536.926 | 0 | 536.3959 | -0.00040039 | 748.8463 | 0.19293 | 536.3959 | -0.0010127 | 748.1331 | 0 | 748.8463 | 0.00294 | 536.3959 | 0.22896 | 536.926 | 0.50088
| 496.7208 | 0.00145 | 537.1518 | 0.0029669 | 536.622 | 0.0025488 | 496.7208 | 0.00215 | 537.1518 | 0.0011302 | 536.622 | 0.0011031 | 536.622 | 0.0015655 | 497.3611 | 0.00023901 | 537.1518 | 0.001741 | 531.37 | -0.001366 | 537.1518 | 0.0038543 | 496.7208 | 0.39356 | 537.1518 | 0.1093 | 531.37 | 0.75808 | 537.1518 | 0.4717 | 531.37 | -0.00057433 | 537.1518 | 0.0011663 | 497.3611 | 1.6032e-05 | 537.1518 | 0.00094299 | 497.3611 | 1.1124e-05 | 537.1518 | 0.00037944 | 536.622 | 0.00073889 | 749.0108 | 0.19332 | 536.622 | 0.0012451 | 748.2977 | 3.0002e-05 | 749.0108 | 0.00278 | 536.622 | 0.22955 | 537.1518 | 0.50101
| 496.8348 | 0 | 537.3775 | 0.0020406 | 536.848 | 0.0025716 | 496.8348 | 0 | 537.3775 | 0.00026494 | 536.848 | 0.00058834 | 536.848 | 0.00058209 | 497.4777 | 0.00031896 | 537.3775 | 0 | 531.6 | -0.003457 | 537.3775 | 0.0031354 | 496.8348 | 0.38962 | 537.3775 | 0.107 | 531.6 | 0.75436 | 537.3775 | 0.46676 | 531.6 | -0.0015822 | 537.3775 | 0.00052105 | 497.4777 | 3.0425e-05 | 537.3775 | 0 | 497.4777 | 2.3093e-05 | 537.3775 | 0 | 536.848 | -0.00060145 | 749.1754 | 0.19163 | 536.848 | 0.00019456 | 748.4623 | 0 | 749.1754 | 0.00296 | 536.848 | 0.22551 | 537.3775 | 0.50093
| 496.9487 | 0.00046416 | 537.6033 | 0.0029076 | 537.0741 | 0.0024826 | 496.9487 | 0.00206 | 537.6033 | 0.0013624 | 537.0741 | 0.00079382 | 537.0741 | 0.0015707 | 497.5943 | 8.7122e-05 | 537.6033 | 0.0013819 | 531.83 | -0.00062396 | 537.6033 | 0.0040647 | 496.9487 | 0.4075 | 537.6033 | 0.10692 | 531.83 | 0.74006 | 537.6033 | 0.46508 | 531.83 | -0.0016797 | 537.6033 | 0.0011031 | 497.5943 | 1.4615e-05 | 537.6033 | 0.00083219 | 497.5943 | 1.198e-05 | 537.6033 | 0.00031593 | 537.0741 | 0.00037485 | 749.34 | 0.19998 | 537.0741 | 0.0012131 | 748.627 | 6.9993e-05 | 749.34 | 0.00269 | 537.0741 | 0.22829 | 537.6033 | 0.5035
| 497.0626 | 0 | 537.829 | 0.0022312 | 537.3001 | 0.0022507 | 497.0626 | 0 | 537.829 | 0.00026001 | 537.3001 | -0.00046425 | 537.3001 | 0.00064736 | 497.7109 | 0.00014912 | 537.829 | 0.00010177 | 532.05 | -0.00089378 | 537.829 | 0.0032664 | 497.0626 | 0.40146 | 537.829 | 0.10359 | 532.05 | 0.74853 | 537.829 | 0.45878 | 532.05 | -0.00099695 | 537.829 | 0 | 497.7109 | 3.0507e-05 | 537.829 | 0 | 497.7109 | 2.5025e-05 | 537.829 | 0 | 537.3001 | -0.00052443 | 749.5045 | 0.19525 | 537.3001 | -0.00022658 | 748.7916 | 0 | 749.5045 | 0.0029 | 537.3001 | 0.22721 | 537.829 | 0.5042
| 497.1766 | 0.00042823 | 538.0548 | 0.0031978 | 537.5262 | 0.0024288 | 497.1766 | 0.00189 | 538.0548 | 0.001424 | 537.5262 | 0.0011114 | 537.5262 | 0.0016908 | 497.8275 | 6.2244e-05 | 538.0548 | 0.0017759 | 532.28 | -0.00086005 | 538.0548 | 0.0037385 | 497.1766 | 0.41587 | 538.0548 | 0.10333 | 532.28 | 0.73935 | 538.0548 | 0.45376 | 532.28 | -0.0012895 | 538.0548 | 0.0012698 | 497.8275 | 1.5973e-05 | 538.0548 | 0.0010514 | 497.8275 | 1.3045e-05 | 538.0548 | 0.00059738 | 537.5262 | 4.5121e-05 | 749.6691 | 0.20151 | 537.5262 | -0.00027656 | 748.9562 | 6.9993e-05 | 749.6691 | 0.00268 | 537.5262 | 0.2308 | 538.0548 | 0.50556
| 497.2905 | 0 | 538.2806 | 0.0016505 | 537.7523 | 0.0023334 | 497.2905 | 0 | 538.2806 | 0.0010594 | 537.7523 | -0.00029171 | 537.7523 | 0.00063706 | 497.9441 | 6.9447e-05 | 538.2806 | 0.00034553 | 532.51 | -0.0022092 | 538.2806 | 0.0026244 | 497.2905 | 0.42922 | 538.2806 | 0.10081 | 532.51 | 0.73593 | 538.2806 | 0.44886 | 532.51 | -0.0015822 | 538.2806 | 3.156e-06 | 497.9441 | 3.0296e-05 | 538.2806 | 0 | 497.9441 | 2.6727e-05 | 538.2806 | 0 | 537.7523 | -0.00077661 | 749.8337 | 0.2068 | 537.7523 | 0.00044803 | 749.1209 | 0 | 749.8337 | 0.00291 | 537.7523 | 0.2316 | 538.2806 | 0.5058
| 497.4044 | 0.0017 | 538.5064 | 0.002756 | 537.9784 | 0.0024151 | 497.4044 | 0.00177 | 538.5064 | 0.00096053 | 537.9784 | 0.001135 | 537.9784 | 0.0017092 | 498.0607 | 7.2023e-06 | 538.5064 | 0.0016352 | 532.73 | 0.00099496 | 538.5064 | 0.0039252 | 497.4044 | 0.42563 | 538.5064 | 0.099551 | 532.73 | 0.73198 | 538.5064 | 0.44377 | 532.73 | -0.0016147 | 538.5064 | 0.0012154 | 498.0607 | 1.4639e-05 | 538.5064 | 0.00053609 | 498.0607 | 1.3682e-05 | 538.5064 | 0.00053259 | 537.9784 | 0.00069551 | 749.9983 | 0.20777 | 537.9784 | 0.0020076 | 749.2855 | 3.0002e-05 | 749.9983 | 0.00271 | 537.9784 | 0.23412 | 538.5064 | 0.50582
| 497.5184 | 0 | 538.7322 | 0.0022895 | 538.2045 | 0.0024438 | 497.5184 | 0 | 538.7322 | -6.4593e-05 | 538.2045 | 0.00052553 | 538.2045 | 0.00071814 | 498.1773 | 1.4293e-05 | 538.7322 | 0.00071429 | 532.96 | -0.00045532 | 538.7322 | 0.0029749 | 497.5184 | 0.43291 | 538.7322 | 0.09802 | 532.96 | 0.7264 | 538.7322 | 0.4388 | 532.96 | -0.0015496 | 538.7322 | 0.00031916 | 498.1773 | 3.0776e-05 | 538.7322 | 0 | 498.1773 | 2.8012e-05 | 538.7322 | 0 | 538.2045 | -3.6663e-05 | 750.1629 | 0.21028 | 538.2045 | -0.0010328 | 749.4502 | 0 | 750.1629 | 0.00293 | 538.2045 | 0.23323 | 538.7322 | 0.5058
| 497.6323 | 0.00080555 | 538.9581 | 0.0027177 | 538.4307 | 0.0021523 | 497.6323 | 0.00083232 | 538.9581 | 0.00097206 | 538.4307 | 0.0011744 | 538.4307 | 0.0016614 | 498.2939 | 7.0903e-06 | 538.9581 | 0.0013533 | 533.18 | 0.00045532 | 538.9581 | 0.0040754 | 497.6323 | 0.43426 | 538.9581 | 0.096675 | 533.18 | 0.71647 | 538.9581 | 0.43362 | 533.18 | 0.00056349 | 538.9581 | 0.0013297 | 498.2939 | 1.6465e-05 | 538.9581 | 0.00087253 | 498.2939 | 1.433e-05 | 538.9581 | 0.00026568 | 538.4307 | 0.00029391 | 750.3275 | 0.20811 | 538.4307 | 0.00012729 | 749.6148 | 3.0002e-05 | 750.3275 | 0.00275 | 538.4307 | 0.23547 | 538.9581 | 0.50573
| 497.7463 | 0.00012598 | 539.1839 | 0.0017213 | 538.6568 | 0.0022769 | 497.7463 | 0 | 539.1839 | -5.7637e-05 | 538.6568 | 0.00041103 | 538.6568 | 0.00060784 | 498.4105 | 1.3307e-05 | 539.1839 | 0.00033196 | 533.41 | -0.0010287 | 539.1839 | 0.0027963 | 497.7463 | 0.4458 | 539.1839 | 0.09521 | 533.41 | 0.72055 | 539.1839 | 0.43216 | 533.41 | -0.0021023 | 539.1839 | 0.00035275 | 498.4105 | 3.1385e-05 | 539.1839 | 0 | 498.4105 | 2.7375e-05 | 539.1839 | 0 | 538.6568 | -0.00037287 | 750.4921 | 0.21441 | 538.6568 | 0.00024945 | 749.7795 | 0 | 750.4921 | 0.00291 | 538.6568 | 0.23651 | 539.1839 | 0.50596
| 497.8602 | 0.00104 | 539.4097 | 0.002863 | 538.883 | 0.0024231 | 497.8602 | 0.00234 | 539.4097 | 0.0011081 | 538.883 | 0.00094828 | 538.883 | 0.001505 | 498.5271 | 6.2278e-06 | 539.4097 | 0.0016378 | 533.64 | -0.0029849 | 539.4097 | 0.0037445 | 497.8602 | 0.44936 | 539.4097 | 0.094502 | 533.64 | 0.70835 | 539.4097 | 0.4266 | 533.64 | 0.0010186 | 539.4097 | 0.0015716 | 498.5271 | 1.5212e-05 | 539.4097 | 0.00061109 | 498.5271 | 1.3254e-05 | 539.4097 | 0.00052493 | 538.883 | 0.00059616 | 750.6567 | 0.21555 | 538.883 | 0.0014738 | 749.9441 | 6.9993e-05 | 750.6567 | 0.00272 | 538.883 | 0.23877 | 539.4097 | 0.50753
| 497.9742 | 0 | 539.6356 | 0.0024026 | 539.1091 | 0.002201 | 497.9742 | 0 | 539.6356 | -4.4522e-05 | 539.1091 | 0.00069157 | 539.1091 | 0.00059536 | 498.6437 | 1.1369e-05 | 539.6356 | 0.00027409 | 533.86 | -0.00052277 | 539.6356 | 0.0025401 | 497.9742 | 0.44918 | 539.6356 | 0.09169 | 533.86 | 0.70965 | 539.6356 | 0.41886 | 533.86 | -0.0010945 | 539.6356 | 0.00044379 | 498.6437 | 3.1362e-05 | 539.6356 | 0 | 498.6437 | 2.7584e-05 | 539.6356 | 0 | 539.1091 | -0.00017898 | 750.8213 | 0.2184 | 539.1091 | -0.001652 | 750.1088 | 0 | 750.8213 | 0.00296 | 539.1091 | 0.23699 | 539.6356 | 0.50755
| 498.0881 | 0.00048213 | 539.8615 | 0.0027246 | 539.3353 | 0.0020017 | 498.0881 | 0.00182 | 539.8615 | 0.0014891 | 539.3353 | 0.0011931 | 539.3353 | 0.0015468 | 498.7603 | 5.1413e-06 | 539.8615 | 0.001409 | 534.09 | -0.00038786 | 539.8615 | 0.003822 | 498.0881 | 0.45737 | 539.8615 | 0.091732 | 534.09 | 0.69257 | 539.8615 | 0.41452 | 534.09 | -0.0011595 | 539.8615 | 0.0013688 | 498.7603 | 1.6173e-05 | 539.8615 | 0.00050727 | 498.7603 | 1.4539e-05 | 539.8615 | 0.00054409 | 539.3353 | 0.00074102 | 750.9859 | 0.214 | 539.3353 | -0.00092622 | 750.2735 | 3.0002e-05 | 750.9859 | 0.00279 | 539.3353 | 0.23974 | 539.8615 | 0.5081
| 498.2021 | 0 | 540.0873 | 0.0029058 | 539.5615 | 0.002149 | 498.2021 | 0 | 540.0873 | 0.00015309 | 539.5615 | 0.00027042 | 539.5615 | 0.00062391 | 498.8769 | 9.7337e-06 | 540.0874 | 0.00036477 | 534.32 | 0.0010624 | 540.0874 | 0.0021162 | 498.2021 | 0.46485 | 540.0874 | 0.088693 | 534.32 | 0.69586 | 540.0873 | 0.40884 | 534.32 | -2.1673e-05 | 540.0874 | 0.00049894 | 498.8769 | 3.0998e-05 | 540.0874 | 0 | 498.8769 | 2.5454e-05 | 540.0873 | 0 | 539.5615 | -0.00041715 | 751.1505 | 0.22287 | 539.5615 | 0.00027838 | 750.4382 | 0 | 751.1505 | 0.00301 | 539.5615 | 0.23679 | 540.0873 | 0.50815
| 498.3161 | 0.00096726 | 540.3133 | 0.0029933 | 539.7877 | 0.0024527 | 498.3161 | 0.00052021 | 540.3133 | 0.00093372 | 539.7877 | 0.0015937 | 539.7877 | 0.0015261 | 498.9936 | 4.5924e-06 | 540.3133 | 0.0014533 | 534.54 | -0.0013997 | 540.3133 | 0.0038735 | 498.3161 | 0.47116 | 540.3133 | 0.088509 | 534.54 | 0.68811 | 540.3133 | 0.40513 | 534.54 | -0.00034676 | 540.3133 | 0.001567 | 498.9936 | 1.4838e-05 | 540.3133 | 0.00092066 | 498.9936 | 1.1124e-05 | 540.3133 | 0.00052904 | 539.7877 | 0.00065584 | 751.3151 | 0.22319 | 539.7877 | 0.0003082 | 750.6028 | 5.0004e-05 | 751.3151 | 0.00283 | 539.7877 | 0.23924 | 540.3133 | 0.50824
| 498.43 | 0 | 540.5392 | 0.00238 | 540.0139 | 0.0021887 | 498.43 | 0 | 540.5392 | -9.556e-05 | 540.0139 | 0.0002465 | 540.0139 | 0.00055779 | 499.1102 | 9.4201e-06 | 540.5392 | 0.00033071 | 534.77 | -0.0026139 | 540.5392 | 0.0024021 | 498.43 | 0.48024 | 540.5392 | 0.085686 | 534.77 | 0.68055 | 540.5392 | 0.39909 | 534.77 | -0.0011595 | 540.5392 | 0.00073502 | 499.1102 | 3.2614e-05 | 540.5392 | 0 | 499.1102 | 2.3521e-05 | 540.5392 | 0 | 540.0139 | -0.00046788 | 751.4798 | 0.22651 | 540.0139 | -0.00057447 | 750.7675 | 0 | 751.4798 | 0.00304 | 540.0139 | 0.23679 | 540.5392 | 0.50791
| 498.544 | 0.00024855 | 540.7651 | 0.0030923 | 540.2402 | 0.0020806 | 498.544 | 0.00102 | 540.7651 | 0.0015076 | 540.2402 | 0.00053878 | 540.2402 | 0.0014415 | 499.2268 | 4.8277e-06 | 540.7651 | 0.0014941 | 535 | -0.00079259 | 540.7651 | 0.0033705 | 498.544 | 0.49239 | 540.7651 | 0.084636 | 535 | 0.67611 | 540.7651 | 0.39347 | 535 | 0.002449 | 540.7651 | 0.0014141 | 499.2268 | 1.7824e-05 | 540.7651 | 0.00078811 | 499.2268 | 1.2617e-05 | 540.7651 | 0.00043758 | 540.2402 | 0.00058854 | 751.6444 | 0.22497 | 540.2402 | 0.0014089 | 750.9322 | 5.0004e-05 | 751.6444 | 0.00282 | 540.2402 | 0.23748 | 540.7651 | 0.50874
| 498.658 | 0 | 540.991 | 0.0017883 | 540.4664 | 0.0022567 | 498.658 | 0 | 540.991 | 0.0011618 | 540.4664 | 3.0588e-05 | 540.4664 | 0.00065435 | 499.3435 | 8.6808e-06 | 540.991 | 0.00044804 | 535.22 | -0.00089378 | 540.991 | 0.0024251 | 498.658 | 0.49756 | 540.991 | 0.082631 | 535.22 | 0.67558 | 540.991 | 0.38753 | 535.22 | -0.00054182 | 540.991 | 0.00045159 | 499.3435 | 3.1631e-05 | 540.991 | 0 | 499.3435 | 2.5025e-05 | 540.991 | 0 | 540.4664 | -0.00051131 | 751.809 | 0.22955 | 540.4664 | 0.00011283 | 751.0969 | 0 | 751.809 | 0.00295 | 540.4664 | 0.23553 | 540.991 | 0.50788
| 498.772 | 0.00046416 | 541.217 | 0.0025518 | 540.6927 | 0.0023175 | 498.772 | 0.00149 | 541.217 | 0.0011092 | 540.6927 | 0.00077705 | 540.6927 | 0.0016348 | 499.4601 | 3.8532e-06 | 541.217 | 0.0014173 | 535.45 | 0.00048905 | 541.217 | 0.0034397 | 498.772 | 0.51166 | 541.217 | 0.08273 | 535.45 | 0.66263 | 541.217 | 0.3845 | 535.45 | 0.00017338 | 541.217 | 0.0018345 | 499.4601 | 1.3901e-05 | 541.217 | 0.00064457 | 499.4601 | 1.2617e-05 | 541.217 | 0.00060639 | 540.6927 | 0.00068159 | 751.9737 | 0.23461 | 540.6927 | 0.00050507 | 751.2616 | 3.0002e-05 | 751.9737 | 0.00277 | 540.6927 | 0.24128 | 541.217 | 0.50956
| 498.8859 | 0 | 541.4429 | 0.0017261 | 540.9189 | 0.00187 | 498.8859 | 0 | 541.4429 | 0.00073516 | 540.9189 | 0.00010061 | 540.9189 | 0.00065429 | 499.5768 | 8.2104e-06 | 541.443 | 0.00042043 | 535.67 | -0.00065769 | 541.443 | 0.002213 | 498.8859 | 0.5205 | 541.443 | 0.080432 | 535.67 | 0.66354 | 541.4429 | 0.37919 | 535.67 | 0.00056349 | 541.443 | 0.00064979 | 499.5768 | 2.9933e-05 | 541.443 | 0 | 499.5768 | 2.4806e-05 | 541.4429 | 0 | 540.9189 | -0.00070111 | 752.1383 | 0.23589 | 540.9189 | -0.00093964 | 751.4263 | 0 | 752.1383 | 0.00288 | 540.9189 | 0.23668 | 541.4429 | 0.50943
| 498.9999 | 0.00113 | 541.6689 | 0.0023909 | 541.1452 | 0.0023269 | 498.9999 | 0.00177 | 541.6689 | 0.0010453 | 541.1452 | 0.0010443 | 541.1452 | 0.0014242 | 499.6934 | 4.3572e-06 | 541.6689 | 0.0012984 | 535.9 | 0.00035414 | 541.6689 | 0.0032303 | 498.9999 | 0.52679 | 541.6689 | 0.080955 | 535.9 | 0.65989 | 541.6689 | 0.37534 | 535.9 | 0.0019614 | 541.6689 | 0.0012805 | 499.6934 | 1.6114e-05 | 541.6689 | 0.00061537 | 499.6934 | 1.2408e-05 | 541.6689 | 0.00033125 | 541.1452 | 0.00049711 | 752.303 | 0.23719 | 541.1452 | -0.0016017 | 751.5911 | 6.9993e-05 | 752.303 | 0.00275 | 541.1452 | 0.23835 | 541.6689 | 0.50958
| 499.1139 | 0 | 541.8949 | 0.0023978 | 541.3715 | 0.002106 | 499.1139 | 0 | 541.8949 | 0.0008212 | 541.3715 | -0.00015707 | 541.3715 | 0.00051632 | 499.8101 | 8.2104e-06 | 541.8949 | 0.00014425 | 536.13 | 0.00045532 | 541.8949 | 0.0019787 | 499.1139 | 0.53001 | 541.8949 | 0.078119 | 536.13 | 0.65005 | 541.8949 | 0.37063 | 536.13 | -0.0024274 | 541.8949 | 0.00081917 | 499.8101 | 3.2252e-05 | 541.8949 | 0 | 499.8101 | 2.5454e-05 | 541.8949 | 0 | 541.3715 | -0.00046987 | 752.4677 | 0.2422 | 541.3715 | 0.00029633 | 751.7558 | 0 | 752.4677 | 0.00294 | 541.3715 | 0.23703 | 541.8949 | 0.50946
| 499.2279 | 0.00116 | 542.1209 | 0.0032239 | 541.5978 | 0.0023826 | 499.2279 | 0.00081498 | 542.1209 | 0.0014032 | 541.5978 | 0.0013778 | 541.5978 | 0.0015856 | 499.9267 | 3.8532e-06 | 542.1209 | 0.0012733 | 536.35 | 1.6864e-05 | 542.1209 | 0.0033938 | 499.2279 | 0.5369 | 542.1209 | 0.077777 | 536.35 | 0.63238 | 542.1209 | 0.36578 | 536.35 | -0.00050931 | 542.1209 | 0.0018933 | 499.9267 | 1.6219e-05 | 542.1209 | 0.00059475 | 499.9267 | 1.3045e-05 | 542.1209 | 0.00052724 | 541.5978 | 0.00052814 | 752.6323 | 0.24477 | 541.5978 | 0.0002923 | 751.9205 | 5.0004e-05 | 752.6323 | 0.00288 | 541.5978 | 0.23901 | 542.1209 | 0.51072
| 499.3419 | 0 | 542.3469 | 0.0020697 | 541.8241 | 0.0020483 | 499.3419 | 0 | 542.3469 | 0.00076675 | 541.8241 | 0.00023129 | 541.8241 | 0.00064821 | 500.0434 | 6.9558e-06 | 542.3469 | 0.00048121 | 536.58 | -0.00072515 | 542.3469 | 0.0024609 | 499.3419 | 0.54704 | 542.3469 | 0.075151 | 536.58 | 0.63593 | 542.3469 | 0.35807 | 536.58 | -0.0023299 | 542.3469 | 0.00072536 | 500.0434 | 3.108e-05 | 542.3469 | 9.3447e-05 | 500.0434 | 2.6727e-05 | 542.3469 | 0 | 541.8241 | -0.00076537 | 752.797 | 0.24665 | 541.8241 | 0.00055229 | 752.0852 | 0 | 752.797 | 0.00303 | 541.8241 | 0.23601 | 542.3469 | 0.51034
| 499.4559 | 0.0006079 | 542.5729 | 0.0024568 | 542.0505 | 0.0021089 | 499.4559 | 0.00102 | 542.5729 | 0.0012966 | 542.0505 | 0.001105 | 542.0505 | 0.0014507 | 500.1601 | 3.1027e-06 | 542.5729 | 0.0012873 | 536.81 | -0.0019057 | 542.5729 | 0.0033174 | 499.4559 | 0.55767 | 542.5729 | 0.074729 | 536.81 | 0.61799 | 542.5729 | 0.35421 | 536.81 | 0.00056349 | 542.5729 | 0.001659 | 500.1601 | 1.499e-05 | 542.5729 | 0.00052889 | 500.1601 | 1.3902e-05 | 542.5729 | 0.00040044 | 542.0505 | 0.00024905 | 752.9616 | 0.25281 | 542.0505 | 0.0014017 | 752.25 | 5.0004e-05 | 752.9616 | 0.00283 | 542.0505 | 0.23649 | 542.5729 | 0.51166
| 499.5699 | 0 | 542.799 | 0.0019625 | 542.2768 | 0.0021123 | 499.5699 | 0 | 542.799 | 0.00094305 | 542.2768 | 0.00052102 | 542.2768 | 0.00062963 | 500.2767 | 6.9558e-06 | 542.799 | 0 | 537.03 | -0.00042159 | 542.799 | 0.0020725 | 499.5699 | 0.56791 | 542.799 | 0.072485 | 537.03 | 0.62399 | 542.799 | 0.34849 | 537.03 | -0.0016147 | 542.799 | 0.00099184 | 500.2767 | 3.2006e-05 | 542.799 | 0 | 500.2767 | 2.5662e-05 | 542.7989 | 0 | 542.2768 | -0.00039223 | 753.1263 | 0.24707 | 542.2768 | -0.0003195 | 752.4147 | 0 | 753.1263 | 0.00299 | 542.2768 | 0.23541 | 542.799 | 0.51137
| 499.6839 | 0.00089539 | 543.025 | 0.0026958 | 542.5032 | 0.0023036 | 499.6839 | 0.00123 | 543.025 | 0.00083056 | 542.5032 | 0.0010548 | 542.5032 | 0.0014734 | 500.3934 | 3.8532e-06 | 543.025 | 0.001301 | 537.26 | 0.00045532 | 543.025 | 0.0033542 | 499.6839 | 0.57266 | 543.025 | 0.071989 | 537.26 | 0.6176 | 543.025 | 0.3444 | 537.26 | -0.00070437 | 543.025 | 0.0021158 | 500.3934 | 1.7145e-05 | 543.025 | 0.00072005 | 500.3934 | 1.198e-05 | 543.025 | 0.00034383 | 542.5032 | 0.00047799 | 753.291 | 0.25091 | 542.5032 | -0.00098235 | 752.5794 | 3.0002e-05 | 753.291 | 0.00285 | 542.5032 | 0.23683 | 543.025 | 0.51228
| 499.7979 | 0 | 543.2511 | 0.0021319 | 542.7295 | 0.0019904 | 499.7979 | 0 | 543.2511 | 0.00058444 | 542.7295 | -0.00021481 | 542.7295 | 0.00060263 | 500.5101 | 6.8774e-06 | 543.2511 | 0.00025651 | 537.49 | -0.0013997 | 543.2511 | 0.0021269 | 499.7979 | 0.57492 | 543.2511 | 0.069772 | 537.49 | 0.61424 | 543.2511 | 0.33765 | 537.49 | -0.0023299 | 543.2511 | 0.00087323 | 500.5101 | 3.286e-05 | 543.2511 | 0 | 500.5101 | 2.4806e-05 | 543.2511 | 0 | 542.7295 | -0.00074053 | 753.4557 | 0.25604 | 542.7295 | -0.00083147 | 752.7442 | 0 | 753.4557 | 0.00303 | 542.7295 | 0.23653 | 543.2511 | 0.51305
| 499.9119 | 0.00093132 | 543.4772 | 0.0028988 | 542.9559 | 0.0021428 | 499.9119 | 0.00239 | 543.4772 | 0.00092776 | 542.9559 | 0.0013101 | 542.9559 | 0.001566 | 500.6268 | 3.0243e-06 | 543.4772 | 0.0015616 | 537.71 | -0.00042159 | 543.4772 | 0.0027325 | 499.9119 | 0.57794 | 543.4772 | 0.069804 | 537.71 | 0.60165 | 543.4772 | 0.33349 | 537.71 | -0.00054182 | 543.4772 | 0.0019521 | 500.6268 | 1.5891e-05 | 543.4772 | 0.00070495 | 500.6268 | 1.3902e-05 | 543.4772 | 0.00053487 | 542.9559 | 0.00017956 | 753.6204 | 0.26058 | 542.9559 | 0.00079363 | 752.9089 | 3.0002e-05 | 753.6204 | 0.00288 | 542.9559 | 0.23884 | 543.4772 | 0.51206
| 500.026 | 0 | 543.7032 | 0.0018339 | 543.1823 | 0.0020327 | 500.026 | 0 | 543.7032 | 0.00081584 | 543.1823 | 0.00035769 | 543.1823 | 0.0006186 | 500.7434 | 6.8774e-06 | 543.7032 | 0.00018425 | 537.94 | -0.0027488 | 543.7032 | 0.0019853 | 500.026 | 0.58591 | 543.7032 | 0.067008 | 537.94 | 0.59632 | 543.7032 | 0.32671 | 537.94 | -0.0022973 | 543.7032 | 0.0010259 | 500.7434 | 3.2064e-05 | 543.7032 | 0 | 500.7434 | 2.5662e-05 | 543.7033 | 0 | 543.1823 | -0.0001693 | 753.7851 | 0.26291 | 543.1823 | 0.00034358 | 753.0737 | 0 | 753.7851 | 0.00305 | 543.1823 | 0.2356 | 543.7032 | 0.51081
| 500.14 | 0.00116 | 543.9293 | 0.0029379 | 543.4087 | 0.0024396 | 500.14 | 0.00232 | 543.9293 | 0.0011054 | 543.4087 | 0.0013134 | 543.4087 | 0.001413 | 500.8601 | 3.8532e-06 | 543.9293 | 0.0016039 | 538.17 | 0.0001855 | 543.9293 | 0.0031165 | 500.14 | 0.59281 | 543.9293 | 0.067083 | 538.17 | 0.59216 | 543.9293 | 0.3231 | 538.17 | -0.0023949 | 543.9293 | 0.0028617 | 500.8601 | 1.6255e-05 | 543.9293 | 0.00086769 | 500.8601 | 1.2617e-05 | 543.9293 | 0.00054959 | 543.4087 | 0.00021873 | 753.9498 | 0.26584 | 543.4087 | 0.0006084 | 753.2384 | 6.9993e-05 | 753.9498 | 0.00293 | 543.4087 | 0.23678 | 543.9293 | 0.51035
| 500.254 | 0 | 544.1555 | 0.0019765 | 543.6351 | 0.0016019 | 500.254 | 0 | 544.1555 | -9.29e-05 | 543.6351 | 0.00027359 | 543.6351 | 0.00053695 | 500.9768 | 7.5607e-06 | 544.1554 | 0.000542 | 538.39 | -0.00042159 | 544.1554 | 0.0018858 | 500.254 | 0.59386 | 544.1554 | 0.064884 | 538.39 | 0.58573 | 544.1555 | 0.31877 | 538.39 | 0.0009211 | 544.1554 | 0.00094702 | 500.9768 | 3.2369e-05 | 544.1554 | 0 | 500.9768 | 2.4169e-05 | 544.1555 | 0 | 543.6351 | -0.00049989 | 754.1145 | 0.26052 | 543.6351 | -0.0012365 | 753.4032 | 0 | 754.1145 | 0.00312 | 543.6351 | 0.23882 | 544.1555 | 0.51027
| 500.368 | 0.00037433 | 544.3815 | 0.003526 | 543.8616 | 0.0022975 | 500.368 | 0.00067626 | 544.3815 | 0.0014114 | 543.8616 | 0.00094412 | 543.8616 | 0.0015242 | 501.0935 | 3.7076e-06 | 544.3816 | 0.0013421 | 538.62 | -0.0009275 | 544.3816 | 0.0030227 | 500.368 | 0.59554 | 544.3816 | 0.065309 | 538.62 | 0.5725 | 544.3815 | 0.31528 | 538.62 | -0.0016797 | 544.3816 | 0.0023304 | 501.0935 | 1.636e-05 | 544.3816 | 0.00062771 | 501.0935 | 1.2408e-05 | 544.3815 | 0.0005784 | 543.8616 | 0.00057873 | 754.2792 | 0.2665 | 543.8616 | 0.001696 | 753.568 | 6.9993e-05 | 754.2792 | 0.00296 | 543.8616 | 0.23979 | 544.3815 | 0.51119
| 500.4821 | 0 | 544.6077 | 0.0015711 | 544.088 | 0.0021254 | 500.4821 | 0 | 544.6077 | 0.00025897 | 544.088 | 2.9745e-05 | 544.088 | 0.00066357 | 501.2102 | 7.5159e-06 | 544.6077 | 0 | 538.85 | -0.00025296 | 544.6077 | 0.0018581 | 500.4821 | 0.60059 | 544.6077 | 0.063225 | 538.85 | 0.57437 | 544.6077 | 0.31112 | 538.85 | -0.0019722 | 544.6077 | 0.0011903 | 501.2102 | 3.094e-05 | 544.6077 | 0 | 501.2102 | 2.6091e-05 | 544.6077 | 0 | 544.088 | -0.0004553 | 754.4439 | 0.27012 | 544.088 | 0.00021595 | 753.7328 | 0 | 754.4439 | 0.00316 | 544.088 | 0.24047 | 544.6077 | 0.51109
| 500.5961 | 0.00035636 | 544.8339 | 0.002692 | 544.3145 | 0.0023135 | 500.5961 | 0.00158 | 544.8339 | 0.0011788 | 544.3145 | 0.0013421 | 544.3145 | 0.0014707 | 501.3269 | 3.8084e-06 | 544.8338 | 0.0012677 | 539.07 | 0.00015177 | 544.8338 | 0.0030523 | 500.5961 | 0.59554 | 544.8338 | 0.06327 | 539.07 | 0.54964 | 544.8339 | 0.30888 | 539.07 | -0.0018096 | 544.8338 | 0.0025731 | 501.3269 | 1.4802e-05 | 544.8338 | 0.00080871 | 501.3269 | 1.3682e-05 | 544.8339 | 0.00068678 | 544.3144 | 0.00051541 | 754.6086 | 0.27254 | 544.3145 | 0.0020475 | 753.8975 | 0.00011 | 754.6086 | 0.00295 | 544.3144 | 0.24365 | 544.8339 | 0.51347
| 500.7101 | 0 | 545.06 | 0.001657 | 544.5409 | 0.001915 | 500.7101 | 0 | 545.06 | 0.00037315 | 544.5409 | 0.00072844 | 544.5409 | 0.00058822 | 501.4436 | 7.9303e-06 | 545.06 | 8.6272e-05 | 539.3 | -5.0592e-05 | 545.06 | 0.0018302 | 500.7101 | 0.60408 | 545.06 | 0.061238 | 539.3 | 0.55551 | 545.06 | 0.3052 | 539.3 | -0.0024923 | 545.06 | 0.0017756 | 501.4436 | 2.9933e-05 | 545.06 | 0 | 501.4436 | 2.5454e-05 | 545.06 | 0 | 544.5409 | -0.0006413 | 754.7734 | 0.27318 | 544.5409 | -0.00061784 | 754.0623 | 0 | 754.7734 | 0.00316 | 544.5409 | 0.24171 | 545.06 | 0.51399
| 500.8242 | 0.000554 | 545.2861 | 0.0027252 | 544.7674 | 0.0022111 | 500.8242 | 0.00074563 | 545.2861 | 0.00072017 | 544.7674 | 0.00074258 | 544.7674 | 0.001525 | 501.5603 | 4.122e-06 | 545.2862 | 0.0016049 | 539.53 | 0.0011973 | 545.2862 | 0.0026228 | 500.8242 | 0.61041 | 545.2862 | 0.061357 | 539.53 | 0.53602 | 545.2861 | 0.30113 | 539.53 | -0.00099695 | 545.2862 | 0.0024895 | 501.5603 | 1.5482e-05 | 545.2862 | 0.0009302 | 501.5603 | 1.2837e-05 | 545.2861 | 0.00058395 | 544.7674 | 0.00060649 | 754.9381 | 0.2767 | 544.7674 | 0.0011201 | 754.2271 | 6.9993e-05 | 754.9381 | 0.00296 | 544.7674 | 0.24372 | 545.2861 | 0.51349
| 500.9382 | 0 | 545.5123 | 0.0021448 | 544.9939 | 0.0019959 | 500.9382 | 0 | 545.5123 | -9.1329e-05 | 544.9939 | -0.00011777 | 544.9939 | 0.00054601 | 501.6771 | 7.3255e-06 | 545.5123 | 0 | 539.75 | -0.0009275 | 545.5123 | 0.0018172 | 500.9382 | 0.6145 | 545.5123 | 0.059494 | 539.75 | 0.53366 | 545.5123 | 0.29702 | 539.75 | 0.00033593 | 545.5123 | 0.0015586 | 501.6771 | 3.0378e-05 | 545.5123 | 0 | 501.6771 | 2.4597e-05 | 545.5123 | 0 | 544.9939 | -0.00041793 | 755.1028 | 0.27687 | 544.9939 | -0.0010098 | 754.3919 | 0 | 755.1028 | 0.00312 | 544.9939 | 0.24267 | 545.5123 | 0.5125
| 501.0522 | 0 | 545.7385 | 0.0031221 | 545.2204 | 0.0019132 | 501.0522 | 0.00196 | 545.7385 | 0.00090686 | 545.2204 | 0.00073998 | 545.2204 | 0.0015493 | 501.7938 | 3.2035e-06 | 545.7385 | 0.0013706 | 539.98 | -0.00038786 | 545.7385 | 0.0030846 | 501.0522 | 0.6246 | 545.7385 | 0.059933 | 539.98 | 0.52355 | 545.7385 | 0.29453 | 539.98 | 0.00062851 | 545.7385 | 0.0027387 | 501.7938 | 1.5294e-05 | 545.7385 | 0.00059473 | 501.7938 | 1.2837e-05 | 545.7385 | 0.00068483 | 545.2204 | 0.00046799 | 755.2676 | 0.28384 | 545.2204 | -8.7344e-05 | 754.5567 | 6.9993e-05 | 755.2676 | 0.00292 | 545.2204 | 0.24288 | 545.7385 | 0.51055
| 501.1663 | 0 | 545.9647 | 0.0023542 | 545.4469 | 0.0020117 | 501.1663 | 0 | 545.9647 | 0.00043404 | 545.4469 | 0.00048865 | 545.4469 | 0.00057493 | 501.9105 | 6.6982e-06 | 545.9647 | 0.00031119 | 540.21 | -0.0010961 | 545.9647 | 0.0017579 | 501.1663 | 0.62991 | 545.9647 | 0.057473 | 540.21 | 0.52633 | 545.9647 | 0.2886 | 540.21 | 0.00036844 | 545.9647 | 0.0019122 | 501.9105 | 3.0237e-05 | 545.9647 | 4.5514e-05 | 501.9105 | 2.1599e-05 | 545.9647 | 0 | 545.4469 | -1.9965e-05 | 755.4323 | 0.28671 | 545.4469 | 0.00058501 | 754.7215 | 0 | 755.4323 | 0.00308 | 545.4469 | 0.24147 | 545.9647 | 0.50927
| 501.2803 | 0.00142 | 546.191 | 0.0033598 | 545.6734 | 0.0019525 | 501.2803 | 0.00184 | 546.191 | 0.00088048 | 545.6734 | 0.0013036 | 545.6734 | 0.0016048 | 502.0272 | 3.4947e-06 | 546.191 | 0.0011519 | 540.43 | 0.00028669 | 546.191 | 0.0027908 | 501.2803 | 0.63039 | 546.191 | 0.057561 | 540.43 | 0.50754 | 546.191 | 0.2846 | 540.43 | 0.0002384 | 546.191 | 0.0028365 | 502.0272 | 1.5564e-05 | 546.191 | 0.00058955 | 502.0272 | 1.0047e-05 | 546.191 | 0.00045587 | 545.6734 | 0.00043033 | 755.597 | 0.28687 | 545.6734 | 0.0013173 | 754.8863 | 6.9993e-05 | 755.597 | 0.00294 | 545.6734 | 0.24181 | 546.191 | 0.50847
| 501.3944 | 0 | 546.4172 | 0.0022009 | 545.9 | 0.0019938 | 501.3944 | 0 | 546.4172 | 0.00044189 | 545.9 | 0.00044166 | 545.9 | 0.00058041 | 502.144 | 6.7766e-06 | 546.4172 | 0.00029719 | 540.66 | -0.0013322 | 546.4172 | 0.0016404 | 501.3944 | 0.63 | 546.4172 | 0.056224 | 540.66 | 0.50661 | 546.4172 | 0.28126 | 540.66 | -0.0017446 | 546.4172 | 0.001869 | 502.144 | 2.9663e-05 | 546.4172 | 0 | 502.144 | 2.5025e-05 | 546.4172 | 0 | 545.9 | -0.00022679 | 755.7618 | 0.28657 | 545.9 | -0.0014642 | 755.0511 | 0 | 755.7618 | 0.0031 | 545.9 | 0.23984 | 546.4172 | 0.50792
| 501.5085 | 0.00219 | 546.6434 | 0.0031956 | 546.1265 | 0.0019578 | 501.5085 | 0.00172 | 546.6434 | 0.0011227 | 546.1265 | 0.0013252 | 546.1265 | 0.0013432 | 502.2607 | 3.2819e-06 | 546.6434 | 0.0011208 | 540.89 | 0.00069142 | 546.6434 | 0.002847 | 501.5085 | 0.64112 | 546.6434 | 0.055747 | 540.89 | 0.49117 | 546.6434 | 0.27838 | 540.89 | 4.3346e-05 | 546.6434 | 0.0028612 | 502.2607 | 1.4592e-05 | 546.6434 | 0.0006326 | 502.2607 | 1.5186e-05 | 546.6434 | 0.00063959 | 546.1265 | 0.00014598 | 755.9265 | 0.2919 | 546.1265 | -0.00090038 | 755.2159 | 6.9993e-05 | 755.9265 | 0.00292 | 546.1265 | 0.24231 | 546.6434 | 0.50898
| 501.6225 | 0 | 546.8697 | 0.0018846 | 546.3531 | 0.0020057 | 501.6225 | 0 | 546.8697 | -3.1129e-05 | 546.3531 | -0.00011604 | 546.3531 | 0.0006523 | 502.3774 | 6.3846e-06 | 546.8697 | 3.0833e-05 | 541.11 | -1.6864e-05 | 546.8697 | 0.0016161 | 501.6225 | 0.63451 | 546.8697 | 0.05442 | 541.11 | 0.49097 | 546.8697 | 0.27502 | 541.11 | 0.00053099 | 546.8697 | 0.0024095 | 502.3774 | 2.9886e-05 | 546.8697 | 0 | 502.3774 | 2.6091e-05 | 546.8697 | 0 | 546.3531 | -0.00021488 | 756.0913 | 0.29441 | 546.3531 | -0.00033347 | 755.3808 | 0 | 756.0913 | 0.00318 | 546.3531 | 0.24085 | 546.8697 | 0.50938
| 501.7366 | 8.684e-05 | 547.0959 | 0.0036473 | 546.5797 | 0.0017923 | 501.7366 | 0.00187 | 547.0959 | 0.0017396 | 546.5797 | 0.00067827 | 546.5797 | 0.0013314 | 502.4942 | 3.1027e-06 | 547.0959 | 0.0011439 | 541.34 | 0.0010624 | 547.0959 | 0.0025148 | 501.7366 | 0.65545 | 547.0959 | 0.054572 | 541.34 | 0.47848 | 547.0959 | 0.27182 | 541.34 | -0.001257 | 547.0959 | 0.0031481 | 502.4942 | 1.581e-05 | 547.0959 | 0.0008382 | 502.4942 | 1.1124e-05 | 547.096 | 0.00053113 | 546.5797 | 0.00041268 | 756.2561 | 0.29928 | 546.5797 | 0.0003947 | 755.5456 | 5.0004e-05 | 756.2561 | 0.00297 | 546.5797 | 0.24319 | 547.0959 | 0.51021
| 501.8507 | 0 | 547.3222 | 0.0017686 | 546.8063 | 0.0018566 | 501.8507 | 0 | 547.3222 | -9.129e-05 | 546.8063 | -1.0191e-05 | 546.8063 | 0.00054314 | 502.6109 | 6.4966e-06 | 547.3222 | 0.00017157 | 541.57 | -0.00075887 | 547.3222 | 0.0019483 | 501.8507 | 0.66271 | 547.3222 | 0.052221 | 541.57 | 0.47784 | 547.3222 | 0.26688 | 541.57 | -0.00093193 | 547.3222 | 0.0021752 | 502.6109 | 3.2474e-05 | 547.3222 | 0 | 502.6109 | 1.914e-05 | 547.3222 | 0 | 546.8063 | -0.0003264 | 756.4208 | 0.29884 | 546.8063 | -0.00084055 | 755.7104 | 0 | 756.4208 | 0.00313 | 546.8063 | 0.23931 | 547.3222 | 0.51011
| 501.9647 | 0.00076961 | 547.5485 | 0.0029248 | 547.0329 | 0.0019529 | 501.9647 | 0.00102 | 547.5485 | 0.00088659 | 547.0329 | 0.00065233 | 547.0329 | 0.0013793 | 502.7277 | 3.3939e-06 | 547.5485 | 0.00081678 | 541.79 | 0.00021923 | 547.5485 | 0.002619 | 501.9647 | 0.68125 | 547.5485 | 0.052043 | 541.79 | 0.46027 | 547.5485 | 0.26189 | 541.79 | -0.00089942 | 547.5485 | 0.0033853 | 502.7277 | 1.6957e-05 | 547.5485 | 0.00071324 | 502.7277 | 8.016e-06 | 547.5485 | 0.0005776 | 547.0329 | 0.00049077 | 756.5856 | 0.30447 | 547.0329 | -0.00046834 | 755.8752 | 5.0004e-05 | 756.5856 | 0.00289 | 547.0329 | 0.2436 | 547.5485 | 0.51043
| 502.0788 | 0 | 547.7748 | 0.0021903 | 547.2595 | 0.0017121 | 502.0788 | 0 | 547.7748 | 0.00033297 | 547.2595 | 0.00031885 | 547.2595 | 0.00051722 | 502.8444 | 7.7175e-06 | 547.7748 | 0.00033662 | 542.02 | 0.00038786 | 547.7748 | 0.0015857 | 502.0788 | 0.67934 | 547.7748 | 0.050524 | 542.02 | 0.47299 | 547.7748 | 0.25825 | 542.02 | 0.00059601 | 547.7748 | 0.0022404 | 502.8444 | 2.9804e-05 | 547.7748 | 0 | 502.8444 | 2.0424e-05 | 547.7748 | 0 | 547.2595 | -6.9277e-05 | 756.7504 | 0.30389 | 547.2595 | -0.0010116 | 756.0401 | 0 | 756.7504 | 0.00309 | 547.2595 | 0.24021 | 547.7748 | 0.51106
| 502.1929 | 0.00115 | 548.0011 | 0.0024217 | 547.4861 | 0.0020351 | 502.1929 | 0.00255 | 548.0011 | 0.0012157 | 547.4861 | 0.00061152 | 547.4861 | 0.0014647 | 502.9612 | 4.3236e-06 | 548.0011 | 0.0010192 | 542.25 | 0.0009275 | 548.0011 | 0.0025401 | 502.1929 | 0.69082 | 548.0011 | 0.050312 | 542.25 | 0.44483 | 548.0011 | 0.25437 | 542.25 | -0.00060684 | 548.0011 | 0.003329 | 502.9612 | 1.3222e-05 | 548.0011 | 0.0005213 | 502.9612 | 1.2408e-05 | 548.0011 | 0.00045182 | 547.4861 | 0.0006175 | 756.9152 | 0.30955 | 547.4861 | -0.0010963 | 756.2049 | 5.0004e-05 | 756.9152 | 0.00293 | 547.4861 | 0.24094 | 548.0011 | 0.51163
| 502.307 | 0 | 548.2274 | 0.002336 | 547.7128 | 0.0019258 | 502.307 | 0 | 548.2274 | 0.00046874 | 547.7128 | 0.0001736 | 547.7128 | 0.00049679 | 503.0779 | 9.4985e-06 | 548.2274 | 0.00017986 | 542.47 | -0.001602 | 548.2274 | 0.0015975 | 502.307 | 0.69337 | 548.2274 | 0.048893 | 542.47 | 0.44587 | 548.2274 | 0.25052 | 542.47 | 0.0016038 | 548.2274 | 0.0026994 | 503.0779 | 2.7754e-05 | 548.2274 | 0 | 503.0779 | 2.6727e-05 | 548.2274 | 0 | 547.7128 | -0.00039947 | 757.08 | 0.31693 | 547.7128 | -0.00068653 | 756.3698 | 0 | 757.08 | 0.00312 | 547.7128 | 0.24008 | 548.2274 | 0.51174
| 502.4211 | 0.00127 | 548.4538 | 0.0033192 | 547.9394 | 0.0019219 | 502.4211 | 0.0018 | 548.4538 | 0.00068512 | 547.9394 | 0.0010175 | 547.9394 | 0.0012421 | 503.1947 | 5.1861e-06 | 548.4538 | 0.00088961 | 542.7 | -0.0016695 | 548.4538 | 0.0023447 | 502.4211 | 0.70192 | 548.4538 | 0.048483 | 542.7 | 0.43225 | 548.4538 | 0.24634 | 542.7 | -2.1673e-05 | 548.4538 | 0.0036624 | 503.1947 | 1.4779e-05 | 548.4538 | 0.00061596 | 503.1947 | 1.433e-05 | 548.4538 | 0.00051362 | 547.9394 | 0.00061473 | 757.2448 | 0.32165 | 547.9394 | 0.00043979 | 756.5346 | 3.0002e-05 | 757.2448 | 0.00301 | 547.9394 | 0.24106 | 548.4538 | 0.51079
| 502.5351 | 0 | 548.6801 | 0.0023633 | 548.1661 | 0.001772 | 502.5351 | 0 | 548.6801 | 0.00039431 | 548.1661 | -6.5076e-05 | 548.1661 | 0.00057751 | 503.3115 | 1.0529e-05 | 548.6801 | 0.00016087 | 542.93 | -0.0022766 | 548.6801 | 0.0014109 | 502.5351 | 0.71287 | 548.6801 | 0.047264 | 542.93 | 0.42843 | 548.6801 | 0.24301 | 542.93 | -0.0046705 | 548.6801 | 0.0028329 | 503.3115 | 2.9769e-05 | 548.6801 | 0 | 503.3115 | 2.4806e-05 | 548.6801 | 0 | 548.1661 | -0.00070436 | 757.4096 | 0.31922 | 548.1661 | 0.00026045 | 756.6995 | 0 | 757.4096 | 0.00325 | 548.1661 | 0.24117 | 548.6801 | 0.51196
| 502.6492 | 0.00080555 | 548.9065 | 0.0026115 | 548.3928 | 0.002032 | 502.6492 | 0.00057222 | 548.9065 | 0.0012248 | 548.3928 | 0.00093954 | 548.3928 | 0.0013893 | 503.4282 | 5.3429e-06 | 548.9065 | 0.0010595 | 543.15 | 0.00011805 | 548.9065 | 0.0026858 | 502.6492 | 0.71619 | 548.9065 | 0.046924 | 543.15 | 0.42259 | 548.9065 | 0.23944 | 543.15 | -0.0023299 | 548.9065 | 0.0039328 | 503.4282 | 1.5189e-05 | 548.9065 | 0.00050122 | 503.4282 | 1.0476e-05 | 548.9065 | 0.00040184 | 548.3928 | 0.00047401 | 757.5744 | 0.31852 | 548.3928 | 0.00035414 | 756.8643 | 8.9995e-05 | 757.5744 | 0.00307 | 548.3928 | 0.24005 | 548.9065 | 0.5122
| 502.7633 | 0 | 549.1329 | 0.0024204 | 548.6194 | 0.0020146 | 502.7633 | 0 | 549.1329 | -4.2301e-05 | 548.6194 | 0.00015236 | 548.6194 | 0.00057423 | 503.545 | 9.8009e-06 | 549.1329 | 0.00053442 | 543.38 | -0.0012985 | 549.1329 | 0.001611 | 502.7633 | 0.72877 | 549.1329 | 0.045467 | 543.38 | 0.42113 | 549.1329 | 0.23509 | 543.38 | -0.0024274 | 549.1329 | 0.0034627 | 503.545 | 2.9277e-05 | 549.1329 | 0 | 503.545 | 2.2884e-05 | 549.1329 | 0 | 548.6195 | -0.00014446 | 757.7392 | 0.32716 | 548.6194 | 0.00070582 | 757.0292 | 0 | 757.7392 | 0.0033 | 548.6195 | 0.2398 | 549.1329 | 0.51264
| 502.8774 | 0.00048213 | 549.3593 | 0.0029731 | 548.8462 | 0.0019055 | 502.8774 | 0.0014 | 549.3593 | 0.0015944 | 548.8462 | 0.00082758 | 548.8462 | 0.0013354 | 503.6618 | 4.458e-06 | 549.3592 | 0.0012075 | 543.61 | 0.0026476 | 549.3592 | 0.0026358 | 502.8774 | 0.72999 | 549.3592 | 0.045594 | 543.61 | 0.40344 | 549.3593 | 0.23144 | 543.61 | 0.0024165 | 549.3592 | 0.0036934 | 503.6618 | 1.4369e-05 | 549.3592 | 0.00047423 | 503.6618 | 1.2617e-05 | 549.3592 | 0.00045097 | 548.8461 | 0.00048748 | 757.904 | 0.32212 | 548.8462 | 0.0015093 | 757.1941 | 1.0001e-05 | 757.904 | 0.00313 | 548.8461 | 0.24045 | 549.3593 | 0.51313
| 502.9915 | 0 | 549.5856 | 0.0020792 | 549.0729 | 0.0019118 | 502.9915 | 0 | 549.5856 | 0.00046604 | 549.0729 | 0.00015496 | 549.0729 | 0.00063305 | 503.7786 | 8.9944e-06 | 549.5856 | 0.00037466 | 543.83 | -0.0012648 | 549.5856 | 0.0017301 | 502.9915 | 0.74779 | 549.5856 | 0.043925 | 543.83 | 0.39693 | 549.5856 | 0.2289 | 543.83 | 0.00020589 | 549.5856 | 0.0031606 | 503.7786 | 2.8036e-05 | 549.5856 | 0 | 503.7786 | 2.3741e-05 | 549.5856 | 0 | 549.0729 | -0.00042275 | 758.0688 | 0.33889 | 549.0729 | 0.00031673 | 757.359 | 0 | 758.0688 | 0.00334 | 549.0729 | 0.24072 | 549.5856 | 0.51393
| 503.1057 | 0.00023058 | 549.8121 | 0.0031859 | 549.2996 | 0.0018774 | 503.1057 | 0.00116 | 549.8121 | 0.0012702 | 549.2996 | 0.0010114 | 549.2996 | 0.0013462 | 503.8954 | 4.5364e-06 | 549.8121 | 0.0011715 | 544.06 | -0.0011973 | 549.8121 | 0.00263 | 503.1057 | 0.75531 | 549.8121 | 0.044413 | 544.06 | 0.3885 | 549.8121 | 0.22688 | 544.06 | 0.00098612 | 549.8121 | 0.0041117 | 503.8954 | 1.383e-05 | 549.8121 | 0.00064351 | 503.8954 | 1.1332e-05 | 549.8121 | 0.00057116 | 549.2996 | 0.00061466 | 758.2336 | 0.34466 | 549.2996 | -1.2583e-05 | 757.5239 | 5.0004e-05 | 758.2336 | 0.00305 | 549.2996 | 0.24162 | 549.8121 | 0.51477
| 503.2198 | 0 | 550.0385 | 0.0018621 | 549.5263 | 0.0017619 | 503.2198 | 0 | 550.0385 | 0.00024094 | 549.5263 | 0.00048336 | 549.5263 | 0.00062873 | 504.0121 | 8.58e-06 | 550.0385 | 0.00031192 | 544.29 | -0.0024789 | 550.0385 | 0.0013194 | 503.2198 | 0.76082 | 550.0385 | 0.04289 | 544.29 | 0.38753 | 550.0385 | 0.22369 | 544.29 | -0.001062 | 550.0385 | 0.0033252 | 504.0121 | 2.9851e-05 | 550.0385 | 0 | 504.0121 | 2.2236e-05 | 550.0385 | 0 | 549.5263 | -0.00052593 | 758.3985 | 0.34564 | 549.5263 | -0.00035343 | 757.6887 | 0 | 758.3985 | 0.00322 | 549.5263 | 0.24067 | 550.0385 | 0.51469
| 503.3339 | 0.00019465 | 550.2649 | 0.003681 | 549.7531 | 0.0018639 | 503.3339 | 0.00114 | 550.2649 | 0.0015395 | 549.7531 | 0.0008345 | 549.7531 | 0.0013511 | 504.1289 | 4.0436e-06 | 550.2649 | 0.00079312 | 544.51 | 0.0013322 | 550.2649 | 0.002314 | 503.3339 | 0.75726 | 550.2649 | 0.042939 | 544.51 | 0.37239 | 550.2649 | 0.22172 | 544.51 | -0.00063934 | 550.2649 | 0.0047067 | 504.1289 | 1.6325e-05 | 550.2649 | 0.00071241 | 504.1289 | 1.1124e-05 | 550.2649 | 0.00040591 | 549.7531 | 0.00059616 | 758.5633 | 0.34746 | 549.7531 | 0.00041156 | 757.8536 | 3.0002e-05 | 758.5633 | 0.00304 | 549.7531 | 0.2429 | 550.2649 | 0.5152
| 503.448 | 0 | 550.4913 | 0.0027901 | 549.9798 | 0.0018509 | 503.448 | 0 | 550.4913 | 0.0006971 | 549.9798 | 0.0003187 | 549.9798 | 0.00057207 | 504.2457 | 9.4873e-06 | 550.4914 | 0.00028756 | 544.74 | -0.001231 | 550.4914 | 0.0017584 | 503.448 | 0.77082 | 550.4914 | 0.041878 | 544.74 | 0.37019 | 550.4913 | 0.21856 | 544.74 | 0.00010836 | 550.4914 | 0.0038636 | 504.2457 | 3.1631e-05 | 550.4914 | 0 | 504.2457 | 2.6091e-05 | 550.4913 | 0 | 549.9799 | -0.00017777 | 758.7281 | 0.34727 | 549.9798 | 0.00067219 | 758.0185 | 0 | 758.7281 | 0.00325 | 549.9799 | 0.24174 | 550.4913 | 0.51522
| 503.5621 | 0 | 550.7178 | 0.0035817 | 550.2066 | 0.0020291 | 503.5621 | 0.00072829 | 550.7178 | 0.0013228 | 550.2066 | 0.00081626 | 550.2066 | 0.0013461 | 504.3625 | 5.4437e-06 | 550.7178 | 0.0013507 | 544.97 | 8.4319e-05 | 550.7178 | 0.0024914 | 503.5621 | 0.78639 | 550.7178 | 0.042073 | 544.97 | 0.3658 | 550.7178 | 0.21637 | 544.97 | 0.0011812 | 550.7178 | 0.0048279 | 504.3625 | 1.5482e-05 | 550.7178 | 0.00081749 | 504.3625 | 1.4967e-05 | 550.7178 | 0.0006652 | 550.2066 | 0.00045923 | 758.893 | 0.35282 | 550.2066 | -0.00016835 | 758.1834 | 6.9993e-05 | 758.893 | 0.00307 | 550.2066 | 0.24123 | 550.7178 | 0.5158
| 503.6762 | 0 | 550.9443 | 0.0026352 | 550.4334 | 0.0019011 | 503.6762 | 0 | 550.9443 | 0.00055683 | 550.4334 | 0.00026506 | 550.4334 | 0.00059162 | 504.4793 | 1.119e-05 | 550.9443 | 0.00031864 | 545.2 | 0.00038786 | 550.9443 | 0.001712 | 503.6762 | 0.80372 | 550.9443 | 0.040432 | 545.2 | 0.35809 | 550.9443 | 0.21297 | 545.2 | -0.001322 | 550.9443 | 0.0040064 | 504.4793 | 3.0776e-05 | 550.9443 | 4.5114e-05 | 504.4793 | 2.8012e-05 | 550.9443 | 0 | 550.4334 | -0.00013801 | 759.0578 | 0.35452 | 550.4334 | -0.0014641 | 758.3483 | 0 | 759.0578 | 0.00323 | 550.4334 | 0.24025 | 550.9443 | 0.51631
| 503.7904 | 0.0006079 | 551.1708 | 0.0035603 | 550.6602 | 0.0019941 | 503.7904 | 0.00127 | 551.1708 | 0.0012674 | 550.6602 | 0.0012901 | 550.6602 | 0.0014259 | 504.5962 | 5.7573e-06 | 551.1708 | 0.0011624 | 545.42 | -0.001737 | 551.1708 | 0.0022599 | 503.7904 | 0.81613 | 551.1708 | 0.040576 | 545.42 | 0.34233 | 551.1708 | 0.2105 | 545.42 | -0.00041178 | 551.1708 | 0.005123 | 504.5962 | 1.5458e-05 | 551.1708 | 0.00071535 | 504.5962 | 1.3045e-05 | 551.1708 | 0.00060024 | 550.6602 | 0.00034748 | 759.2227 | 0.36079 | 550.6602 | -0.00028786 | 758.5132 | 5.0004e-05 | 759.2227 | 0.00309 | 550.6602 | 0.24219 | 551.1708 | 0.51694
| 503.9045 | 0 | 551.3973 | 0.0019805 | 550.887 | 0.0013832 | 503.9045 | 0 | 551.3973 | 0.00079127 | 550.887 | 0.00024247 | 550.887 | 0.00053879 | 504.713 | 1.1111e-05 | 551.3973 | 0.00076698 | 545.65 | -0.00086005 | 551.3973 | 0.0012558 | 503.9045 | 0.81502 | 551.3973 | 0.039336 | 545.65 | 0.34558 | 551.3973 | 0.20718 | 545.65 | -0.0010295 | 551.3973 | 0.0043597 | 504.713 | 3.0015e-05 | 551.3973 | 0 | 504.713 | 2.4169e-05 | 551.3973 | 0 | 550.887 | -0.0003378 | 759.3875 | 0.36441 | 550.887 | 0.00028768 | 758.6782 | 0 | 759.3875 | 0.00333 | 550.887 | 0.24201 | 551.3973 | 0.51775
| 504.0186 | 0.00062587 | 551.6238 | 0.0032344 | 551.1139 | 0.0018256 | 504.0186 | 0.0014 | 551.6238 | 0.00087178 | 551.1139 | 0.00056629 | 551.1139 | 0.0013551 | 504.8298 | 5.3653e-06 | 551.6238 | 0.0011311 | 545.88 | 0.0025465 | 551.6238 | 0.0024246 | 504.0186 | 0.82754 | 551.6238 | 0.039455 | 545.88 | 0.33009 | 551.6238 | 0.204 | 545.88 | -0.00037928 | 551.6238 | 0.0054972 | 504.8298 | 1.4662e-05 | 551.6238 | 0.00058367 | 504.8298 | 1.1332e-05 | 551.6238 | 0.000543 | 551.1138 | 0.00064864 | 759.5524 | 0.37115 | 551.1139 | 0.00087136 | 758.8431 | 6.9993e-05 | 759.5524 | 0.0032 | 551.1138 | 0.24157 | 551.6238 | 0.519
| 504.1328 | 0 | 551.8503 | 0.0020427 | 551.3407 | 0.0017271 | 504.1328 | 0 | 551.8503 | 0.00075462 | 551.3407 | 0.00029813 | 551.3407 | 0.00049096 | 504.9466 | 1.0047e-05 | 551.8503 | 0.00032476 | 546.1 | -0.00052277 | 551.8503 | 0.0014928 | 504.1328 | 0.84094 | 551.8503 | 0.037467 | 546.1 | 0.32813 | 551.8503 | 0.20031 | 546.1 | -0.00099695 | 551.8503 | 0.0046795 | 504.9466 | 2.9476e-05 | 551.8503 | 0 | 504.9466 | 2.5662e-05 | 551.8503 | 0 | 551.3407 | -0.00028511 | 759.7172 | 0.37104 | 551.3407 | -0.00094098 | 759.008 | 0 | 759.7172 | 0.00339 | 551.3407 | 0.23964 | 551.8503 | 0.51836
| 504.2469 | 0.00147 | 552.0768 | 0.0027104 | 551.5675 | 0.0019279 | 504.2469 | 0.00166 | 552.0768 | 0.0014359 | 551.5675 | 0.00060302 | 551.5675 | 0.001296 | 505.0634 | 4.6932e-06 | 552.0768 | 0.00099382 | 546.33 | 0.00075887 | 552.0768 | 0.002467 | 504.2469 | 0.84545 | 552.0768 | 0.037751 | 546.33 | 0.31847 | 552.0768 | 0.19788 | 546.33 | -5.4182e-05 | 552.0768 | 0.00617 | 505.0634 | 1.5002e-05 | 552.0768 | 0.00060197 | 505.0634 | 1.4539e-05 | 552.0768 | 0.00075451 | 551.5675 | 0.00069818 | 759.8821 | 0.37834 | 551.5675 | -0.00091562 | 759.1729 | 3.0002e-05 | 759.8821 | 0.00319 | 551.5675 | 0.24242 | 552.0768 | 0.51988
| 504.361 | 0 | 552.3033 | 0.0018295 | 551.7944 | 0.0018757 | 504.361 | 0 | 552.3033 | 0.0006325 | 551.7944 | -0.00021285 | 551.7944 | 0.00065902 | 505.1803 | 1.147e-05 | 552.3034 | 0.0003925 | 546.56 | 0.00032042 | 552.3034 | 0.0013468 | 504.361 | 0.85545 | 552.3034 | 0.036621 | 546.56 | 0.30746 | 552.3033 | 0.19393 | 546.56 | -0.001127 | 552.3034 | 0.0048531 | 505.1803 | 2.9991e-05 | 552.3034 | 5.1187e-06 | 505.1803 | 2.7375e-05 | 552.3033 | 0 | 551.7944 | -0.00046122 | 760.047 | 0.38064 | 551.7944 | -0.0015805 | 759.3379 | 0 | 760.047 | 0.00337 | 551.7944 | 0.23963 | 552.3033 | 0.52027
| 504.4752 | 0.00169 | 552.5299 | 0.0030464 | 552.0213 | 0.0019634 | 504.4752 | 0.00091902 | 552.5299 | 0.001522 | 552.0213 | 0.0007971 | 552.0213 | 0.0013574 | 505.2971 | 6.7766e-06 | 552.5299 | 0.0013319 | 546.78 | 0.0011636 | 552.5299 | 0.002109 | 504.4752 | 0.87892 | 552.5299 | 0.036703 | 546.78 | 0.30017 | 552.5299 | 0.19143 | 546.78 | 0.0023515 | 552.5299 | 0.0062434 | 505.2971 | 1.5212e-05 | 552.5299 | 0.00087553 | 505.2971 | 1.3254e-05 | 552.5299 | 0.00047621 | 552.0213 | 0.00048887 | 760.2118 | 0.38124 | 552.0213 | -0.00068769 | 759.5028 | 6.9993e-05 | 760.2118 | 0.00322 | 552.0213 | 0.24264 | 552.5299 | 0.52098
| 504.5894 | 0 | 552.7565 | 0.0024325 | 552.2482 | 0.001778 | 504.5894 | 0 | 552.7565 | 6.3765e-05 | 552.2482 | 0.00022847 | 552.2482 | 0.00045757 | 505.4139 | 1.3251e-05 | 552.7565 | 0.0001673 | 547.01 | -0.0019057 | 552.7565 | 0.0012018 | 504.5894 | 0.87594 | 552.7565 | 0.035254 | 547.01 | 0.29578 | 552.7565 | 0.18834 | 547.01 | 0.0016688 | 552.7565 | 0.0053625 | 505.4139 | 3.1654e-05 | 552.7565 | 8.2623e-05 | 505.4139 | 2.4378e-05 | 552.7565 | 0 | 552.2482 | -0.00020508 | 760.3767 | 0.38132 | 552.2482 | -0.00025778 | 759.6677 | 0 | 760.3767 | 0.00339 | 552.2482 | 0.24013 | 552.7565 | 0.52139
| 504.7035 | 0.00084148 | 552.983 | 0.0030523 | 552.4751 | 0.001948 | 504.7035 | 0.00123 | 552.983 | 0.00082796 | 552.4751 | 0.00067177 | 552.4751 | 0.0012649 | 505.5308 | 6.4742e-06 | 552.9831 | 0.0009874 | 547.24 | 0.0024115 | 552.9831 | 0.0022462 | 504.7035 | 0.88011 | 552.9831 | 0.035828 | 547.24 | 0.28376 | 552.983 | 0.18626 | 547.24 | 0.0028717 | 552.9831 | 0.0063985 | 505.5308 | 1.6711e-05 | 552.9831 | 0.00084334 | 505.5308 | 1.1332e-05 | 552.983 | 0.00050258 | 552.4751 | 0.00032556 | 760.5416 | 0.38984 | 552.4751 | 0.0011798 | 759.8327 | 5.0004e-05 | 760.5416 | 0.00314 | 552.4751 | 0.24058 | 552.983 | 0.52205
| 504.8177 | 0 | 553.2097 | 0.002446 | 552.702 | 0.0018258 | 504.8177 | 0 | 553.2097 | 0.0010837 | 552.702 | 0.00025394 | 552.702 | 0.00050482 | 505.6476 | 1.3172e-05 | 553.2096 | 0.00019544 | 547.47 | 0.0005565 | 553.2096 | 0.0011599 | 504.8177 | 0.8766 | 553.2096 | 0.03389 | 547.47 | 0.28435 | 553.2097 | 0.18325 | 547.47 | 0.00088859 | 553.2096 | 0.0056909 | 505.6476 | 3.0378e-05 | 553.2096 | 0 | 505.6476 | 2.3521e-05 | 553.2097 | 0 | 552.702 | -0.00034866 | 760.7065 | 0.39124 | 552.702 | -0.00050217 | 759.9976 | 0 | 760.7065 | 0.00336 | 552.702 | 0.24056 | 553.2097 | 0.52198
| 504.9318 | 0.000554 | 553.4363 | 0.0026439 | 552.9289 | 0.0018728 | 504.9318 | 0.00111 | 553.4363 | 0.0012631 | 552.9289 | 0.00088667 | 552.9289 | 0.0012301 | 505.7644 | 6.6982e-06 | 553.4362 | 0.0010649 | 547.69 | -5.0592e-05 | 553.4362 | 0.0024604 | 504.9318 | 0.88306 | 553.4362 | 0.034015 | 547.69 | 0.26359 | 553.4363 | 0.18053 | 547.69 | -0.001127 | 553.4362 | 0.0067518 | 505.7644 | 1.4076e-05 | 553.4362 | 0.00089195 | 505.7644 | 1.2617e-05 | 553.4363 | 0.00060597 | 552.9289 | 0.00050962 | 760.8714 | 0.40158 | 552.9289 | 0.00037553 | 760.1626 | 5.0004e-05 | 760.8714 | 0.00321 | 552.9289 | 0.24208 | 553.4363 | 0.52292
| 505.046 | 0 | 553.6628 | 0.0028841 | 553.1558 | 0.0016614 | 505.046 | 0 | 553.6628 | 0.00032395 | 553.1558 | 0.0004224 | 553.1558 | 0.00047663 | 505.8813 | 1.3307e-05 | 553.6629 | 0.00017345 | 547.92 | 0.00011805 | 553.6629 | 0.00099231 | 505.046 | 0.89528 | 553.6629 | 0.032823 | 547.92 | 0.26342 | 553.6628 | 0.17701 | 547.92 | 0.0010186 | 553.6629 | 0.0059494 | 505.8813 | 2.8785e-05 | 553.6629 | 0.00015267 | 505.8813 | 2.5662e-05 | 553.6628 | 0 | 553.1558 | -0.00032149 | 761.0363 | 0.40383 | 553.1558 | -0.00071839 | 760.3276 | 0 | 761.0363 | 0.00341 | 553.1558 | 0.23605 | 553.6628 | 0.52252
| 505.1602 | 0.00149 | 553.8895 | 0.0036812 | 553.3828 | 0.0018987 | 505.1602 | 0.00116 | 553.8895 | 0.0020285 | 553.3828 | 0.0010034 | 553.3828 | 0.0013323 | 505.9981 | 6.6198e-06 | 553.8895 | 0.0010245 | 548.15 | -0.00035414 | 553.8895 | 0.0021332 | 505.1602 | 0.90151 | 553.8895 | 0.033186 | 548.15 | 0.25461 | 553.8895 | 0.17475 | 548.15 | 0.0009536 | 553.8895 | 0.0070087 | 505.9981 | 1.5107e-05 | 553.8895 | 0.0010481 | 505.9981 | 1.3254e-05 | 553.8895 | 0.00063297 | 553.3828 | 0.00044586 | 761.2012 | 0.40586 | 553.3828 | 0.0017789 | 760.4925 | 5.0004e-05 | 761.2012 | 0.0032 | 553.3828 | 0.24218 | 553.8895 | 0.52214
| 505.2743 | 0 | 554.1161 | 0.0023883 | 553.6097 | 0.0016173 | 505.2743 | 0 | 554.1161 | 0.00067401 | 553.6097 | 0.00054736 | 553.6097 | 0.00054222 | 506.115 | 1.2624e-05 | 554.1161 | 4.8419e-05 | 548.37 | -0.00072515 | 554.1161 | 0.0013533 | 505.2743 | 0.90345 | 554.1161 | 0.031819 | 548.37 | 0.24925 | 554.1161 | 0.17202 | 548.37 | -0.00060684 | 554.1161 | 0.0066487 | 506.115 | 2.8902e-05 | 554.1161 | 0.0003572 | 506.115 | 2.1281e-05 | 554.1161 | 0 | 553.6097 | -0.00075546 | 761.3661 | 0.40957 | 553.6097 | -0.00070951 | 760.6575 | 0 | 761.3661 | 0.00337 | 553.6097 | 0.24011 | 554.1161 | 0.52277
| 505.3885 | 0.00098522 | 554.3428 | 0.002747 | 553.8367 | 0.0018571 | 505.3885 | 0.00095371 | 554.3428 | 0.0011227 | 553.8367 | 0.001057 | 553.8367 | 0.0013032 | 506.2319 | 6.0038e-06 | 554.3428 | 0.0014533 | 548.6 | -0.00025296 | 554.3428 | 0.0021753 | 505.3885 | 0.91315 | 554.3428 | 0.032544 | 548.6 | 0.23791 | 554.3428 | 0.17089 | 548.6 | -0.0021673 | 554.3428 | 0.0072909 | 506.2319 | 1.4076e-05 | 554.3428 | 0.00074379 | 506.2319 | 8.2356e-06 | 554.3428 | 0.00045276 | 553.8367 | 0.0006671 | 761.531 | 0.40918 | 553.8367 | -0.00069419 | 760.8225 | 5.0004e-05 | 761.531 | 0.00318 | 553.8367 | 0.24249 | 554.3428 | 0.52298
| 505.5027 | 0 | 554.5695 | 0.0030379 | 554.0637 | 0.0016333 | 505.5027 | 0 | 554.5695 | 0.00024655 | 554.0637 | 0.00016418 | 554.0637 | 0.0004081 | 506.3487 | 1.1974e-05 | 554.5694 | 0.0002815 | 548.83 | -0.00059023 | 554.5694 | 0.0010689 | 505.5027 | 0.90618 | 554.5694 | 0.031024 | 548.83 | 0.23927 | 554.5695 | 0.16731 | 548.83 | -0.0013546 | 554.5694 | 0.0067584 | 506.3487 | 2.9359e-05 | 554.5694 | 0 | 506.3487 | 2.1918e-05 | 554.5695 | 0 | 554.0637 | -0.00023502 | 761.6959 | 0.41828 | 554.0637 | -0.0013039 | 760.9874 | 0 | 761.6959 | 0.00332 | 554.0637 | 0.24065 | 554.5695 | 0.52284
| 505.6169 | 0.0005001 | 554.7961 | 0.0031774 | 554.2907 | 0.0017605 | 505.6169 | 0.00154 | 554.7961 | 0.0016016 | 554.2907 | 0.00088678 | 554.2907 | 0.0012274 | 506.4656 | 5.9702e-06 | 554.7961 | 0.0010123 | 549.06 | -0.0016695 | 554.7961 | 0.0018174 | 505.6169 | 0.90855 | 554.7961 | 0.031065 | 549.06 | 0.22323 | 554.7961 | 0.16545 | 549.06 | -0.00067186 | 554.7961 | 0.0081677 | 506.4656 | 1.5318e-05 | 554.7961 | 0.00083119 | 506.4656 | 1.3682e-05 | 554.7961 | 0.0005585 | 554.2907 | 0.00042306 | 761.8609 | 0.4214 | 554.2907 | 0.0012163 | 761.1524 | 6.9993e-05 | 761.8609 | 0.00306 | 554.2907 | 0.24097 | 554.7961 | 0.52284
| 505.7311 | 0 | 555.0228 | 0.0024631 | 554.5177 | 0.0017282 | 505.7311 | 0 | 555.0228 | 0.00043388 | 554.5177 | -0.00032784 | 554.5177 | 0.00049645 | 506.5825 | 1.2545e-05 | 555.0228 | 0.00021761 | 549.28 | -0.0010624 | 555.0228 | 0.0014834 | 505.7311 | 0.90959 | 555.0228 | 0.030109 | 549.28 | 0.22535 | 555.0228 | 0.16246 | 549.28 | -0.00060684 | 555.0228 | 0.0073554 | 506.5825 | 3.0998e-05 | 555.0228 | 0.00025915 | 506.5825 | 2.8012e-05 | 555.0228 | 0 | 554.5177 | -4.6656e-05 | 762.0258 | 0.42942 | 554.5177 | -0.00033255 | 761.3174 | 0 | 762.0258 | 0.00334 | 554.5177 | 0.23901 | 555.0228 | 0.52291
| 505.8453 | 0 | 555.2495 | 0.0039804 | 554.7447 | 0.0016436 | 505.8453 | 0.00137 | 555.2495 | 0.0010389 | 554.7447 | 0.00099264 | 554.7447 | 0.0012763 | 506.6993 | 6.575e-06 | 555.2495 | 0.0010529 | 549.51 | 0.001366 | 555.2495 | 0.0020263 | 505.8453 | 0.91462 | 555.2495 | 0.030733 | 549.51 | 0.21644 | 555.2495 | 0.16115 | 549.51 | 0.00069354 | 555.2495 | 0.0085764 | 506.6993 | 1.5728e-05 | 555.2495 | 0.0010993 | 506.6993 | 1.433e-05 | 555.2495 | 0.00063709 | 554.7447 | 0.00053289 | 762.1907 | 0.43327 | 554.7447 | 0.00077888 | 761.4824 | 6.9993e-05 | 762.1907 | 0.00319 | 554.7447 | 0.24052 | 555.2495 | 0.5227
| 505.9595 | 0 | 555.4762 | 0.0023042 | 554.9718 | 0.0016784 | 505.9595 | 0 | 555.4762 | 0.00037561 | 554.9718 | 7.4701e-05 | 554.9718 | 0.0004436 | 506.8162 | 1.3139e-05 | 555.4762 | 0.00046585 | 549.74 | -0.0016358 | 555.4762 | 0.001162 | 505.9595 | 0.91589 | 555.4762 | 0.029158 | 549.74 | 0.215 | 555.4762 | 0.15867 | 549.74 | 0.0013112 | 555.4762 | 0.0077251 | 506.8162 | 3.1408e-05 | 555.4762 | 0.00019661 | 506.8162 | 2.6091e-05 | 555.4762 | 0 | 554.9718 | -0.00029193 | 762.3557 | 0.43121 | 554.9718 | -0.001004 | 761.6474 | 0 | 762.3557 | 0.00354 | 554.9718 | 0.23984 | 555.4762 | 0.52226
| 506.0736 | 0.00109 | 555.7029 | 0.002747 | 555.1988 | 0.0017279 | 506.0736 | 0.00168 | 555.7029 | 0.001231 | 555.1988 | 0.0007956 | 555.1988 | 0.0012582 | 506.9331 | 6.5526e-06 | 555.7029 | 0.00083407 | 549.96 | -0.0020742 | 555.7029 | 0.0020349 | 506.0736 | 0.90846 | 555.7029 | 0.029057 | 549.96 | 0.20017 | 555.7029 | 0.15666 | 549.96 | 7.5855e-05 | 555.7029 | 0.0088108 | 506.9331 | 1.5821e-05 | 555.7029 | 0.00087892 | 506.9331 | 1.2617e-05 | 555.7029 | 0.00056984 | 555.1988 | 0.0001334 | 762.5206 | 0.43863 | 555.1988 | -0.00040497 | 761.8124 | 6.9993e-05 | 762.5206 | 0.00332 | 555.1988 | 0.24149 | 555.7029 | 0.52151
| 506.1879 | 0 | 555.9297 | 0.0025404 | 555.4259 | 0.0015462 | 506.1879 | 0 | 555.9297 | 0.0004518 | 555.4259 | -0.00022372 | 555.4259 | 0.00043903 | 507.05 | 1.4505e-05 | 555.9297 | 0.00025116 | 550.19 | 0.00035414 | 555.9297 | 0.00092397 | 506.1879 | 0.90646 | 555.9297 | 0.027922 | 550.19 | 0.1992 | 555.9297 | 0.15409 | 550.19 | -0.0013871 | 555.9297 | 0.0084905 | 507.05 | 3.012e-05 | 555.9297 | 0.00031931 | 507.05 | 2.5662e-05 | 555.9297 | 0 | 555.4259 | -0.0002757 | 762.6855 | 0.44155 | 555.4259 | 0.00038336 | 761.9774 | 0 | 762.6855 | 0.00356 | 555.4259 | 0.24085 | 555.9297 | 0.5215
| 506.3021 | 0.00051807 | 556.1564 | 0.003166 | 555.6529 | 0.0018347 | 506.3021 | 0.00104 | 556.1564 | 0.002294 | 555.6529 | 0.0006429 | 555.6529 | 0.0013013 | 507.1669 | 7.9527e-06 | 556.1564 | 0.00080499 | 550.42 | 0.00015177 | 556.1564 | 0.0021372 | 506.3021 | 0.90849 | 556.1564 | 0.028571 | 550.42 | 0.19479 | 556.1564 | 0.1524 | 550.42 | 0.00046596 | 556.1564 | 0.0095585 | 507.1669 | 1.4428e-05 | 556.1564 | 0.00090322 | 507.1669 | 1.3902e-05 | 556.1564 | 0.00063592 | 555.6529 | 0.00045801 | 762.8505 | 0.45212 | 555.6529 | 0.00083819 | 762.1424 | 3.0002e-05 | 762.8505 | 0.00334 | 555.6529 | 0.24152 | 556.1564 | 0.52163
| 506.4163 | 0 | 556.3832 | 0.0025489 | 555.88 | 0.0017542 | 506.4163 | 0 | 556.3832 | 0.0002894 | 555.88 | 0.00041118 | 555.88 | 0.00051 | 507.2838 | 1.5491e-05 | 556.3832 | 7.8933e-05 | 550.65 | -0.00025296 | 556.3832 | 0.0011337 | 506.4163 | 0.92412 | 556.3832 | 0.026809 | 550.65 | 0.18945 | 556.3832 | 0.14968 | 550.65 | -0.0016472 | 556.3832 | 0.0090238 | 507.2838 | 2.9394e-05 | 556.3832 | 0.00017668 | 507.2838 | 2.4169e-05 | 556.3832 | 4.6892e-05 | 555.88 | -0.00028954 | 763.0154 | 0.45269 | 555.88 | -0.0010653 | 762.3075 | 0 | 763.0154 | 0.0036 | 555.88 | 0.24033 | 556.3832 | 0.5205
| 506.5305 | 0.00131 | 556.6099 | 0.003714 | 556.1071 | 0.0017712 | 506.5305 | 0.00065893 | 556.6099 | 0.0013284 | 556.1071 | 0.0010519 | 556.1071 | 0.001197 | 507.4007 | 7.5383e-06 | 556.6099 | 0.0010028 | 550.87 | 0.0016358 | 556.6099 | 0.0018672 | 506.5305 | 0.92223 | 556.6099 | 0.027458 | 550.87 | 0.181 | 556.6099 | 0.14698 | 550.87 | 0.0015062 | 556.6099 | 0.010039 | 507.4007 | 1.5189e-05 | 556.6099 | 0.00094093 | 507.4007 | 1.1124e-05 | 556.6099 | 0.00065739 | 556.1071 | 0.00043886 | 763.1804 | 0.45875 | 556.1071 | -0.00046328 | 762.4725 | 6.9993e-05 | 763.1804 | 0.00332 | 556.1071 | 0.24006 | 556.6099 | 0.52047
| 506.6447 | 0 | 556.8367 | 0.0023509 | 556.3342 | 0.0015546 | 506.6447 | 0 | 556.8367 | -2.0233e-05 | 556.3342 | 8.6852e-05 | 556.3342 | 0.00040457 | 507.5176 | 1.5536e-05 | 556.8367 | 0.00040547 | 551.1 | -0.0026813 | 556.8367 | 0.0012689 | 506.6447 | 0.92844 | 556.8367 | 0.026265 | 551.1 | 0.18144 | 556.8367 | 0.14464 | 551.1 | -0.00031426 | 556.8367 | 0.0094997 | 507.5176 | 3.1057e-05 | 556.8367 | 0 | 507.5176 | 2.4169e-05 | 556.8367 | 0 | 556.3342 | -0.00039789 | 763.3454 | 0.46256 | 556.3342 | -0.00090334 | 762.6375 | 0 | 763.3454 | 0.00349 | 556.3342 | 0.23946 | 556.8367 | 0.5205
| 506.7589 | 0.00024855 | 557.0635 | 0.0029714 | 556.5613 | 0.0017062 | 506.7589 | 0.00248 | 557.0635 | 0.00096589 | 556.5613 | 0.00076767 | 556.5613 | 0.0013072 | 507.6345 | 7.9864e-06 | 557.0635 | 0.0010772 | 551.33 | -5.0592e-05 | 557.0635 | 0.0018354 | 506.7589 | 0.92876 | 557.0635 | 0.026393 | 551.33 | 0.16891 | 557.0635 | 0.14228 | 551.33 | -0.00060684 | 557.0635 | 0.010873 | 507.6345 | 1.6173e-05 | 557.0635 | 0.00097044 | 507.6345 | 1.3045e-05 | 557.0635 | 0.00064174 | 556.5613 | 0.00044289 | 763.5103 | 0.46988 | 556.5613 | 0.0013144 | 762.8025 | 5.0004e-05 | 763.5103 | 0.00329 | 556.5613 | 0.2423 | 557.0635 | 0.52084
| 506.8731 | 0 | 557.2903 | 0.0025177 | 556.7885 | 0.0016277 | 506.8731 | 0 | 557.2903 | 0.00091185 | 556.7885 | -0.00019614 | 556.7885 | 0.00032693 | 507.7514 | 1.5827e-05 | 557.2903 | 0.00033783 | 551.55 | -0.0019731 | 557.2903 | 0.0011027 | 506.8731 | 0.92361 | 557.2903 | 0.025252 | 551.55 | 0.15697 | 557.2903 | 0.13986 | 551.55 | -0.00044429 | 557.2903 | 0.010252 | 507.7514 | 3.2228e-05 | 557.2903 | 0.00030812 | 507.7514 | 2.866e-05 | 557.2903 | 0 | 556.7885 | -0.00011786 | 763.6753 | 0.4723 | 556.7885 | -0.0010494 | 762.9676 | 0 | 763.6753 | 0.00362 | 556.7885 | 0.24141 | 557.2903 | 0.52011
| 506.9874 | 0 | 557.5172 | 0.0031135 | 557.0156 | 0.001714 | 506.9874 | 0.0018 | 557.5172 | 0.0011656 | 557.0156 | 0.00088523 | 557.0156 | 0.0012439 | 507.8683 | 7.8295e-06 | 557.5171 | 0.0012809 | 551.78 | -0.0011636 | 557.5171 | 0.002034 | 506.9874 | 0.92399 | 557.5171 | 0.02587 | 551.78 | 0.15681 | 557.5172 | 0.13806 | 551.78 | -0.00024923 | 557.5171 | 0.011129 | 507.8683 | 1.6465e-05 | 557.5171 | 0.0010237 | 507.8683 | 1.5615e-05 | 557.5172 | 0.00080973 | 557.0156 | -6.6663e-05 | 763.8403 | 0.47647 | 557.0156 | 0.00022597 | 763.1326 | 6.9993e-05 | 763.8403 | 0.00342 | 557.0156 | 0.2409 | 557.5172 | 0.51994
| 507.1016 | 0 | 557.744 | 0.0025313 | 557.2428 | 0.0014267 | 507.1016 | 0 | 557.744 | 0.00084568 | 557.2428 | 0.00012994 | 557.2428 | 0.00037619 | 507.9852 | 1.3901e-05 | 557.744 | 0.0003672 | 552.01 | -0.0010961 | 557.744 | 0.00088626 | 507.1016 | 0.92094 | 557.744 | 0.02395 | 552.01 | 0.15252 | 557.744 | 0.1352 | 552.01 | -0.0018096 | 557.744 | 0.010645 | 507.9852 | 3.1959e-05 | 557.744 | 0.00024245 | 507.9852 | 2.6727e-05 | 557.744 | 0 | 557.2428 | -0.00029074 | 764.0053 | 0.48151 | 557.2428 | -0.00097958 | 763.2976 | 0 | 764.0053 | 0.0036 | 557.2428 | 0.23959 | 557.744 | 0.51947
| 507.2158 | 0.00064383 | 557.9708 | 0.0032276 | 557.4699 | 0.0017784 | 507.2158 | 0.00104 | 557.9708 | 0.0010047 | 557.4699 | 0.0008076 | 557.4699 | 0.0011449 | 508.1021 | 6.071e-06 | 557.9708 | 0.0010404 | 552.24 | 0.0022428 | 557.9708 | 0.0020355 | 507.2158 | 0.92552 | 557.9708 | 0.025005 | 552.24 | 0.14841 | 557.9708 | 0.13391 | 552.24 | -0.00047681 | 557.9708 | 0.0119 | 508.1021 | 1.5891e-05 | 557.9708 | 0.0010043 | 508.1021 | 1.1124e-05 | 557.9708 | 0.00078471 | 557.4699 | 0.00058048 | 764.1703 | 0.48442 | 557.4699 | 0.00065866 | 763.4627 | 3.0002e-05 | 764.1703 | 0.00332 | 557.4699 | 0.24112 | 557.9708 | 0.51895
| 507.3301 | 0 | 558.1977 | 0.0029173 | 557.6971 | 0.0016526 | 507.3301 | 0 | 558.1977 | 0.00038998 | 557.6971 | -0.00021779 | 557.6971 | 0.00033307 | 508.2191 | 1.3329e-05 | 558.1977 | 4.1926e-05 | 552.46 | -0.0011299 | 558.1977 | 0.00090752 | 507.3301 | 0.93241 | 558.1977 | 0.02333 | 552.46 | 0.14183 | 558.1977 | 0.1315 | 552.46 | -0.0018747 | 558.1977 | 0.01119 | 508.2191 | 3.2088e-05 | 558.1977 | 0.00045983 | 508.2191 | 2.1599e-05 | 558.1977 | 0 | 557.6971 | -0.00021621 | 764.3352 | 0.48525 | 557.6971 | -0.00040861 | 763.6277 | 0 | 764.3352 | 0.00362 | 557.6971 | 0.23848 | 558.1977 | 0.51791
| 507.4443 | 0.00138 | 558.4246 | 0.0028758 | 557.9243 | 0.0018017 | 507.4443 | 0.00113 | 558.4246 | 0.0014955 | 557.9243 | 0.00095486 | 557.9243 | 0.001253 | 508.336 | 7.2695e-06 | 558.4245 | 0.0010012 | 552.69 | -0.00035414 | 558.4245 | 0.0019703 | 507.4443 | 0.93009 | 558.4245 | 0.024164 | 552.69 | 0.13063 | 558.4246 | 0.12939 | 552.69 | -0.00044429 | 558.4245 | 0.012757 | 508.336 | 1.6571e-05 | 558.4245 | 0.00070965 | 508.336 | 1.0476e-05 | 558.4246 | 0.00083935 | 557.9243 | 0.00035232 | 764.5003 | 0.49098 | 557.9243 | 0.00064993 | 763.7928 | 6.9993e-05 | 764.5003 | 0.00346 | 557.9243 | 0.23786 | 558.4246 | 0.51656
| 507.5585 | 0 | 558.6514 | 0.0026674 | 558.1515 | 0.0015355 | 507.5585 | 0 | 558.6514 | 0.00054695 | 558.1515 | 0.00029442 | 558.1515 | 0.00038305 | 508.4529 | 1.4214e-05 | 558.6514 | 0.00017163 | 552.92 | -0.00089378 | 558.6514 | 0.001098 | 507.5585 | 0.93207 | 558.6514 | 0.022652 | 552.92 | 0.1323 | 558.6514 | 0.12648 | 552.92 | -0.0018422 | 558.6514 | 0.011765 | 508.4529 | 3.3504e-05 | 558.6514 | 0.00019315 | 508.4529 | 2.3521e-05 | 558.6514 | 0 | 558.1515 | -0.00014873 | 764.6653 | 0.50186 | 558.1515 | -0.00048956 | 763.9579 | 0 | 764.6653 | 0.00372 | 558.1515 | 0.23467 | 558.6514 | 0.51521
| 507.6728 | 0.00066181 | 558.8783 | 0.0030272 | 558.3787 | 0.0016853 | 507.6728 | 0.00194 | 558.8783 | 0.0015261 | 558.3787 | 0.00066583 | 558.3787 | 0.0011335 | 508.5698 | 6.9558e-06 | 558.8783 | 0.0012452 | 553.15 | 0.0011636 | 558.8783 | 0.0018952 | 507.6728 | 0.91862 | 558.8783 | 0.023068 | 553.15 | 0.12026 | 558.8783 | 0.12472 | 553.15 | -5.4182e-05 | 558.8783 | 0.01337 | 508.5698 | 1.7367e-05 | 558.8783 | 0.0013353 | 508.5698 | 1.3045e-05 | 558.8783 | 0.00055378 | 558.3787 | 0.0001638 | 764.8302 | 0.50428 | 558.3787 | -8.3439e-05 | 764.1229 | 8.9995e-05 | 764.8302 | 0.00347 | 558.3787 | 0.23404 | 558.8783 | 0.51478
| 507.787 | 0 | 559.1052 | 0.0021452 | 558.606 | 0.001717 | 507.787 | 0 | 559.1052 | 0.0007547 | 558.606 | 0.00012344 | 558.606 | 0.00044987 | 508.6868 | 1.5021e-05 | 559.1052 | 0.0005605 | 553.37 | -0.0009275 | 559.1052 | 0.0010516 | 507.787 | 0.92072 | 559.1052 | 0.022294 | 553.37 | 0.12785 | 559.1052 | 0.12225 | 553.37 | -0.001127 | 559.1052 | 0.012532 | 508.6868 | 3.2767e-05 | 559.1052 | 0.00016054 | 508.6868 | 2.3521e-05 | 559.1052 | 0 | 558.606 | -0.00014876 | 764.9953 | 0.51137 | 558.606 | 6.4511e-05 | 764.288 | 0 | 764.9953 | 0.00365 | 558.606 | 0.23275 | 559.1052 | 0.51383
| 507.9013 | 0.00134 | 559.3321 | 0.0028996 | 558.8332 | 0.0018943 | 507.9013 | 0.00114 | 559.3321 | 0.0010154 | 558.8332 | 0.00070908 | 558.8332 | 0.0011243 | 508.8037 | 8.0648e-06 | 559.3321 | 0.0013867 | 553.6 | -0.00086005 | 559.3321 | 0.0021164 | 507.9013 | 0.92484 | 559.3321 | 0.022458 | 553.6 | 0.10447 | 559.3321 | 0.12096 | 553.6 | -0.00018422 | 559.3321 | 0.013949 | 508.8037 | 1.5868e-05 | 559.3321 | 0.0014541 | 508.8037 | 1.0476e-05 | 559.3321 | 0.00076954 | 558.8332 | 0.00044419 | 765.1603 | 0.51718 | 558.8332 | 0.00079058 | 764.4531 | 6.9993e-05 | 765.1603 | 0.00345 | 558.8332 | 0.23441 | 559.3321 | 0.51328
| 508.0156 | 0 | 559.559 | 0.0014413 | 559.0604 | 0.0016222 | 508.0156 | 0 | 559.559 | 0.00035317 | 559.0604 | 0.00068017 | 559.0604 | 0.00033592 | 508.9207 | 1.5155e-05 | 559.559 | 0.00033209 | 553.83 | -0.0011973 | 559.559 | 0.00090953 | 508.0156 | 0.93133 | 559.559 | 0.02124 | 553.83 | 0.11226 | 559.559 | 0.11803 | 553.83 | -0.0019722 | 559.559 | 0.013135 | 508.9207 | 3.0893e-05 | 559.559 | 0.00057114 | 508.9207 | 2.2884e-05 | 559.559 | 0.00012931 | 559.0604 | -0.00037455 | 765.3253 | 0.5206 | 559.0604 | -0.00093681 | 764.6182 | 0 | 765.3253 | 0.00372 | 559.0604 | 0.23158 | 559.559 | 0.51374
| 508.1298 | 0.00082352 | 559.7859 | 0.0032268 | 559.2877 | 0.0017551 | 508.1298 | 0.00139 | 559.7859 | 0.0011241 | 559.2877 | 0.00073882 | 559.2877 | 0.0012157 | 509.0376 | 7.0903e-06 | 559.786 | 0.0010718 | 554.06 | -8.4319e-05 | 559.786 | 0.0019857 | 508.1298 | 0.92422 | 559.786 | 0.021632 | 554.06 | 0.099084 | 559.7859 | 0.11711 | 554.06 | -0.0015496 | 559.786 | 0.014697 | 509.0376 | 1.5458e-05 | 559.786 | 0.0013518 | 509.0376 | 1.2408e-05 | 559.7859 | 0.00071553 | 559.2877 | 0.00046583 | 765.4903 | 0.52801 | 559.2877 | -0.00014592 | 764.7833 | 3.0002e-05 | 765.4903 | 0.00357 | 559.2877 | 0.23442 | 559.7859 | 0.514
| 508.2441 | 0 | 560.0129 | 0.0030585 | 559.515 | 0.0016735 | 508.2441 | 0 | 560.0129 | 0.00081546 | 559.515 | -0.00019346 | 559.515 | 0.00042638 | 509.1546 | 1.4942e-05 | 560.0129 | 5.0949e-05 | 554.28 | -1.6864e-05 | 560.0129 | 0.00095382 | 508.2441 | 0.92333 | 560.0129 | 0.02019 | 554.28 | 0.10241 | 560.0129 | 0.11467 | 554.28 | -0.00047681 | 560.0129 | 0.014401 | 509.1546 | 2.9523e-05 | 560.0129 | 0.00048341 | 509.1546 | 2.4806e-05 | 560.0129 | 0 | 559.515 | -0.00044072 | 765.6553 | 0.5325 | 559.515 | -0.0010791 | 764.9484 | 0 | 765.6553 | 0.0038 | 559.515 | 0.23172 | 560.0129 | 0.51475
| 508.3584 | 0.00075165 | 560.2399 | 0.0029199 | 559.7423 | 0.0017041 | 508.3584 | 0.00048552 | 560.2399 | 0.001593 | 559.7423 | 0.00069956 | 559.7423 | 0.001172 | 509.2715 | 7.8519e-06 | 560.2399 | 0.0013461 | 554.51 | 0.0019057 | 560.2399 | 0.0019903 | 508.3584 | 0.93265 | 560.2399 | 0.021005 | 554.51 | 0.092142 | 560.2399 | 0.11309 | 554.51 | 0.00043346 | 560.2399 | 0.01548 | 509.2715 | 1.4392e-05 | 560.2399 | 0.00093274 | 509.2715 | 1.2617e-05 | 560.2399 | 0.00071167 | 559.7423 | -0.00031234 | 765.8204 | 0.53424 | 559.7423 | 0.00018846 | 765.1134 | 5.0004e-05 | 765.8204 | 0.00353 | 559.7423 | 0.23483 | 560.2399 | 0.51538
| 508.4726 | 0 | 560.4669 | 0.002068 | 559.9696 | 0.0015586 | 508.4726 | 0 | 560.4669 | 0.0002041 | 559.9696 | -8.922e-06 | 559.9696 | 0.00021577 | 509.3885 | 1.6611e-05 | 560.4669 | 8.9906e-05 | 554.74 | -0.00069142 | 560.4669 | 0.001006 | 508.4726 | 0.9386 | 560.4669 | 0.02007 | 554.74 | 0.08788 | 560.4669 | 0.11105 | 554.74 | 0.00056349 | 560.4669 | 0.015044 | 509.3885 | 2.9336e-05 | 560.4669 | 0.00036135 | 509.3885 | 2.2456e-05 | 560.4669 | 9.8133e-06 | 559.9696 | -0.00038657 | 765.9854 | 0.54658 | 559.9696 | 0.00027138 | 765.2785 | 0 | 765.9854 | 0.00369 | 559.9696 | 0.23416 | 560.4669 | 0.51546
| 508.5869 | 0.00156 | 560.6938 | 0.0032477 | 560.1969 | 0.0017156 | 508.5869 | 0.00109 | 560.6938 | 0.0015604 | 560.1969 | 0.00045091 | 560.1969 | 0.0012407 | 509.5055 | 8.7592e-06 | 560.6938 | 0.0010016 | 554.97 | 0.00075887 | 560.6938 | 0.0018655 | 508.5869 | 0.92135 | 560.6938 | 0.019988 | 554.97 | 0.082004 | 560.6938 | 0.1092 | 554.97 | -0.00021673 | 560.6938 | 0.016614 | 509.5055 | 1.5435e-05 | 560.6938 | 0.0012114 | 509.5055 | 1.0047e-05 | 560.6938 | 0.00093472 | 560.1969 | 0.00035785 | 766.1504 | 0.54593 | 560.1969 | -0.00062757 | 765.4437 | 6.9993e-05 | 766.1504 | 0.00349 | 560.1969 | 0.23438 | 560.6938 | 0.51427
| 508.7012 | 0 | 560.9208 | 0.0024989 | 560.4242 | 0.001686 | 508.7012 | 0 | 560.9208 | 0.00079038 | 560.4242 | -8.4599e-05 | 560.4242 | 0.00048094 | 509.6224 | 1.753e-05 | 560.9208 | 0.00015551 | 555.19 | 5.0592e-05 | 560.9208 | 0.00061085 | 508.7012 | 0.91975 | 560.9208 | 0.018875 | 555.19 | 0.085362 | 560.9208 | 0.10728 | 555.19 | -0.0017446 | 560.9208 | 0.015731 | 509.6224 | 3.094e-05 | 560.9208 | 0.00023269 | 509.6224 | 2.2884e-05 | 560.9208 | 7.7913e-05 | 560.4242 | -0.00064502 | 766.3155 | 0.55304 | 560.4242 | -0.00064706 | 765.6088 | 0 | 766.3155 | 0.00373 | 560.4242 | 0.23353 | 560.9208 | 0.51276
| 508.8155 | 0.00058994 | 561.1478 | 0.0041852 | 560.6516 | 0.0018649 | 508.8155 | 0.00137 | 561.1478 | 0.00093686 | 560.6516 | 0.00076608 | 560.6516 | 0.0011276 | 509.7394 | 8.8152e-06 | 561.1478 | 0.0012496 | 555.42 | 0.00062396 | 561.1478 | 0.0019093 | 508.8155 | 0.92898 | 561.1478 | 0.019803 | 555.42 | 0.071059 | 561.1478 | 0.10563 | 555.42 | 0.00040094 | 561.1478 | 0.017234 | 509.7394 | 1.5915e-05 | 561.1478 | 0.0014937 | 509.7394 | 1.3045e-05 | 561.1478 | 0.00082289 | 560.6516 | 0.00044158 | 766.4805 | 0.55583 | 560.6516 | 0.00044245 | 765.7739 | 5.0004e-05 | 766.4805 | 0.00363 | 560.6516 | 0.23361 | 561.1478 | 0.50977
| 508.9298 | 0 | 561.3749 | 0.0025251 | 560.8789 | 0.0014583 | 508.9298 | 0 | 561.3749 | 0.00059176 | 560.8789 | -0.00013679 | 560.8789 | 0.00035915 | 509.8564 | 1.7653e-05 | 561.3749 | 0.00020365 | 555.65 | 0.00096123 | 561.3749 | 0.00087828 | 508.9298 | 0.92321 | 561.3749 | 0.01809 | 555.65 | 0.075805 | 561.3749 | 0.10314 | 555.65 | 0.00027091 | 561.3749 | 0.016381 | 509.8564 | 3.1783e-05 | 561.3749 | 0.00057355 | 509.8564 | 2.6091e-05 | 561.3749 | 6.7768e-05 | 560.8789 | -0.0004604 | 766.6456 | 0.56339 | 560.8789 | -0.00093449 | 765.939 | 0 | 766.6456 | 0.00381 | 560.8789 | 0.22951 | 561.3749 | 0.50784
| 509.0441 | 0.00111 | 561.6019 | 0.0036407 | 561.1063 | 0.0019172 | 509.0441 | 0.00118 | 561.6019 | 0.0015403 | 561.1063 | 0.00075536 | 561.1063 | 0.0011701 | 509.9733 | 8.8712e-06 | 561.6019 | 0.0013753 | 555.87 | -0.0001855 | 561.6019 | 0.0021286 | 509.0441 | 0.92984 | 561.6019 | 0.019467 | 555.87 | 0.064054 | 561.6019 | 0.10227 | 555.87 | -0.0019722 | 561.6019 | 0.018275 | 509.9733 | 1.6219e-05 | 561.6019 | 0.0014396 | 509.9733 | 1.3045e-05 | 561.6019 | 0.00099608 | 561.1063 | 0.0007133 | 766.8107 | 0.56719 | 561.1063 | 0.00024004 | 766.1041 | 5.0004e-05 | 766.8107 | 0.00366 | 561.1063 | 0.22929 | 561.6019 | 0.50803
| 509.1583 | 0 | 561.8289 | 0.0032075 | 561.3336 | 0.0015332 | 509.1583 | 0 | 561.8289 | 0.0012598 | 561.3336 | -2.8889e-05 | 561.3336 | 0.00040553 | 510.0903 | 1.8381e-05 | 561.8289 | 0 | 556.1 | 0.00065769 | 561.8289 | 0.00074707 | 509.1583 | 0.935 | 561.8289 | 0.016997 | 556.1 | 0.069639 | 561.8289 | 0.10028 | 556.1 | -0.00015171 | 561.8289 | 0.017792 | 510.0903 | 3.1607e-05 | 561.8289 | 0.00069099 | 510.0903 | 2.6727e-05 | 561.8289 | 0 | 561.3337 | -0.00023938 | 766.9757 | 0.57833 | 561.3336 | -0.00048905 | 766.2692 | 0 | 766.9757 | 0.00383 | 561.3337 | 0.22962 | 561.8289 | 0.50908
| 509.2726 | 0.00051807 | 562.056 | 0.0033821 | 561.561 | 0.0017837 | 509.2726 | 0.00142 | 562.056 | 0.0016854 | 561.561 | 0.00090124 | 561.561 | 0.0011662 | 510.2073 | 9.5433e-06 | 562.056 | 0.00097552 | 556.33 | 0.00025296 | 562.056 | 0.0019539 | 509.2726 | 0.94071 | 562.056 | 0.018507 | 556.33 | 0.062084 | 562.056 | 0.10004 | 556.33 | -0.00028175 | 562.056 | 0.019231 | 510.2073 | 1.5435e-05 | 562.056 | 0.0015618 | 510.2073 | 1.411e-05 | 562.056 | 0.0009017 | 561.561 | 0.00062736 | 767.1408 | 0.58259 | 561.561 | -0.001049 | 766.4344 | 6.9993e-05 | 767.1408 | 0.00369 | 561.561 | 0.23132 | 562.056 | 0.51025
| 509.387 | 0 | 562.2831 | 0.0020401 | 561.7884 | 0.0016493 | 509.387 | 0 | 562.2831 | 0.00047611 | 561.7884 | -7.0346e-05 | 561.7884 | 0.0003329 | 510.3243 | 1.8202e-05 | 562.2831 | 0.00041176 | 556.56 | 0.0023104 | 562.2831 | 0.0010591 | 509.387 | 0.93275 | 562.2831 | 0.0174 | 556.56 | 0.063988 | 562.2831 | 0.098214 | 556.56 | 0.00085607 | 562.2831 | 0.018898 | 510.3243 | 3.1115e-05 | 562.2831 | 0.00051885 | 510.3243 | 2.7156e-05 | 562.2831 | 3.1129e-05 | 561.7884 | -0.00028354 | 767.3059 | 0.58955 | 561.7884 | -0.0010082 | 766.5995 | 0 | 767.3059 | 0.00391 | 561.7884 | 0.23006 | 562.2831 | 0.51143
| 509.5013 | 0.00124 | 562.5101 | 0.0036131 | 562.0158 | 0.0017456 | 509.5013 | 0.00084967 | 562.5101 | 0.001951 | 562.0158 | 0.00059901 | 562.0158 | 0.0012108 | 510.4413 | 8.6584e-06 | 562.5102 | 0.0011876 | 556.79 | -0.00021923 | 562.5102 | 0.0018558 | 509.5013 | 0.92972 | 562.5102 | 0.01806 | 556.79 | 0.053882 | 562.5101 | 0.097055 | 556.79 | 0.00043346 | 562.5102 | 0.020225 | 510.4413 | 1.5739e-05 | 562.5102 | 0.0015645 | 510.4413 | 1.3474e-05 | 562.5101 | 0.00109 | 562.0158 | 0.00062113 | 767.4709 | 0.59501 | 562.0158 | 0.00085939 | 766.7646 | 5.0004e-05 | 767.4709 | 0.00378 | 562.0158 | 0.23143 | 562.5101 | 0.51172
| 509.6156 | 0 | 562.7372 | 0.0028706 | 562.2433 | 0.0015721 | 509.6156 | 0 | 562.7372 | 0.00023231 | 562.2433 | 0.00023488 | 562.2433 | 0.00031326 | 510.5583 | 1.6947e-05 | 562.7372 | 0 | 557.01 | -0.0026476 | 562.7372 | 0.00091255 | 509.6156 | 0.93344 | 562.7372 | 0.016574 | 557.01 | 0.054851 | 562.7372 | 0.095088 | 557.01 | -0.00041178 | 562.7372 | 0.020286 | 510.5583 | 3.1057e-05 | 562.7372 | 0.00078869 | 510.5583 | 2.4806e-05 | 562.7372 | 0.00011299 | 562.2433 | 2.4598e-06 | 767.636 | 0.60625 | 562.2433 | -0.00016454 | 766.9298 | 0 | 767.636 | 0.00397 | 562.2433 | 0.22903 | 562.7372 | 0.5105
| 509.7299 | 0.00098522 | 562.9644 | 0.0040935 | 562.4707 | 0.0017201 | 509.7299 | 0.00213 | 562.9644 | 0.001783 | 562.4707 | 0.00045287 | 562.4707 | 0.00098151 | 510.6753 | 8.2888e-06 | 562.9643 | 0.00090541 | 557.24 | 0.0017032 | 562.9643 | 0.0018905 | 509.7299 | 0.92881 | 562.9643 | 0.017236 | 557.24 | 0.047071 | 562.9644 | 0.094188 | 557.24 | 0.0018314 | 562.9643 | 0.021409 | 510.6753 | 1.5376e-05 | 562.9643 | 0.0016765 | 510.6753 | 1.198e-05 | 562.9644 | 0.00096285 | 562.4707 | 0.00071964 | 767.8011 | 0.6079 | 562.4707 | -0.00022551 | 767.0949 | 6.9993e-05 | 767.8011 | 0.00376 | 562.4707 | 0.22928 | 562.9644 | 0.50953
| 509.8442 | 0 | 563.1915 | 0.0025873 | 562.6981 | 0.0014659 | 509.8442 | 0 | 563.1915 | 0.00050687 | 562.6981 | -0.00023372 | 562.6981 | 0.00029549 | 510.7923 | 1.651e-05 | 563.1915 | 0.00021145 | 557.47 | -0.0011299 | 563.1915 | 0.00077447 | 509.8442 | 0.93542 | 563.1915 | 0.015425 | 557.47 | 0.046424 | 563.1915 | 0.092341 | 557.47 | -0.0001192 | 563.1915 | 0.021456 | 510.7923 | 3.1279e-05 | 563.1915 | 0.00060609 | 510.7923 | 2.4597e-05 | 563.1915 | 0.00022157 | 562.6982 | -0.000217 | 767.9662 | 0.61331 | 562.6981 | -0.0019554 | 767.2601 | 0 | 767.9662 | 0.00392 | 562.6982 | 0.2289 | 563.1915 | 0.50857
| 509.9585 | 0.00037433 | 563.4186 | 0.0037638 | 562.9256 | 0.0016382 | 509.9585 | 0.00182 | 563.4186 | 0.0019109 | 562.9256 | 0.00063722 | 562.9256 | 0.0011223 | 510.9093 | 8.2216e-06 | 563.4186 | 0.0013064 | 557.7 | 0.00052277 | 563.4186 | 0.0015409 | 509.9585 | 0.93588 | 563.4186 | 0.016804 | 557.7 | 0.038611 | 563.4186 | 0.091671 | 557.7 | 0.0016363 | 563.4186 | 0.022719 | 510.9093 | 1.5973e-05 | 563.4186 | 0.0015397 | 510.9093 | 1.2837e-05 | 563.4186 | 0.00075418 | 562.9256 | 0.00073656 | 768.1313 | 0.6176 | 562.9256 | 0.001059 | 767.4253 | 5.0004e-05 | 768.1313 | 0.0037 | 562.9256 | 0.22923 | 563.4186 | 0.5082
| 510.0729 | 0 | 563.6458 | 0.0027325 | 563.1531 | 0.0014546 | 510.0729 | 0 | 563.6458 | 0.0012193 | 563.1531 | 1.0026e-05 | 563.1531 | 0.00025273 | 511.0263 | 1.8022e-05 | 563.6457 | 8.2537e-05 | 557.92 | -0.00035414 | 563.6457 | 0.00065031 | 510.0729 | 0.93537 | 563.6457 | 0.015443 | 557.92 | 0.041969 | 563.6458 | 0.089791 | 557.92 | -0.00076939 | 563.6457 | 0.02266 | 511.0263 | 3.0788e-05 | 563.6457 | 0.00074758 | 511.0263 | 2.5025e-05 | 563.6458 | 0 | 563.1531 | -0.00055983 | 768.2964 | 0.6239 | 563.1531 | -0.00028513 | 767.5904 | 0 | 768.2964 | 0.00383 | 563.1531 | 0.2272 | 563.6458 | 0.50813
| 510.1872 | 0.001 | 563.8729 | 0.0036773 | 563.3806 | 0.0018006 | 510.1872 | 0.00146 | 563.8729 | 0.0010194 | 563.3806 | 0.0012332 | 563.3806 | 0.0012346 | 511.1433 | 9.8009e-06 | 563.8729 | 0.0010993 | 558.15 | 0.0014672 | 563.8729 | 0.0019837 | 510.1872 | 0.94303 | 563.8729 | 0.016501 | 558.15 | 0.033123 | 563.8729 | 0.089194 | 558.15 | 0.00043346 | 563.8729 | 0.024271 | 511.1433 | 1.4826e-05 | 563.8729 | 0.0015782 | 511.1433 | 1.2408e-05 | 563.8729 | 0.00099795 | 563.3806 | 0.00091601 | 768.4615 | 0.63294 | 563.3806 | -0.00020175 | 767.7556 | 5.0004e-05 | 768.4615 | 0.00374 | 563.3806 | 0.22902 | 563.8729 | 0.5075
| 510.3015 | 0 | 564.1 | 0.0030902 | 563.6081 | 0.0016413 | 510.3015 | 0 | 564.1 | 0.00041873 | 563.6081 | 4.3801e-05 | 563.6081 | 0.00037353 | 511.2604 | 1.9423e-05 | 564.1 | 3.7841e-05 | 558.38 | -0.00045532 | 564.1 | 0.00096799 | 510.3015 | 0.95024 | 564.1 | 0.015416 | 558.38 | 0.034544 | 564.1 | 0.08758 | 558.38 | -0.00067186 | 564.1 | 0.024103 | 511.2604 | 3.0378e-05 | 564.1 | 0.00079431 | 511.2604 | 2.866e-05 | 564.1 | 0.00013593 | 563.6081 | -0.00056697 | 768.6266 | 0.63764 | 563.6081 | -0.0012726 | 767.9208 | 0 | 768.6266 | 0.00403 | 563.6081 | 0.22692 | 564.1 | 0.50804
| 510.4158 | 0.00084148 | 564.3272 | 0.0034955 | 563.8356 | 0.0015252 | 510.4158 | 0.00071094 | 564.3272 | 0.0010258 | 563.8356 | 0.00066596 | 563.8356 | 0.0011288 | 511.3774 | 9.6217e-06 | 564.3272 | 0.0009554 | 558.61 | 0.00048905 | 564.3272 | 0.0015346 | 510.4158 | 0.95087 | 564.3272 | 0.015609 | 558.61 | 0.032058 | 564.3272 | 0.086543 | 558.61 | 0.0013112 | 564.3272 | 0.025893 | 511.3774 | 1.5575e-05 | 564.3272 | 0.0019792 | 511.3774 | 1.668e-05 | 564.3272 | 0.00075447 | 563.8356 | 0.00040045 | 768.7917 | 0.63978 | 563.8356 | -9.8302e-05 | 768.0859 | 3.0002e-05 | 768.7917 | 0.00391 | 563.8356 | 0.22884 | 564.3272 | 0.50846
| 510.5302 | 0 | 564.5544 | 0.0028195 | 564.0631 | 0.0011164 | 510.5302 | 0 | 564.5544 | 0.00061255 | 564.0631 | 6.6364e-05 | 564.0631 | 0.00035038 | 511.4944 | 1.9143e-05 | 564.5544 | 0.00035654 | 558.83 | -0.0019731 | 564.5544 | 0.0010264 | 510.5302 | 0.95669 | 564.5544 | 0.014621 | 558.83 | 0.029862 | 564.5544 | 0.085036 | 558.83 | -0.00080189 | 564.5544 | 0.025768 | 511.4944 | 3.0401e-05 | 564.5544 | 0.0011029 | 511.4944 | 2.844e-05 | 564.5544 | 0.00038008 | 564.0631 | 4.8873e-05 | 768.9568 | 0.64408 | 564.0631 | 0.00044665 | 768.2511 | 0 | 768.9568 | 0.00409 | 564.0631 | 0.22625 | 564.5544 | 0.5095
| 510.6445 | 0.00085945 | 564.7816 | 0.0036354 | 564.2906 | 0.0015883 | 510.6445 | 0.00106 | 564.7816 | 0.00060922 | 564.2906 | 0.00094923 | 564.2906 | 0.0011275 | 511.6114 | 9.5209e-06 | 564.7816 | 0.00098693 | 559.06 | 0.00021923 | 564.7816 | 0.0018218 | 510.6445 | 0.96373 | 564.7816 | 0.015639 | 559.06 | 0.026826 | 564.7816 | 0.083677 | 559.06 | 0.0002384 | 564.7816 | 0.027151 | 511.6114 | 1.4861e-05 | 564.7816 | 0.0019304 | 511.6114 | 1.2189e-05 | 564.7816 | 0.00097443 | 564.2906 | 0.00053123 | 769.1219 | 0.65873 | 564.2906 | -0.0011929 | 768.4163 | 5.0004e-05 | 769.1219 | 0.00388 | 564.2906 | 0.22694 | 564.7816 | 0.50927
| 510.7589 | 0 | 565.0088 | 0.0028282 | 564.5182 | 0.001245 | 510.7589 | 0 | 565.0088 | 0.00047719 | 564.5182 | -9.8472e-05 | 564.5182 | 0.00038145 | 511.7285 | 1.9243e-05 | 565.0088 | 0.00023478 | 559.29 | -0.00028669 | 565.0088 | 0.00099399 | 510.7589 | 0.9633 | 565.0088 | 0.014132 | 559.29 | 0.02702 | 565.0088 | 0.081976 | 559.29 | 0.0015712 | 565.0088 | 0.027155 | 511.7285 | 3.0155e-05 | 565.0088 | 0.0011994 | 511.7285 | 2.4169e-05 | 565.0088 | 0.00031447 | 564.5181 | -0.00033131 | 769.2871 | 0.665 | 564.5182 | -0.00033778 | 768.5815 | 0 | 769.2871 | 0.00419 | 564.5181 | 0.22713 | 565.0088 | 0.51
| 510.8732 | 0.00023058 | 565.236 | 0.0037345 | 564.7457 | 0.0015842 | 510.8732 | 0.00104 | 565.236 | 0.0013028 | 564.7457 | 0.00052788 | 564.7457 | 0.0011372 | 511.8455 | 9.7225e-06 | 565.236 | 0.0011962 | 559.52 | 0.00069142 | 565.236 | 0.0017344 | 510.8732 | 0.96645 | 565.236 | 0.014944 | 559.52 | 0.022113 | 565.236 | 0.08138 | 559.52 | -0.0008344 | 565.236 | 0.028571 | 511.8455 | 1.5329e-05 | 565.236 | 0.0018616 | 511.8455 | 1.2408e-05 | 565.236 | 0.00092544 | 564.7457 | 0.00066217 | 769.4522 | 0.67241 | 564.7457 | 0.00059871 | 768.7467 | 5.0004e-05 | 769.4522 | 0.00402 | 564.7457 | 0.22831 | 565.236 | 0.50938
| 510.9876 | 0 | 565.4633 | 0.002837 | 564.9733 | 0.0015653 | 510.9876 | 0 | 565.4633 | 0.00071949 | 564.9733 | 8.7907e-05 | 564.9733 | 0.00027363 | 511.9625 | 1.8549e-05 | 565.4633 | 0.00036779 | 559.74 | 0.0013322 | 565.4633 | 0.00051557 | 510.9876 | 0.95751 | 565.4633 | 0.013747 | 559.74 | 0.023598 | 565.4633 | 0.079586 | 559.74 | -0.00070437 | 565.4633 | 0.028451 | 511.9625 | 3.0507e-05 | 565.4633 | 0.00098364 | 511.9625 | 2.4806e-05 | 565.4633 | 0.00014017 | 564.9733 | -0.00026824 | 769.6173 | 0.67479 | 564.9733 | -0.00098045 | 768.9119 | 0 | 769.6173 | 0.0042 | 564.9733 | 0.22679 | 565.4633 | 0.50906
| 511.1019 | 0 | 565.6905 | 0.0041028 | 565.2009 | 0.0015597 | 511.1019 | 0.00048552 | 565.6905 | 0.0013601 | 565.2009 | 0.00065445 | 565.2009 | 0.0011561 | 512.0796 | 8.8376e-06 | 565.6905 | 0.00099026 | 559.97 | -0.0013997 | 565.6905 | 0.0017633 | 511.1019 | 0.95328 | 565.6905 | 0.014252 | 559.97 | 0.020273 | 565.6905 | 0.07899 | 559.97 | 0.0020589 | 565.6905 | 0.03045 | 512.0796 | 1.5189e-05 | 565.6905 | 0.0019049 | 512.0796 | 1.2408e-05 | 565.6905 | 0.00092304 | 565.2009 | 0.00034683 | 769.7825 | 0.67955 | 565.2009 | 0.00035303 | 769.0771 | 3.0002e-05 | 769.7825 | 0.00387 | 565.2009 | 0.22634 | 565.6905 | 0.50817
| 511.2163 | 0 | 565.9178 | 0.0030877 | 565.4284 | 0.0013869 | 511.2163 | 0 | 565.9178 | 0.00035726 | 565.4284 | 0.00043702 | 565.4284 | 0.00037498 | 512.1966 | 1.8101e-05 | 565.9178 | 0.00023581 | 560.2 | 0.00035414 | 565.9178 | 0.000841 | 511.2163 | 0.95433 | 565.9178 | 0.013099 | 560.2 | 0.019789 | 565.9178 | 0.077247 | 560.2 | 0.00059601 | 565.9178 | 0.03031 | 512.1966 | 3.1362e-05 | 565.9178 | 0.0011475 | 512.1966 | 2.4169e-05 | 565.9178 | 0.00034248 | 565.4284 | -0.00064533 | 769.9476 | 0.68737 | 565.4284 | -0.00063264 | 769.2423 | 0 | 769.9476 | 0.00414 | 565.4284 | 0.22548 | 565.9178 | 0.50922
| 511.3307 | 0.00131 | 566.145 | 0.0039712 | 565.6561 | 0.0018438 | 511.3307 | 0.00101 | 566.145 | 0.0010374 | 565.6561 | 0.00094298 | 565.6561 | 0.0011799 | 512.3137 | 9.2633e-06 | 566.145 | 0.0012557 | 560.43 | 0.00059023 | 566.145 | 0.0019189 | 511.3307 | 0.97797 | 566.145 | 0.014312 | 560.43 | 0.018497 | 566.145 | 0.076834 | 560.43 | 1.0836e-05 | 566.145 | 0.031992 | 512.3137 | 1.6219e-05 | 566.145 | 0.0022814 | 512.3137 | 1.1761e-05 | 566.145 | 0.00118 | 565.6561 | 0.00017543 | 770.1128 | 0.69081 | 565.6561 | 0.001819 | 769.4075 | 6.9993e-05 | 770.1128 | 0.00401 | 565.6561 | 0.22512 | 566.145 | 0.50909
| 511.445 | 0 | 566.3723 | 0.0024939 | 565.8837 | 0.0017016 | 511.445 | 0 | 566.3723 | 0.0010673 | 565.8837 | 0.00015768 | 565.8837 | 0.00014716 | 512.4307 | 1.8258e-05 | 566.3723 | 0.00022274 | 560.66 | 0.0009275 | 566.3723 | 0.00098941 | 511.445 | 0.97222 | 566.3723 | 0.013041 | 560.66 | 0.017012 | 566.3723 | 0.074813 | 560.66 | -0.00096444 | 566.3723 | 0.031867 | 512.4307 | 3.2439e-05 | 566.3723 | 0.0012248 | 512.4307 | 2.7375e-05 | 566.3723 | 0.00044166 | 565.8837 | -0.00023253 | 770.2779 | 0.70524 | 565.8837 | -0.0018655 | 769.5727 | 0 | 770.2779 | 0.0043 | 565.8837 | 0.22169 | 566.3723 | 0.50909
| 511.5594 | 0.00124 | 566.5996 | 0.00372 | 566.1113 | 0.0016662 | 511.5594 | 0.00081498 | 566.5996 | 0.0011235 | 566.1113 | 0.0010166 | 566.1113 | 0.0011627 | 512.5478 | 8.9944e-06 | 566.5996 | 0.0013116 | 560.88 | 0.0020742 | 566.5996 | 0.0016445 | 511.5594 | 0.97403 | 566.5996 | 0.013604 | 560.88 | 0.013525 | 566.5996 | 0.07406 | 560.88 | 0.002124 | 566.5996 | 0.033554 | 512.5478 | 1.6336e-05 | 566.5996 | 0.0020302 | 512.5478 | 1.5615e-05 | 566.5996 | 0.00115 | 566.1113 | 0.00051574 | 770.4431 | 0.70697 | 566.1113 | 0.0013122 | 769.738 | 5.0004e-05 | 770.4431 | 0.00403 | 566.1113 | 0.22521 | 566.5996 | 0.50891
| 511.6738 | 0 | 566.8269 | 0.0028564 | 566.3389 | 0.0014236 | 511.6738 | 0 | 566.8269 | -0.00042511 | 566.3389 | -0.00082011 | 566.3389 | 0.00023326 | 512.6649 | 1.7787e-05 | 566.8269 | 0 | 561.11 | -0.0013997 | 566.8269 | 0.00026006 | 511.6738 | 0.99217 | 566.8269 | 0.012114 | 561.11 | 0.013881 | 566.8269 | 0.072214 | 561.11 | -0.0014196 | 566.8269 | 0.033629 | 512.6649 | 3.1115e-05 | 566.8269 | 0.0015597 | 512.6649 | 2.4806e-05 | 566.8269 | 0.00039067 | 566.3389 | -0.00037217 | 770.6082 | 0.72076 | 566.3389 | -0.00024332 | 769.9032 | 0 | 770.6082 | 0.00428 | 566.3389 | 0.22202 | 566.8269 | 0.50818
| 511.7882 | 0.00058994 | 567.0543 | 0.0035908 | 566.5666 | 0.0014998 | 511.7882 | 0.00097105 | 567.0543 | 0.0011958 | 566.5666 | 0.00078379 | 566.5666 | 0.0010115 | 512.7819 | 8.7928e-06 | 567.0542 | 0.0012774 | 561.34 | 0.0011973 | 567.0542 | 0.0014011 | 511.7882 | 0.98081 | 567.0542 | 0.01308 | 561.34 | 0.0084886 | 567.0543 | 0.071967 | 561.34 | 0.00030341 | 567.0542 | 0.035494 | 512.7819 | 1.513e-05 | 567.0542 | 0.0022829 | 512.7819 | 9.191e-06 | 567.0543 | 0.00094385 | 566.5666 | 0.00032614 | 770.7734 | 0.72701 | 566.5666 | -0.00039525 | 770.0684 | 5.0004e-05 | 770.7734 | 0.00412 | 566.5666 | 0.22236 | 567.0543 | 0.50765
| 511.9026 | 0 | 567.2816 | 0.0027622 | 566.7942 | 0.0012153 | 511.9026 | 0 | 567.2816 | 0.0014867 | 566.7942 | 2.9948e-05 | 566.7942 | 0.00022285 | 512.899 | 1.7765e-05 | 567.2816 | 4.6216e-06 | 561.57 | -0.001231 | 567.2816 | 0.00053265 | 511.9026 | 0.98562 | 567.2816 | 0.012095 | 561.57 | 0.01133 | 567.2816 | 0.070444 | 561.57 | -0.0014846 | 567.2816 | 0.035885 | 512.899 | 2.9371e-05 | 567.2816 | 0.0016259 | 512.899 | 2.1599e-05 | 567.2816 | 0.00037331 | 566.7943 | -0.00044169 | 770.9386 | 0.73264 | 566.7942 | -0.0014333 | 770.2337 | 0 | 770.9386 | 0.00433 | 566.7943 | 0.22228 | 567.2816 | 0.5078
| 512.0169 | 0.00062587 | 567.5089 | 0.0036507 | 567.0219 | 0.0016161 | 512.0169 | 0.00104 | 567.5089 | 0.0015278 | 567.0219 | 0.0007507 | 567.0219 | 0.0011625 | 513.0161 | 8.972e-06 | 567.5089 | 0.00093174 | 561.79 | 0.00015177 | 567.5089 | 0.0017594 | 512.0169 | 0.98967 | 567.5089 | 0.012739 | 561.79 | 0.0092311 | 567.5089 | 0.06993 | 561.79 | 0.0019614 | 567.5089 | 0.037617 | 513.0161 | 1.4744e-05 | 567.5089 | 0.0022556 | 513.0161 | 1.2408e-05 | 567.5089 | 0.00117 | 567.0219 | 0.00044033 | 771.1037 | 0.73582 | 567.0219 | -0.00026301 | 770.3989 | 5.0004e-05 | 771.1037 | 0.00407 | 567.0219 | 0.22282 | 567.5089 | 0.50623
| 512.1313 | 0 | 567.7363 | 0.0025745 | 567.2496 | 0.0014473 | 512.1313 | 0 | 567.7363 | 0.00090392 | 567.2496 | -8.3664e-05 | 567.2496 | 0.0002908 | 513.1331 | 1.7552e-05 | 567.7363 | 3.8405e-05 | 562.02 | -0.00089378 | 567.7363 | 0.00058515 | 512.1313 | 0.98454 | 567.7363 | 0.011202 | 562.02 | 0.010716 | 567.7363 | 0.068255 | 562.02 | -0.0016472 | 567.7363 | 0.037851 | 513.1331 | 2.9617e-05 | 567.7363 | 0.0014079 | 513.1331 | 2.5454e-05 | 567.7363 | 0.00046124 | 567.2496 | -0.0004357 | 771.2689 | 0.74092 | 567.2496 | -0.00089305 | 770.5641 | 0 | 771.2689 | 0.00426 | 567.2496 | 0.22119 | 567.7363 | 0.50612
| 512.2457 | 0.00058994 | 567.9636 | 0.0037459 | 567.4773 | 0.0018013 | 512.2457 | 0.00213 | 567.9636 | 0.0013204 | 567.4773 | 0.00087115 | 567.4773 | 0.0012442 | 513.2502 | 8.58e-06 | 567.9636 | 0.00096331 | 562.25 | 0.0014672 | 567.9636 | 0.0017897 | 512.2457 | 0.98535 | 567.9636 | 0.012936 | 562.25 | 0.0070357 | 567.9636 | 0.068332 | 562.25 | -0.00057433 | 567.9636 | 0.040126 | 513.2502 | 1.5411e-05 | 567.9636 | 0.0025461 | 513.2502 | 1.3045e-05 | 567.9636 | 0.00122 | 567.4773 | 0.00025827 | 771.4341 | 0.75073 | 567.4773 | 0.00076362 | 770.7294 | 6.9993e-05 | 771.4341 | 0.0041 | 567.4773 | 0.22138 | 567.9636 | 0.50493
| 512.3601 | 0 | 568.191 | 0.0025933 | 567.705 | 0.0014978 | 512.3601 | 0 | 568.191 | 0.00081671 | 567.705 | -0.00054293 | 567.705 | 0.00018902 | 513.3673 | 1.9109e-05 | 568.191 | 0 | 562.48 | -0.0022092 | 568.191 | 0.0007181 | 512.3601 | 0.9813 | 568.191 | 0.011269 | 562.48 | 0.0059057 | 568.191 | 0.066362 | 562.48 | -0.0022648 | 568.191 | 0.039902 | 513.3673 | 3.1034e-05 | 568.191 | 0.0019723 | 513.3673 | 2.3521e-05 | 568.191 | 0.00061155 | 567.705 | -0.00024145 | 771.5993 | 0.752 | 567.705 | 0.00021585 | 770.8946 | 0 | 771.5993 | 0.00435 | 567.705 | 0.21957 | 568.191 | 0.50355
| 512.4745 | 0.00085945 | 568.4184 | 0.0034309 | 567.9327 | 0.001731 | 512.4745 | 0.00213 | 568.4184 | 0.0012648 | 567.9327 | 0.00094445 | 567.9327 | 0.0011428 | 513.4844 | 1.0563e-05 | 568.4184 | 0.0012671 | 562.71 | -0.0011636 | 568.4184 | 0.001702 | 512.4745 | 0.98243 | 568.4184 | 0.01222 | 562.71 | 0.0096832 | 568.4184 | 0.065681 | 562.71 | 0.00075855 | 568.4184 | 0.04225 | 513.4844 | 1.6219e-05 | 568.4184 | 0.0027054 | 513.4844 | 1.0476e-05 | 568.4184 | 0.00122 | 567.9328 | 0.00030754 | 771.7645 | 0.76424 | 567.9327 | 0.00020572 | 771.0599 | 6.9993e-05 | 771.7645 | 0.00417 | 567.9328 | 0.21854 | 568.4184 | 0.5021
| 512.5889 | 0 | 568.6458 | 0.0028569 | 568.1605 | 0.001543 | 512.5889 | 0 | 568.6458 | 4.0377e-07 | 568.1605 | -4.861e-05 | 568.1605 | 0.00015744 | 513.6015 | 2.0476e-05 | 568.6458 | 1.171e-05 | 562.93 | -0.0009275 | 568.6458 | 0.00059281 | 512.5889 | 0.98133 | 568.6458 | 0.01036 | 562.93 | 0.0077783 | 568.6458 | 0.064164 | 562.93 | 0.00069354 | 568.6458 | 0.042284 | 513.6015 | 3.1162e-05 | 568.6458 | 0.0019804 | 513.6015 | 2.4806e-05 | 568.6458 | 0.00072821 | 568.1605 | -0.00047495 | 771.9297 | 0.77358 | 568.1605 | -0.00059414 | 771.2252 | 0 | 771.9297 | 0.00438 | 568.1605 | 0.21784 | 568.6458 | 0.50274
| 512.7034 | 0.00073368 | 568.8732 | 0.0034654 | 568.3882 | 0.0015634 | 512.7034 | 0.00222 | 568.8732 | 0.00089126 | 568.3882 | 0.00099117 | 568.3882 | 0.0011828 | 513.7186 | 9.9577e-06 | 568.8732 | 0.00082855 | 563.16 | 0.00062396 | 568.8732 | 0.0017141 | 512.7034 | 0.98513 | 568.8732 | 0.011735 | 563.16 | 0.0088114 | 568.8732 | 0.063428 | 563.16 | 0.0017338 | 568.8732 | 0.044284 | 513.7186 | 1.5353e-05 | 568.8732 | 0.0025824 | 513.7186 | 1.433e-05 | 568.8732 | 0.00145 | 568.3882 | 0.00046144 | 772.0949 | 0.78071 | 568.3882 | 0.00080435 | 771.3904 | 5.0004e-05 | 772.0949 | 0.00418 | 568.3882 | 0.21529 | 568.8732 | 0.50039
| 512.8178 | 0 | 569.1006 | 0.0031162 | 568.616 | 0.0014709 | 512.8178 | 0 | 569.1006 | -0.00019909 | 568.616 | -0.00015351 | 568.616 | 0.00014832 | 513.8357 | 2.0028e-05 | 569.1006 | 0 | 563.39 | -0.001602 | 569.1006 | 0.00085707 | 512.8178 | 0.98749 | 569.1006 | 0.010553 | 563.39 | 0.0050986 | 569.1006 | 0.061411 | 563.39 | -0.00044429 | 569.1006 | 0.04391 | 513.8357 | 3.1244e-05 | 569.1006 | 0.0020245 | 513.8357 | 2.4806e-05 | 569.1006 | 0.00055076 | 568.616 | -0.00027138 | 772.2601 | 0.78432 | 568.616 | -0.00026025 | 771.5557 | 0 | 772.2601 | 0.00445 | 568.616 | 0.21474 | 569.1006 | 0.49955
| 512.9322 | 0.00080555 | 569.3281 | 0.0033834 | 568.8438 | 0.0014789 | 512.9322 | 0.00192 | 569.3281 | 0.0017913 | 568.8438 | -8.2147e-05 | 568.8438 | 0.0010952 | 513.9528 | 1.0115e-05 | 569.3281 | 0.0010384 | 563.62 | -0.00062396 | 569.3281 | 0.0014277 | 512.9322 | 1 | 569.3281 | 0.011139 | 563.62 | 0.0049693 | 569.3281 | 0.06099 | 563.62 | -0.0010295 | 569.3281 | 0.046166 | 513.9528 | 1.6196e-05 | 569.3281 | 0.0027828 | 513.9528 | 1.0476e-05 | 569.3281 | 0.00135 | 568.8438 | 0.00039478 | 772.4253 | 0.79162 | 568.8438 | -0.00034385 | 771.721 | 8.9995e-05 | 772.4253 | 0.00422 | 568.8438 | 0.21494 | 569.3281 | 0.49911
| 513.0466 | 0 | 569.5555 | 0.0029678 | 569.0715 | 0.001287 | 513.0466 | 0 | 569.5555 | 0.00062928 | 569.0715 | 4.393e-05 | 569.0715 | 0.00015916 | 514.0699 | 1.9748e-05 | 569.5555 | 0 | 563.84 | -0.00011805 | 569.5555 | 0.00041261 | 513.0466 | 0.99243 | 569.5555 | 0.0096711 | 563.84 | 0.005712 | 569.5555 | 0.059726 | 563.84 | 0.00017338 | 569.5555 | 0.04708 | 514.0699 | 3.2252e-05 | 569.5555 | 0.0019863 | 514.0699 | 2.5454e-05 | 569.5555 | 0.00068381 | 569.0716 | -0.000549 | 772.5905 | 0.79663 | 569.0715 | -0.00070523 | 771.8863 | 0 | 772.5905 | 0.00457 | 569.0716 | 0.21448 | 569.5555 | 0.49908
| 513.161 | 0.0006079 | 569.783 | 0.0043037 | 569.2993 | 0.0014703 | 513.161 | 0.00179 | 569.783 | 0.0013212 | 569.2993 | 0.00042198 | 569.2993 | 0.0010709 | 514.187 | 9.6441e-06 | 569.783 | 0.00078346 | 564.07 | 0.00045532 | 569.783 | 0.0014226 | 513.161 | 0.99339 | 569.783 | 0.010977 | 564.07 | 0.0066806 | 569.783 | 0.059318 | 564.07 | -0.00089942 | 569.783 | 0.048795 | 514.187 | 1.6079e-05 | 569.783 | 0.0031442 | 514.187 | 1.4967e-05 | 569.783 | 0.00133 | 569.2993 | 0.00066805 | 772.7557 | 0.80727 | 569.2993 | 0.00080297 | 772.0516 | 1.0001e-05 | 772.7557 | 0.00439 | 569.2993 | 0.21495 | 569.783 | 0.49807
| 513.2755 | 0 | 570.0104 | 0.0027678 | 569.5271 | 0.0016777 | 513.2755 | 0 | 570.0104 | 0.00032061 | 569.5271 | -0.00048869 | 569.5271 | 0.00025457 | 514.3041 | 1.8381e-05 | 570.0104 | 0.00010909 | 564.3 | -0.0024453 | 570.0104 | 0.0010277 | 513.2755 | 0.97696 | 570.0104 | 0.010081 | 564.3 | 0.0036456 | 570.0104 | 0.05813 | 564.3 | -0.00086692 | 570.0104 | 0.049637 | 514.3041 | 3.0507e-05 | 570.0104 | 0.0023228 | 514.3041 | 2.9297e-05 | 570.0104 | 0.00056985 | 569.5272 | 0.00012821 | 772.921 | 0.81196 | 569.5271 | -0.0002969 | 772.2168 | 0 | 772.921 | 0.00474 | 569.5272 | 0.21302 | 570.0104 | 0.4966
| 513.3899 | 0.00032042 | 570.2379 | 0.0031258 | 569.755 | 0.0016055 | 513.3899 | 0.00161 | 570.2379 | 0.0012763 | 569.755 | 0.00036343 | 569.755 | 0.00096681 | 514.4212 | 8.7816e-06 | 570.2379 | 0.0010765 | 564.53 | 0.00011805 | 570.2379 | 0.0015906 | 513.3899 | 0.97031 | 570.2379 | 0.010458 | 564.53 | 0.0051308 | 570.2379 | 0.057379 | 564.53 | 0.00020589 | 570.2379 | 0.051734 | 514.4212 | 1.4451e-05 | 570.2379 | 0.0029867 | 514.4212 | 1.433e-05 | 570.2379 | 0.00153 | 569.755 | 0.00045121 | 773.0862 | 0.81303 | 569.755 | 0.0010705 | 772.3821 | 6.9993e-05 | 773.0862 | 0.00444 | 569.755 | 0.21198 | 570.2379 | 0.49597
| 513.5044 | 0 | 570.4654 | 0.0030799 | 569.9828 | 0.0014661 | 513.5044 | 0 | 570.4654 | 0.00090842 | 569.9828 | 0.00010027 | 569.9828 | 0.00023175 | 514.5383 | 1.865e-05 | 570.4654 | 1.4909e-05 | 564.76 | -0.0011636 | 570.4654 | 0.00065027 | 513.5044 | 0.97721 | 570.4654 | 0.0095225 | 564.76 | 0.0038071 | 570.4654 | 0.055622 | 564.76 | -0.0015822 | 570.4654 | 0.051961 | 514.5383 | 2.9769e-05 | 570.4654 | 0.00256 | 514.5383 | 2.3521e-05 | 570.4654 | 0.00066169 | 569.9828 | -0.00022641 | 773.2514 | 0.81589 | 569.9828 | -0.000856 | 772.5474 | 0 | 773.2514 | 0.00471 | 569.9828 | 0.20837 | 570.4654 | 0.49422
| 513.6188 | 0.00039229 | 570.6929 | 0.0031859 | 570.2106 | 0.0014305 | 513.6188 | 0.00224 | 570.6929 | 0.00046548 | 570.2106 | 0.0008876 | 570.2106 | 0.0011435 | 514.6555 | 9.9129e-06 | 570.6929 | 0.0010983 | 564.98 | -0.00028669 | 570.6929 | 0.0020804 | 513.6188 | 0.97772 | 570.6929 | 0.0098868 | 564.98 | 0.0016761 | 570.6929 | 0.055121 | 564.98 | 0.00066102 | 570.6929 | 0.054026 | 514.6555 | 1.5318e-05 | 570.6929 | 0.0034432 | 514.6555 | 9.191e-06 | 570.6929 | 0.00154 | 570.2106 | 0.00081239 | 773.4167 | 0.82402 | 570.2106 | -0.00029392 | 772.7127 | 5.0004e-05 | 773.4167 | 0.00443 | 570.2106 | 0.20639 | 570.6929 | 0.4925
| 513.7332 | 0 | 570.9205 | 0.0019371 | 570.4385 | 0.0014776 | 513.7332 | 0 | 570.9205 | 0.00095575 | 570.4385 | -0.00016008 | 570.4385 | 0.00023502 | 514.7726 | 2.0308e-05 | 570.9204 | 0.00021758 | 565.21 | -0.0013997 | 570.9204 | 0.0006106 | 513.7332 | 0.97409 | 570.9204 | 0.009077 | 565.21 | 0.0017085 | 570.9205 | 0.053519 | 565.21 | 1.0836e-05 | 570.9204 | 0.053997 | 514.7726 | 2.8656e-05 | 570.9204 | 0.0022854 | 514.7726 | 1.903e-05 | 570.9205 | 0.00084658 | 570.4385 | -0.00029987 | 773.5819 | 0.83135 | 570.4385 | -0.0015466 | 772.8781 | 0 | 773.5819 | 0.00472 | 570.4385 | 0.20508 | 570.9205 | 0.49106
| 513.8477 | 0.00037433 | 571.1479 | 0.0034214 | 570.6664 | 0.0015854 | 513.8477 | 0.00182 | 571.1479 | 0.00088345 | 570.6664 | 0.00089698 | 570.6664 | 0.0011003 | 514.8897 | 1.0428e-05 | 571.148 | 0.00093108 | 565.44 | -0.00038786 | 571.148 | 0.0013838 | 513.8477 | 0.96583 | 571.148 | 0.0094298 | 565.44 | 0.0028707 | 571.1479 | 0.052972 | 565.44 | -0.001127 | 571.148 | 0.056337 | 514.8897 | 1.3339e-05 | 571.148 | 0.0033908 | 514.8897 | 9.8388e-06 | 571.148 | 0.00157 | 570.6664 | 0.00070306 | 773.7471 | 0.83893 | 570.6664 | 0.00074464 | 773.0434 | 5.0004e-05 | 773.7471 | 0.00445 | 570.6664 | 0.20431 | 571.1479 | 0.4893
| 513.9621 | 0 | 571.3755 | 0.003044 | 570.8942 | 0.00129 | 513.9621 | 0 | 571.3755 | 0.0006736 | 570.8942 | -0.00018731 | 570.8942 | 0.00015387 | 515.0068 | 2.0912e-05 | 571.3755 | 0 | 565.67 | 0.00015177 | 571.3755 | 0.00049823 | 513.9621 | 0.96353 | 571.3755 | 0.0085381 | 565.67 | 0.0016117 | 571.3755 | 0.051846 | 565.67 | 0.0014737 | 571.3755 | 0.056956 | 515.0068 | 2.9277e-05 | 571.3755 | 0.0026841 | 515.0068 | 2.4806e-05 | 571.3755 | 0.00079672 | 570.8942 | -0.00024491 | 773.9124 | 0.84058 | 570.8942 | -0.00077037 | 773.2087 | 0 | 773.9124 | 0.00472 | 570.8942 | 0.20508 | 571.3755 | 0.48885
| 514.0766 | 0.00037433 | 571.6031 | 0.0029668 | 571.1221 | 0.001588 | 514.0766 | 0.00109 | 571.6031 | 0.00042697 | 571.1221 | 0.00057595 | 571.1221 | 0.0010337 | 515.124 | 1.0484e-05 | 571.6031 | 0.0012404 | 565.9 | -0.00042159 | 571.6031 | 0.0013444 | 514.0766 | 0.95476 | 571.6031 | 0.0093188 | 565.9 | 0.0027416 | 571.6031 | 0.051306 | 565.9 | 0.0020589 | 571.6031 | 0.059371 | 515.124 | 1.5927e-05 | 571.6031 | 0.0036179 | 515.124 | 1.4967e-05 | 571.6031 | 0.00153 | 571.1221 | 0.00060743 | 774.0776 | 0.85184 | 571.1221 | -0.00022755 | 773.374 | 6.9993e-05 | 774.0776 | 0.00449 | 571.1221 | 0.20769 | 571.6031 | 0.48864
| 514.1911 | 0 | 571.8306 | 0.001926 | 571.35 | 0.0015281 | 514.1911 | 0 | 571.8306 | 0.0003551 | 571.35 | -0.00013007 | 571.35 | 0.00020272 | 515.2411 | 2.089e-05 | 571.8306 | 0.00012658 | 566.12 | 0.0012985 | 571.8306 | 0.00063862 | 514.1911 | 0.96625 | 571.8306 | 0.0081057 | 566.12 | 0.0030968 | 571.8306 | 0.050228 | 566.12 | 0.00043346 | 571.8306 | 0.060586 | 515.2411 | 3.1115e-05 | 571.8306 | 0.0028154 | 515.2411 | 2.8012e-05 | 571.8306 | 0.00094991 | 571.35 | -0.00040895 | 774.2429 | 0.8565 | 571.35 | 0.00037018 | 773.5393 | 0 | 774.2429 | 0.00477 | 571.35 | 0.20541 | 571.8306 | 0.48737
| 514.3055 | 0.0006079 | 572.0582 | 0.0037326 | 571.578 | 0.0016584 | 514.3055 | 0.0025 | 572.0582 | 0.00026689 | 571.578 | 0.00047415 | 571.578 | 0.0011113 | 515.3583 | 1.0406e-05 | 572.0582 | 0.0010508 | 566.35 | -0.0017707 | 572.0582 | 0.0017734 | 514.3055 | 0.94451 | 572.0582 | 0.0097256 | 566.35 | 0.0027094 | 572.0582 | 0.050506 | 566.35 | 0.0010836 | 572.0582 | 0.063334 | 515.3583 | 1.5189e-05 | 572.0582 | 0.0039334 | 515.3583 | 1.3045e-05 | 572.0582 | 0.00197 | 571.5779 | 0.00121 | 774.4082 | 0.86547 | 571.578 | -0.00071615 | 773.7047 | 5.0004e-05 | 774.4082 | 0.0045 | 571.5779 | 0.206 | 572.0582 | 0.48665
| 514.42 | 0 | 572.2858 | 0.0022399 | 571.8059 | 0.0014628 | 514.42 | 0 | 572.2858 | 0.00046898 | 571.8059 | -0.00026625 | 571.8059 | 0.00021515 | 515.4754 | 2.1226e-05 | 572.2858 | 0 | 566.58 | -0.00011805 | 572.2858 | 0.00060513 | 514.42 | 0.94627 | 572.2858 | 0.0082965 | 566.58 | 0.00028789 | 572.2858 | 0.048442 | 566.58 | -2.1673e-05 | 572.2858 | 0.063533 | 515.4754 | 3.2146e-05 | 572.2858 | 0.0030325 | 515.4754 | 2.5454e-05 | 572.2858 | 0.00096266 | 571.8059 | 0.00017707 | 774.5734 | 0.87007 | 571.8059 | -0.00037239 | 773.87 | 0 | 774.5734 | 0.00472 | 571.8059 | 0.2058 | 572.2858 | 0.48604
| 514.5345 | 0.00041025 | 572.5134 | 0.0029546 | 572.0338 | 0.0014834 | 514.5345 | 0.00168 | 572.5134 | 0.0010493 | 572.0338 | 0.00030292 | 572.0338 | 0.0010442 | 515.5926 | 1.0876e-05 | 572.5134 | 0.0012919 | 566.81 | 0.00052277 | 572.5134 | 0.0016462 | 514.5345 | 0.93926 | 572.5134 | 0.0089337 | 566.81 | 0.00041703 | 572.5134 | 0.048328 | 566.81 | 0.0032617 | 572.5134 | 0.066077 | 515.5926 | 1.7203e-05 | 572.5134 | 0.0040567 | 515.5926 | 1.2408e-05 | 572.5134 | 0.00164 | 572.0338 | 0.00094755 | 774.7387 | 0.87753 | 572.0338 | -9.6835e-06 | 774.0353 | 3.0002e-05 | 774.7387 | 0.00443 | 572.0338 | 0.20539 | 572.5134 | 0.48436
| 514.6489 | 0 | 572.741 | 0.0021494 | 572.2618 | 0.001284 | 514.6489 | 0 | 572.741 | 0.00022855 | 572.2618 | 7.5447e-05 | 572.2618 | 0.0001165 | 515.7097 | 2.0005e-05 | 572.741 | 0 | 567.04 | -0.0035246 | 572.741 | 0.00043403 | 514.6489 | 0.93724 | 572.741 | 0.0074672 | 567.04 | 0.0031613 | 572.741 | 0.04674 | 567.04 | -0.00015171 | 572.741 | 0.067374 | 515.7097 | 3.3376e-05 | 572.741 | 0.0030303 | 515.7097 | 2.4806e-05 | 572.741 | 0.0009357 | 572.2618 | -0.00032723 | 774.904 | 0.87948 | 572.2618 | -0.00086071 | 774.2007 | 0 | 774.904 | 0.00482 | 572.2618 | 0.20219 | 572.741 | 0.4836
| 514.7634 | 0.00041025 | 572.9686 | 0.0027288 | 572.4897 | 0.0014223 | 514.7634 | 0.00217 | 572.9686 | 0.00093708 | 572.4897 | 0.00056629 | 572.4897 | 0.00091724 | 515.8269 | 9.1849e-06 | 572.9686 | 0.0010596 | 567.26 | -0.00065769 | 572.9686 | 0.0018926 | 514.7634 | 0.92734 | 572.9686 | 0.0084253 | 567.26 | -0.0012941 | 572.9686 | 0.046659 | 567.26 | 0.00027091 | 572.9686 | 0.069514 | 515.8269 | 1.6524e-05 | 572.9686 | 0.0041129 | 515.8269 | 1.2408e-05 | 572.9686 | 0.00186 | 572.4897 | 0.00055917 | 775.0693 | 0.892 | 572.4897 | 0.00067774 | 774.366 | 1.0001e-05 | 775.0693 | 0.0046 | 572.4897 | 0.20453 | 572.9686 | 0.48231
| 514.8779 | 0 | 573.1963 | 0.0027585 | 572.7177 | 0.0016012 | 514.8779 | 0 | 573.1963 | 0.00096309 | 572.7177 | -0.00015845 | 572.7177 | 0.00016813 | 515.944 | 1.9904e-05 | 573.1963 | 0.00033535 | 567.49 | -0.0013997 | 573.1963 | 0.00072822 | 514.8779 | 0.92798 | 573.1963 | 0.0078212 | 567.49 | 0.00061074 | 573.1963 | 0.045705 | 567.49 | -0.00089942 | 573.1963 | 0.071157 | 515.944 | 2.9991e-05 | 573.1963 | 0.0037232 | 515.944 | 2.4806e-05 | 573.1963 | 0.00115 | 572.7177 | 5.2162e-05 | 775.2345 | 0.89416 | 572.7177 | -0.00083286 | 774.5314 | 0 | 775.2345 | 0.00492 | 572.7177 | 0.20286 | 573.1963 | 0.48235
| 514.9924 | 0 | 573.4239 | 0.0025371 | 572.9457 | 0.0015148 | 514.9924 | 0.00144 | 573.4239 | 0.00075629 | 572.9457 | 0.00074635 | 572.9457 | 0.0010402 | 516.0612 | 1.0775e-05 | 573.4239 | 0.0012653 | 567.72 | 0.0009275 | 573.4239 | 0.0016262 | 514.9924 | 0.91985 | 573.4239 | 0.0082245 | 567.72 | 0.0025157 | 573.4239 | 0.045282 | 567.72 | 0.0009211 | 573.4239 | 0.073581 | 516.0612 | 1.3912e-05 | 573.4239 | 0.0041458 | 516.0612 | 1.2617e-05 | 573.4239 | 0.0018 | 572.9457 | 0.00048384 | 775.3998 | 0.90125 | 572.9457 | 3.2191e-05 | 774.6967 | 5.0004e-05 | 775.3998 | 0.00466 | 572.9457 | 0.20385 | 573.4239 | 0.48124
| 515.1069 | 0 | 573.6516 | 0.0023666 | 573.1737 | 0.0014702 | 515.1069 | 0 | 573.6516 | 0.00042061 | 573.1737 | -9.3755e-05 | 573.1737 | 0.00019865 | 516.1784 | 2.0184e-05 | 573.6516 | 0.00038676 | 567.95 | -0.00052277 | 573.6516 | 0.00071618 | 515.1069 | 0.91952 | 573.6516 | 0.0076868 | 567.95 | 0.0020636 | 573.6516 | 0.044228 | 567.95 | -0.0020698 | 573.6516 | 0.074804 | 516.1784 | 2.827e-05 | 573.6516 | 0.0032326 | 516.1784 | 2.3949e-05 | 573.6516 | 0.00114 | 573.1737 | -0.00029058 | 775.5651 | 0.9069 | 573.1737 | -0.0001365 | 774.8621 | 0 | 775.5651 | 0.00501 | 573.1737 | 0.2035 | 573.6516 | 0.4808
| 515.2214 | 0.00116 | 573.8793 | 0.0030994 | 573.4017 | 0.0014142 | 515.2214 | 0.0012 | 573.8793 | 0.0012368 | 573.4017 | 0.00043361 | 573.4017 | 0.0010807 | 516.2956 | 9.4089e-06 | 573.8792 | 0.00082792 | 568.18 | 0.0012985 | 573.8792 | 0.0015606 | 515.2214 | 0.92793 | 573.8792 | 0.0083077 | 568.18 | 0.0021928 | 573.8793 | 0.044018 | 568.18 | -0.0015496 | 573.8792 | 0.077617 | 516.2956 | 1.4557e-05 | 573.8792 | 0.0044302 | 516.2956 | 1.1552e-05 | 573.8793 | 0.002 | 573.4017 | 0.00030354 | 775.7304 | 0.91743 | 573.4017 | 0.0014112 | 775.0275 | 6.9993e-05 | 775.7304 | 0.00479 | 573.4017 | 0.20605 | 573.8793 | 0.47984
| 515.3359 | 0 | 574.1069 | 0.0036285 | 573.6297 | 0.0014405 | 515.3359 | 0 | 574.1069 | 0.00047767 | 573.6297 | -0.00017136 | 573.6297 | 0.00027962 | 516.4127 | 2.1226e-05 | 574.1069 | 6.9559e-05 | 568.41 | 0.00045532 | 574.1069 | 0.00066375 | 515.3359 | 0.91322 | 574.1069 | 0.0071584 | 568.41 | 0.0014502 | 574.1069 | 0.042914 | 568.41 | -0.0030776 | 574.1069 | 0.079114 | 516.4127 | 3.0378e-05 | 574.1069 | 0.0040854 | 516.4127 | 2.6299e-05 | 574.1069 | 0.00135 | 573.6297 | -0.00018678 | 775.8957 | 0.92362 | 573.6297 | -0.00052995 | 775.1928 | 0 | 775.8957 | 0.0051 | 573.6297 | 0.20489 | 574.1069 | 0.47923
| 515.4504 | 0.00176 | 574.3346 | 0.0022707 | 573.8578 | 0.0014607 | 515.4504 | 0.00108 | 574.3346 | 0.00098292 | 573.8578 | 0.00092471 | 573.8578 | 0.00096256 | 516.5299 | 1.1862e-05 | 574.3346 | 0.0011619 | 568.63 | 0.00096123 | 574.3346 | 0.0014148 | 515.4504 | 0.91496 | 574.3346 | 0.0080715 | 568.63 | 0.00080447 | 574.3346 | 0.042836 | 568.63 | -0.0022648 | 574.3346 | 0.081784 | 516.5299 | 1.5927e-05 | 574.3346 | 0.0048828 | 516.5299 | 1.4967e-05 | 574.3346 | 0.00205 | 573.8578 | 0.00080831 | 776.061 | 0.92334 | 573.8578 | 0.00015769 | 775.3582 | 5.0004e-05 | 776.061 | 0.00486 | 573.8578 | 0.20579 | 574.3346 | 0.47889
| 515.5649 | 0 | 574.5623 | 0.0023442 | 574.0858 | 0.0012586 | 515.5649 | 0 | 574.5623 | 0.00073018 | 574.0858 | -3.3068e-05 | 574.0858 | 0.00020614 | 516.6471 | 2.1887e-05 | 574.5623 | 0 | 568.86 | 0.00079259 | 574.5623 | 0.00060634 | 515.5649 | 0.92341 | 574.5623 | 0.0070571 | 568.86 | -0.00026098 | 574.5623 | 0.0413 | 568.86 | -0.00080189 | 574.5623 | 0.083198 | 516.6471 | 3.1982e-05 | 574.5623 | 0.0040465 | 516.6471 | 2.7375e-05 | 574.5623 | 0.00135 | 574.0858 | -0.00012208 | 776.2263 | 0.93666 | 574.0858 | -0.00057771 | 775.5236 | 0 | 776.2263 | 0.00512 | 574.0858 | 0.20488 | 574.5623 | 0.47867
| 515.6794 | 0.00010482 | 574.79 | 0.0034854 | 574.3139 | 0.0016272 | 515.6794 | 0.00217 | 574.79 | 0.0013061 | 574.3139 | 0.00045846 | 574.3139 | 0.0011354 | 516.7643 | 1.007e-05 | 574.79 | 0.0013687 | 569.09 | 0.00032042 | 574.79 | 0.0013283 | 515.6794 | 0.92226 | 574.79 | 0.0078717 | 569.09 | 0.00038475 | 574.79 | 0.041095 | 569.09 | 0.00053099 | 574.79 | 0.08669 | 516.7643 | 1.6055e-05 | 574.79 | 0.0049565 | 516.7643 | 1.2408e-05 | 574.79 | 0.00232 | 574.3139 | 0.00082029 | 776.3917 | 0.93373 | 574.3139 | 0.00078098 | 775.689 | 3.0002e-05 | 776.3917 | 0.0048 | 574.3139 | 0.20413 | 574.79 | 0.47826
| 515.7939 | 0 | 575.0178 | 0.002209 | 574.5419 | 0.0013578 | 515.7939 | 0 | 575.0178 | 0.00057365 | 574.5419 | -0.00040203 | 574.5419 | 0.00014414 | 516.8815 | 2.024e-05 | 575.0178 | 0 | 569.32 | -0.0020068 | 575.0178 | 0.00063035 | 515.7939 | 0.91862 | 575.0178 | 0.0068891 | 569.32 | -9.9549e-05 | 575.0178 | 0.040189 | 569.32 | -0.0001192 | 575.0178 | 0.08747 | 516.8815 | 3.1736e-05 | 575.0178 | 0.0045635 | 516.8815 | 2.1599e-05 | 575.0178 | 0.00152 | 574.5419 | -0.00019148 | 776.557 | 0.94536 | 574.5419 | -0.00050132 | 775.8544 | 0 | 776.557 | 0.00508 | 574.5419 | 0.20447 | 575.0178 | 0.47795
| 515.9085 | 0.00098522 | 575.2455 | 0.0034343 | 574.77 | 0.0014136 | 515.9085 | 0.00208 | 575.2455 | 0.00079708 | 574.77 | 0.00090263 | 574.77 | 0.0010029 | 516.9987 | 1.0227e-05 | 575.2455 | 0.0011582 | 569.55 | 0.0013997 | 575.2455 | 0.0016466 | 515.9085 | 0.93338 | 575.2455 | 0.007612 | 569.55 | 0.0009659 | 575.2455 | 0.039927 | 569.55 | -0.00060684 | 575.2455 | 0.091483 | 516.9987 | 1.5915e-05 | 575.2455 | 0.0055498 | 516.9987 | 9.191e-06 | 575.2455 | 0.00216 | 574.77 | 0.00041156 | 776.7223 | 0.93925 | 574.77 | 0.0013971 | 776.0198 | 1.0001e-05 | 776.7223 | 0.00483 | 574.77 | 0.20518 | 575.2455 | 0.4766
| 516.023 | 0 | 575.4733 | 0.002929 | 574.9981 | 0.0011308 | 516.023 | 0 | 575.4733 | 0.00044325 | 574.9981 | -0.00039049 | 574.9981 | 0.00012978 | 517.1159 | 2.1204e-05 | 575.4733 | 6.9646e-05 | 569.77 | -0.00045532 | 575.4733 | 0.00072953 | 516.023 | 0.93332 | 575.4733 | 0.0065248 | 569.77 | 0.0025802 | 575.4733 | 0.038835 | 569.77 | -0.0019722 | 575.4733 | 0.092644 | 517.1159 | 2.9827e-05 | 575.4733 | 0.0047328 | 517.1159 | 2.0315e-05 | 575.4733 | 0.00156 | 574.9981 | 9.4863e-05 | 776.8876 | 0.94594 | 574.9981 | 0.00045508 | 776.1852 | 0 | 776.8876 | 0.00519 | 574.9981 | 0.20226 | 575.4733 | 0.47626
| 516.1375 | 0.00142 | 575.701 | 0.0033485 | 575.2262 | 0.0013148 | 516.1375 | 0.00053755 | 575.701 | 0.00089311 | 575.2262 | 0.00039288 | 575.2262 | 0.0011118 | 517.2331 | 1.0999e-05 | 575.701 | 0.00092355 | 570 | 0.001737 | 575.701 | 0.0016719 | 516.1375 | 0.93466 | 575.701 | 0.0072304 | 570 | -0.00074527 | 575.701 | 0.038952 | 570 | -0.00024923 | 575.701 | 0.096355 | 517.2331 | 1.4205e-05 | 575.701 | 0.0053933 | 517.2331 | 1.1124e-05 | 575.7011 | 0.00239 | 575.2262 | 0.00073377 | 777.053 | 0.95223 | 575.2262 | 0.00093134 | 776.3506 | 5.0004e-05 | 777.053 | 0.00499 | 575.2262 | 0.20367 | 575.701 | 0.47568
| 516.252 | 0 | 575.9288 | 0.0022095 | 575.4543 | 0.0015177 | 516.252 | 0 | 575.9288 | 0.00047168 | 575.4543 | -7.8012e-05 | 575.4543 | 0.00020602 | 517.3503 | 2.136e-05 | 575.9288 | 0 | 570.23 | -0.001602 | 575.9288 | 0.00067957 | 516.252 | 0.94979 | 575.9288 | 0.006444 | 570.23 | -0.00074527 | 575.9288 | 0.037952 | 570.23 | -0.0012245 | 575.9288 | 0.097828 | 517.3503 | 2.8059e-05 | 575.9288 | 0.004656 | 517.3503 | 2.2884e-05 | 575.9288 | 0.0017 | 575.4543 | -0.00018393 | 777.2183 | 0.95419 | 575.4543 | -0.00098825 | 776.516 | 0 | 777.2183 | 0.0054 | 575.4543 | 0.20369 | 575.9288 | 0.47521
| 516.3666 | 0 | 576.1566 | 0.0033915 | 575.6825 | 0.0013193 | 516.3666 | 0.00095371 | 576.1566 | 0.0010418 | 575.6825 | 0.00038301 | 575.6825 | 0.0010558 | 517.4675 | 1.0428e-05 | 576.1566 | 0.0011275 | 570.46 | 0.00028669 | 576.1566 | 0.0013945 | 516.3666 | 0.94031 | 576.1566 | 0.0072205 | 570.46 | 0.00083675 | 576.1566 | 0.037629 | 570.46 | 0.00036844 | 576.1566 | 0.10114 | 517.4675 | 1.4264e-05 | 576.1566 | 0.0057318 | 517.4675 | 1.2408e-05 | 576.1566 | 0.00262 | 575.6825 | 0.00044728 | 777.3836 | 0.96049 | 575.6825 | 8.3456e-05 | 776.6814 | 5.0004e-05 | 777.3836 | 0.00515 | 575.6825 | 0.20418 | 576.1566 | 0.47479
| 516.4811 | 0 | 576.3844 | 0.0025374 | 575.9106 | 0.0013797 | 516.4811 | 0 | 576.3844 | 0.00076767 | 575.9106 | -0.00025281 | 575.9106 | 0.00016621 | 517.5847 | 2.0285e-05 | 576.3844 | 0.0002368 | 570.69 | -0.00011805 | 576.3844 | 0.00073923 | 516.4811 | 0.93934 | 576.3844 | 0.0059381 | 570.69 | 0.00019102 | 576.3844 | 0.036707 | 570.69 | 0.0017338 | 576.3844 | 0.10295 | 517.5847 | 2.9991e-05 | 576.3844 | 0.0052287 | 517.5847 | 2.1599e-05 | 576.3844 | 0.00172 | 575.9106 | 6.5337e-05 | 777.549 | 0.96934 | 575.9106 | -0.00095204 | 776.8468 | 0 | 777.549 | 0.00548 | 575.9106 | 0.20234 | 576.3844 | 0.47487
| 516.5956 | 0.0005001 | 576.6122 | 0.002977 | 576.1388 | 0.0013502 | 516.5956 | 0.0016 | 576.6122 | 0.0014146 | 576.1388 | 0.00094859 | 576.1388 | 0.0010927 | 517.7019 | 9.9913e-06 | 576.6122 | 0.0008775 | 570.92 | 0.0016695 | 576.6122 | 0.001247 | 516.5956 | 0.94505 | 576.6122 | 0.0072804 | 570.92 | -9.9549e-05 | 576.6122 | 0.036709 | 570.92 | -0.00037928 | 576.6122 | 0.10677 | 517.7019 | 1.6055e-05 | 576.6122 | 0.0062339 | 517.7019 | 9.8388e-06 | 576.6122 | 0.00259 | 576.1387 | 0.00083776 | 777.7143 | 0.96702 | 576.1388 | 0.00081406 | 777.0122 | 6.9993e-05 | 777.7143 | 0.00517 | 576.1387 | 0.20255 | 576.6122 | 0.4741
| 516.7102 | 0 | 576.84 | 0.0032904 | 576.3669 | 0.0011929 | 516.7102 | 0 | 576.84 | 0.00064771 | 576.3669 | -0.00019207 | 576.3669 | -2.9716e-05 | 517.8191 | 2.0543e-05 | 576.84 | 0 | 571.14 | -0.0023104 | 576.84 | 0.00021068 | 516.7102 | 0.94113 | 576.84 | 0.0058216 | 571.14 | 0.00038475 | 576.84 | 0.035258 | 571.14 | -0.001257 | 576.84 | 0.10853 | 517.8191 | 3.1362e-05 | 576.84 | 0.0054934 | 517.8191 | 2.0962e-05 | 576.84 | 0.00195 | 576.3669 | -0.00026954 | 777.8797 | 0.97541 | 576.3669 | -0.0021812 | 777.1776 | 0 | 777.8797 | 0.00547 | 576.3669 | 0.20107 | 576.84 | 0.4742
| 516.8247 | 0.00098522 | 577.0679 | 0.0039039 | 576.5951 | 0.0015086 | 516.8247 | 0.00074563 | 577.0679 | 0.001793 | 576.5951 | 0.00075504 | 576.5951 | 0.0011557 | 517.9364 | 1.0697e-05 | 577.0679 | 0.0010815 | 571.37 | 0.00048905 | 577.0679 | 0.0014645 | 516.8247 | 0.93554 | 577.0679 | 0.0068325 | 571.37 | 0.002096 | 577.0679 | 0.03548 | 571.37 | 0.0010836 | 577.0679 | 0.11271 | 517.9364 | 1.5575e-05 | 577.0679 | 0.0064931 | 517.9364 | 1.198e-05 | 577.0679 | 0.00282 | 576.5951 | 0.00078867 | 778.045 | 0.98274 | 576.5951 | 0.00092255 | 777.3431 | 5.0004e-05 | 778.045 | 0.00521 | 576.5951 | 0.20239 | 577.0679 | 0.47341
| 516.9393 | 0 | 577.2957 | 0.0021598 | 576.8233 | 0.0012479 | 516.9393 | 0 | 577.2957 | -0.00025712 | 576.8233 | -0.00039712 | 576.8233 | 0.00013747 | 518.0536 | 2.2245e-05 | 577.2957 | 0 | 571.6 | -0.00069142 | 577.2957 | 0.000298 | 516.9393 | 0.93644 | 577.2957 | 0.0056284 | 571.6 | -0.0028439 | 577.2957 | 0.034208 | 571.6 | 0.0011162 | 577.2957 | 0.11398 | 518.0536 | 3.0753e-05 | 577.2957 | 0.0056917 | 518.0536 | 2.6299e-05 | 577.2957 | 0.00204 | 576.8233 | -0.00014925 | 778.2104 | 0.9733 | 576.8233 | -9.2613e-05 | 777.5085 | 0 | 778.2104 | 0.00561 | 576.8233 | 0.19901 | 577.2957 | 0.47307
| 517.0539 | 0.0006079 | 577.5236 | 0.0030187 | 577.0515 | 0.0015006 | 517.0539 | 0.00154 | 577.5236 | 0.0010155 | 577.0515 | 0.00069279 | 577.0515 | 0.0011028 | 518.1708 | 1.184e-05 | 577.5236 | 0.00082237 | 571.83 | -0.0016695 | 577.5236 | 0.0014613 | 517.0539 | 0.93858 | 577.5236 | 0.0068206 | 571.83 | 0.0021605 | 577.5236 | 0.034426 | 571.83 | 0.0019289 | 577.5236 | 0.11886 | 518.1708 | 1.5353e-05 | 577.5236 | 0.0067511 | 518.1708 | 1.4539e-05 | 577.5236 | 0.00286 | 577.0515 | 0.00117 | 778.3758 | 0.97968 | 577.0515 | 0.0013316 | 777.6739 | 8.9995e-05 | 778.3758 | 0.00534 | 577.0515 | 0.20081 | 577.5236 | 0.47191
| 517.1684 | 0 | 577.7515 | 0.0018911 | 577.2797 | 0.001366 | 517.1684 | 0 | 577.7515 | 0.00028188 | 577.2797 | -0.00055776 | 577.2797 | 8.2902e-05 | 518.2881 | 2.3007e-05 | 577.7514 | 0 | 572.06 | -0.0012648 | 577.7514 | 0.00045949 | 517.1684 | 0.94067 | 577.7514 | 0.0054738 | 572.06 | 9.4169e-05 | 577.7515 | 0.033265 | 572.06 | -0.00096444 | 577.7514 | 0.12046 | 518.2881 | 2.8949e-05 | 577.7514 | 0.0060595 | 518.2881 | 2.6091e-05 | 577.7515 | 0.00237 | 577.2797 | -0.00031692 | 778.5411 | 0.97898 | 577.2797 | 0.00047971 | 777.8394 | 0 | 778.5411 | 0.00568 | 577.2797 | 0.19976 | 577.7515 | 0.47186
| 517.283 | 0.00062587 | 577.9793 | 0.002902 | 577.5079 | 0.0014129 | 517.283 | 0.0016 | 577.9793 | 0.00092533 | 577.5079 | 0.0010291 | 577.5079 | 0.001044 | 518.4053 | 1.1369e-05 | 577.9793 | 0.00090047 | 572.29 | 0.00045532 | 577.9793 | 0.001493 | 517.283 | 0.94386 | 577.9793 | 0.0067105 | 572.29 | 0.00051389 | 577.9793 | 0.033177 | 572.29 | 0.00049847 | 577.9793 | 0.12471 | 518.4053 | 1.3713e-05 | 577.9793 | 0.0070814 | 518.4053 | 1.1761e-05 | 577.9793 | 0.00289 | 577.5079 | 0.00109 | 778.7065 | 0.98173 | 577.5079 | 0.00068705 | 778.0048 | 5.0004e-05 | 778.7065 | 0.0054 | 577.5079 | 0.19862 | 577.9793 | 0.47052
| 517.3976 | 0 | 578.2072 | 0.0023413 | 577.7362 | 0.0013574 | 517.3976 | 0 | 578.2072 | 0.0004806 | 577.7362 | -0.00050146 | 577.7362 | 0.00018985 | 518.5225 | 2.229e-05 | 578.2072 | 0.00015115 | 572.51 | -0.00086005 | 578.2072 | 0.00036245 | 517.3976 | 0.93326 | 578.2072 | 0.005514 | 572.51 | -0.0030376 | 578.2072 | 0.032126 | 572.51 | 4.3346e-05 | 578.2072 | 0.1269 | 518.5225 | 2.9113e-05 | 578.2072 | 0.0063569 | 518.5225 | 2.4169e-05 | 578.2072 | 0.00233 | 577.7361 | -0.0002056 | 778.8719 | 0.98856 | 577.7362 | -0.0014288 | 778.1703 | 0 | 778.8719 | 0.00586 | 577.7361 | 0.19854 | 578.2072 | 0.46937
| 517.5122 | 0.00021262 | 578.4351 | 0.0029873 | 577.9644 | 0.0012317 | 517.5122 | 0.00144 | 578.4351 | 0.0015696 | 577.9644 | 0.00095676 | 577.9644 | 0.0011241 | 518.6398 | 1.1111e-05 | 578.4351 | 0.0010499 | 572.74 | 0.00045532 | 578.4351 | 0.0015129 | 517.5122 | 0.92121 | 578.4351 | 0.0062617 | 572.74 | 0.001773 | 578.4351 | 0.032004 | 572.74 | 0.0027091 | 578.4351 | 0.13124 | 518.6398 | 1.5763e-05 | 578.4351 | 0.0074158 | 518.6398 | 1.2408e-05 | 578.4351 | 0.00307 | 577.9644 | 0.00105 | 779.0373 | 0.98571 | 577.9644 | 0.0020571 | 778.3357 | 5.0004e-05 | 779.0373 | 0.00566 | 577.9644 | 0.19857 | 578.4351 | 0.46834
| 517.6267 | 0 | 578.663 | 0.0020375 | 578.1927 | 0.0011335 | 517.6267 | 0 | 578.663 | 0.0007403 | 578.1927 | -0.00035155 | 578.1927 | 0.00013005 | 518.757 | 2.266e-05 | 578.663 | 0.00016345 | 572.97 | -0.0015346 | 578.663 | 0.00053071 | 517.6267 | 0.92685 | 578.663 | 0.0050077 | 572.97 | -0.0015202 | 578.663 | 0.031108 | 572.97 | 0.0016363 | 578.663 | 0.13306 | 518.757 | 3.19e-05 | 578.663 | 0.0067364 | 518.757 | 2.2236e-05 | 578.663 | 0.00263 | 578.1927 | 7.1823e-05 | 779.2026 | 0.99205 | 578.1927 | -0.0013704 | 778.5012 | 0 | 779.2026 | 0.00601 | 578.1927 | 0.19801 | 578.663 | 0.46816
| 517.7413 | 0.00075165 | 578.8909 | 0.0025324 | 578.4209 | 0.0014239 | 517.7413 | 0.00098839 | 578.8909 | 0.0016716 | 578.4209 | 0.00075465 | 578.4209 | 0.0010149 | 518.8743 | 1.156e-05 | 578.891 | 0.0006404 | 573.2 | -0.00011805 | 578.891 | 0.0014404 | 517.7413 | 0.91496 | 578.891 | 0.0057788 | 573.2 | 0.00061074 | 578.8909 | 0.031118 | 573.2 | -0.00031426 | 578.891 | 0.13734 | 518.8743 | 1.6571e-05 | 578.891 | 0.0078654 | 518.8743 | 9.8388e-06 | 578.8909 | 0.00326 | 578.4209 | 0.0008325 | 779.3681 | 0.99733 | 578.4209 | 0.00077096 | 778.6667 | 3.0002e-05 | 779.3681 | 0.00564 | 578.4209 | 0.1982 | 578.8909 | 0.46701
| 517.8559 | 0 | 579.1189 | 0.0028631 | 578.6492 | 0.0013657 | 517.8559 | 0 | 579.1189 | 0.0010608 | 578.6492 | -0.00020748 | 578.6492 | 0.00014349 | 518.9915 | 2.3813e-05 | 579.1189 | 0.00011798 | 573.43 | 0.00099496 | 579.1189 | 0.00064621 | 517.8559 | 0.92265 | 579.1189 | 0.0053042 | 573.43 | -0.0018108 | 579.1189 | 0.029941 | 573.43 | 0.0011487 | 579.1189 | 0.14 | 518.9915 | 3.053e-05 | 579.1189 | 0.007147 | 518.9915 | 2.0962e-05 | 579.1189 | 0.00248 | 578.6492 | 4.7314e-05 | 779.5334 | 0.9949 | 578.6492 | -0.00086784 | 778.8321 | 0 | 779.5334 | 0.00586 | 578.6492 | 0.19394 | 579.1189 | 0.46681
| 517.9705 | 0.00073368 | 579.3469 | 0.0028286 | 578.8775 | 0.0014369 | 517.9705 | 0.0006936 | 579.3469 | 0.00063339 | 578.8775 | 0.00087454 | 578.8775 | 0.00099149 | 519.1088 | 1.2276e-05 | 579.3468 | 0.00081011 | 573.66 | 0.00079259 | 579.3468 | 0.0013586 | 517.9705 | 0.91408 | 579.3468 | 0.0057295 | 573.66 | 0.0002556 | 579.3469 | 0.030285 | 573.66 | -0.00047681 | 579.3468 | 0.14548 | 519.1088 | 1.458e-05 | 579.3468 | 0.0082286 | 519.1088 | 1.1332e-05 | 579.3469 | 0.00346 | 578.8775 | 0.00051069 | 779.6988 | 0.99396 | 578.8775 | 0.0004618 | 778.9976 | 6.9993e-05 | 779.6988 | 0.00555 | 578.8775 | 0.1981 | 579.3469 | 0.46633
| 518.0851 | 0 | 579.5748 | 0.0020073 | 579.1058 | 0.0012103 | 518.0851 | 0 | 579.5748 | 0.00026927 | 579.1058 | 1.6262e-05 | 579.1058 | 0.00022395 | 519.2261 | 2.3802e-05 | 579.5748 | 0.00023686 | 573.88 | -0.00052277 | 579.5748 | 0.00010421 | 518.0851 | 0.90323 | 579.5748 | 0.0047959 | 573.88 | -0.0014233 | 579.5748 | 0.029109 | 573.88 | 0.0014088 | 579.5748 | 0.14834 | 519.2261 | 2.8926e-05 | 579.5748 | 0.0079157 | 519.2261 | 2.3093e-05 | 579.5748 | 0.00299 | 579.1058 | 0.00027469 | 779.8642 | 0.99084 | 579.1058 | -0.0020042 | 779.1631 | 0 | 779.8642 | 0.00591 | 579.1058 | 0.19511 | 579.5748 | 0.46605
| 518.1997 | 0.00109 | 579.8028 | 0.003127 | 579.3341 | 0.0012833 | 518.1997 | 0.00121 | 579.8028 | 0.0010055 | 579.3341 | 0.00075522 | 579.3341 | 0.00097337 | 519.3433 | 1.1582e-05 | 579.8028 | 0.0011266 | 574.11 | 0.0020405 | 579.8028 | 0.0012043 | 518.1997 | 0.90931 | 579.8028 | 0.0056441 | 574.11 | 0.00044931 | 579.8028 | 0.028959 | 574.11 | -8.6692e-05 | 579.8028 | 0.15223 | 519.3433 | 1.4861e-05 | 579.8028 | 0.0089268 | 519.3433 | 1.198e-05 | 579.8028 | 0.00364 | 579.3341 | 0.00073584 | 780.0296 | 0.99496 | 579.3341 | 0.00076272 | 779.3286 | 1.0001e-05 | 780.0296 | 0.00571 | 579.3341 | 0.19585 | 579.8028 | 0.46482
| 518.3143 | 0 | 580.0308 | 0.0030018 | 579.5625 | 0.0012008 | 518.3143 | 0 | 580.0308 | 0.0004205 | 579.5625 | -0.00035324 | 579.5625 | 3.99e-05 | 519.4606 | 2.3477e-05 | 580.0308 | 0.00035854 | 574.34 | -0.00075887 | 580.0308 | 0.00052421 | 518.3143 | 0.90925 | 580.0308 | 0.0046562 | 574.34 | 0.0025802 | 580.0308 | 0.027822 | 574.34 | 0.0020915 | 580.0308 | 0.15502 | 519.4606 | 2.8551e-05 | 580.0308 | 0.0080079 | 519.4606 | 2.5025e-05 | 580.0308 | 0.00303 | 579.5625 | -0.00011511 | 780.1951 | 0.99314 | 579.5625 | -0.00076969 | 779.4941 | 0 | 780.1951 | 0.00595 | 579.5625 | 0.19432 | 580.0308 | 0.4641
| 518.4289 | 0.00127 | 580.2588 | 0.0031178 | 579.7908 | 0.0014674 | 518.4289 | 0.00057222 | 580.2588 | 0.00071594 | 579.7908 | 0.00071356 | 579.7908 | 0.00089745 | 519.5779 | 1.2904e-05 | 580.2588 | 0.00084352 | 574.57 | 0.00048905 | 580.2588 | 0.0014565 | 518.4289 | 0.90716 | 580.2588 | 0.0059934 | 574.57 | 0.0028385 | 580.2588 | 0.028384 | 574.57 | 0.0039769 | 580.2588 | 0.16044 | 519.5779 | 1.78e-05 | 580.2588 | 0.009409 | 519.5779 | 1.8503e-05 | 580.2588 | 0.00395 | 579.7908 | 0.00103 | 780.3605 | 0.99434 | 579.7908 | -0.000518 | 779.6595 | 1.0001e-05 | 780.3605 | 0.00603 | 579.7908 | 0.19486 | 580.2588 | 0.46331
| 518.5435 | 0 | 580.4868 | 0.0033348 | 580.0192 | 0.0015145 | 518.5435 | 0 | 580.4868 | 0.00069061 | 580.0192 | 0.00068317 | 580.0192 | 0.00096992 | 519.6951 | 1.4864e-05 | 580.4868 | 0.0010043 | 574.8 | 0.0005565 | 580.4868 | 0.0011344 | 518.5435 | 0.90062 | 580.4868 | 0.0054169 | 574.8 | 0.00041703 | 580.4868 | 0.027454 | 574.8 | -0.0001192 | 580.4868 | 0.16871 | 519.6951 | 2.1618e-05 | 580.4868 | 0.0096869 | 519.6951 | 2.0962e-05 | 580.4868 | 0.00425 | 580.0192 | 0.00086133 | 780.5259 | 0.99801 | 580.0192 | 0.00078844 | 779.8251 | 0 | 780.5259 | 0.00613 | 580.0192 | 0.1932 | 580.4868 | 0.46325
| 518.6581 | 0.00084148 | 580.7148 | 0.0022506 | 580.2475 | 0.0011071 | 518.6581 | 0.00113 | 580.7148 | 0.0007804 | 580.2475 | -0.00037225 | 580.2475 | 0.00012136 | 519.8124 | 4.57e-06 | 580.7148 | 0 | 575.03 | -0.0014672 | 580.7148 | 0.00027308 | 518.6581 | 0.89566 | 580.7148 | 0.0045544 | 575.03 | 0.00057846 | 580.7148 | 0.026098 | 575.03 | 0.0015712 | 580.7148 | 0.17315 | 519.8124 | 1.1781e-05 | 580.7148 | 0.009009 | 519.8124 | 1.1651e-05 | 580.7148 | 0.00313 | 580.2475 | 0.00029701 | 780.6913 | 0.99877 | 580.2475 | -0.0010898 | 779.9905 | 0 | 780.6913 | 0.00628 | 580.2475 | 0.1919 | 580.7148 | 0.46179
| 518.7727 | 0.00016197 | 580.9428 | 0.0027013 | 580.4759 | 0.001378 | 518.7727 | 0 | 580.9428 | 0.00049553 | 580.4759 | 0.00055152 | 580.4759 | 0.001087 | 519.9297 | 6.071e-06 | 580.9428 | 0.00092165 | 575.26 | 0.0010961 | 580.9428 | 0.0014262 | 518.7727 | 0.89514 | 580.9428 | 0.0057646 | 575.26 | 0.00057846 | 580.9428 | 0.026709 | 575.26 | 0.0025791 | 580.9428 | 0.17801 | 519.9297 | 1.0715e-05 | 580.9428 | 0.0099327 | 519.9297 | 1.0904e-05 | 580.9428 | 0.00439 | 580.4759 | 0.00112 | 780.8568 | 1 | 580.4759 | 0.00064449 | 780.1561 | 0 | 780.8568 | 0.00599 | 580.4759 | 0.19246 | 580.9428 | 0.46194
| 518.8874 | 0.00075165 | 581.1709 | 0.0019665 | 580.7043 | 0.0011836 | 518.8874 | 0.00053755 | 581.1709 | -9.6323e-05 | 580.7043 | -0.00051119 | 580.7043 | 5.1195e-05 | 520.047 | 5.7349e-06 | 581.1709 | 0.00024868 | 575.48 | 0.0011973 | 581.1709 | 0.00030228 | 518.8874 | 0.87843 | 581.1709 | 0.0041342 | 575.48 | -0.00097128 | 581.1709 | 0.025351 | 575.48 | 0.002384 | 581.1709 | 0.18022 | 520.047 | 9.6731e-06 | 581.1709 | 0.0095707 | 520.047 | 9.8388e-06 | 581.1709 | 0.00372 | 580.7043 | 0.00023627 | 781.0222 | 0.99965 | 580.7043 | -0.00063048 | 780.3216 | 0 | 781.0222 | 0.00629 | 580.7043 | 0.19033 | 581.1709 | 0.46152
| 519.002 | 0 | 581.3989 | 0.0029425 | 580.9327 | 0.0014589 | 519.002 | 0 | 581.3989 | 0.00099117 | 580.9327 | 0.00054184 | 580.9327 | 0.00099569 | 520.1643 | 6.1606e-06 | 581.3989 | 0.00035617 | 575.71 | -1.6864e-05 | 581.3989 | 0.0013132 | 519.002 | 0.88074 | 581.3989 | 0.005283 | 575.71 | -0.0006807 | 581.3989 | 0.025672 | 575.71 | 0.002449 | 581.3989 | 0.18684 | 520.1643 | 9.1812e-06 | 581.3989 | 0.010787 | 520.1643 | 9.5204e-06 | 581.3989 | 0.0047 | 580.9327 | 0.0009052 | 781.1876 | 0.99445 | 580.9327 | -0.00021055 | 780.4871 | 0 | 781.1876 | 0.00613 | 580.9327 | 0.19217 | 581.3989 | 0.46053
| 519.1166 | 0.00089539 | 581.627 | 0.0025643 | 581.1611 | 0.0010542 | 519.1166 | 0.00168 | 581.627 | 0.00045049 | 581.1611 | -0.00011723 | 581.1611 | 0.00019336 | 520.2816 | 5.2421e-06 | 581.627 | 0.00018883 | 575.94 | -0.0017707 | 581.627 | 0.00051819 | 519.1166 | 0.86864 | 581.627 | 0.0041179 | 575.94 | -0.0027148 | 581.627 | 0.024955 | 575.94 | 0.0011487 | 581.627 | 0.19094 | 520.2816 | 9.3803e-06 | 581.627 | 0.010222 | 520.2816 | 7.5878e-06 | 581.627 | 0.00382 | 581.1611 | -0.00011554 | 781.3531 | 0.99112 | 581.1611 | -0.00075759 | 780.6526 | 0 | 781.3531 | 0.00653 | 581.1611 | 0.19098 | 581.627 | 0.46116
| 519.2313 | 0 | 581.8551 | 0.003606 | 581.3895 | 0.0012467 | 519.2313 | 0 | 581.8551 | 0.0011784 | 581.3895 | 0.00047571 | 581.3895 | 0.00092168 | 520.3989 | 4.7493e-06 | 581.8551 | 0.0009672 | 576.17 | -0.00059023 | 581.8551 | 0.001246 | 519.2313 | 0.8546 | 581.8551 | 0.0050658 | 576.17 | -2.6905e-06 | 581.8551 | 0.024997 | 576.17 | 0.0030341 | 581.8551 | 0.19759 | 520.3989 | 8.6777e-06 | 581.8551 | 0.01139 | 520.3989 | 1.2408e-05 | 581.8551 | 0.00483 | 581.3895 | 0.00127 | 781.5185 | 0.98866 | 581.3895 | 0.00056445 | 780.8181 | 0 | 781.5185 | 0.00635 | 581.3895 | 0.19244 | 581.8551 | 0.46034
| 519.3459 | 0.00037433 | 582.0832 | 0.0022717 | 581.618 | 0.00097201 | 519.3459 | 0.00118 | 582.0832 | 0.00012451 | 581.618 | -6.0847e-05 | 581.618 | 0.00015702 | 520.5162 | 4.57e-06 | 582.0832 | 0 | 576.4 | -0.0014672 | 582.0832 | 0.00048473 | 519.3459 | 0.83983 | 582.0832 | 0.0036734 | 576.4 | -2.6905e-06 | 582.0832 | 0.024193 | 576.4 | 0.0070653 | 582.0832 | 0.20121 | 520.5162 | 9.2984e-06 | 582.0832 | 0.010642 | 520.5162 | 1.2617e-05 | 582.0832 | 0.00415 | 581.618 | -0.00017085 | 781.684 | 0.98128 | 581.618 | 6.022e-05 | 780.9836 | 0 | 781.684 | 0.00669 | 581.618 | 0.19193 | 582.0832 | 0.46019
| 519.4606 | 0 | 582.3113 | 0.0023382 | 581.8464 | 0.0013613 | 519.4606 | 0 | 582.3113 | 0.00093704 | 581.8464 | 0.00069124 | 581.8464 | 0.0011133 | 520.6335 | 4.458e-06 | 582.3113 | 0.00079042 | 576.63 | -0.0015346 | 582.3113 | 0.0015071 | 519.4606 | 0.83813 | 582.3113 | 0.0049127 | 576.63 | 0.00090132 | 582.3113 | 0.02435 | 576.63 | 0.0064477 | 582.3113 | 0.20847 | 520.6335 | 9.2632e-06 | 582.3113 | 0.011701 | 520.6335 | 1.2189e-05 | 582.3113 | 0.00495 | 581.8464 | 0.00125 | 781.8494 | 0.98066 | 581.8464 | 0.0007533 | 781.1492 | 0 | 781.8494 | 0.00648 | 581.8464 | 0.19149 | 582.3113 | 0.45911
| 519.5752 | 0.00057197 | 582.5394 | 0.0026769 | 582.0749 | 0.0011022 | 519.5752 | 0.00175 | 582.5394 | 0.00044891 | 582.0749 | -0.00027406 | 582.0749 | 8.9453e-05 | 520.7508 | 4.9061e-06 | 582.5394 | 4.186e-06 | 576.85 | -0.00082632 | 582.5394 | 0.00040253 | 519.5752 | 0.83154 | 582.5394 | 0.0036096 | 576.85 | -0.0028439 | 582.5394 | 0.023023 | 576.85 | 0.0077805 | 582.5394 | 0.21232 | 520.7508 | 1.0516e-05 | 582.5394 | 0.011547 | 520.7508 | 6.7313e-06 | 582.5394 | 0.00449 | 582.0749 | 4.5326e-06 | 782.0149 | 0.9829 | 582.0749 | -0.0016713 | 781.3147 | 0 | 782.0149 | 0.00678 | 582.0749 | 0.18956 | 582.5394 | 0.45863
| 519.6898 | 0 | 582.7675 | 0.0037393 | 582.3033 | 0.0012549 | 519.6898 | 0 | 582.7675 | 0.00092667 | 582.3033 | 0.00043291 | 582.3033 | 0.0010276 | 520.8681 | 4.0436e-06 | 582.7675 | 0.00057711 | 577.08 | -0.00065769 | 582.7675 | 0.0012056 | 519.6898 | 0.82462 | 582.7675 | 0.0046539 | 577.08 | -0.0011327 | 582.7675 | 0.023634 | 577.08 | 0.0080731 | 582.7675 | 0.21852 | 520.8681 | 9.0524e-06 | 582.7675 | 0.012841 | 520.8681 | 8.2356e-06 | 582.7675 | 0.00535 | 582.3033 | 0.00115 | 782.1803 | 0.99246 | 582.3033 | 0.00072312 | 781.4802 | 0 | 782.1803 | 0.00654 | 582.3033 | 0.18924 | 582.7675 | 0.45803
| 519.8045 | 0.00041025 | 582.9957 | 0.0023243 | 582.5318 | 0.001127 | 519.8045 | 0.00106 | 582.9957 | -5.1771e-05 | 582.5318 | 0.00042729 | 582.5318 | 7.7261e-05 | 520.9854 | 4.9285e-06 | 582.9956 | 0 | 577.31 | -0.00011805 | 582.9956 | 0.00043203 | 519.8045 | 0.8171 | 582.9956 | 0.0036982 | 577.31 | -0.00029326 | 582.9957 | 0.022498 | 577.31 | 0.010479 | 582.9956 | 0.22419 | 520.9854 | 8.5606e-06 | 582.9956 | 0.012465 | 520.9854 | 9.191e-06 | 582.9957 | 0.00472 | 582.5318 | 0.00026777 | 782.3458 | 0.9805 | 582.5318 | -0.00060086 | 781.6458 | 0 | 782.3458 | 0.00696 | 582.5318 | 0.18879 | 582.9957 | 0.45789
| 519.9192 | 0 | 583.2238 | 0.0030689 | 582.7603 | 0.0012353 | 519.9192 | 0 | 583.2238 | 0.00066632 | 582.7603 | 0.00057592 | 582.7603 | 0.00097027 | 521.1027 | 5.7125e-06 | 583.2238 | 0.00071649 | 577.54 | -0.00052277 | 583.2238 | 0.0014705 | 519.9192 | 0.80213 | 583.2238 | 0.0046094 | 577.54 | -0.0010358 | 583.2238 | 0.022887 | 577.54 | 0.010121 | 583.2238 | 0.23168 | 521.1027 | 8.4318e-06 | 583.2238 | 0.013456 | 521.1027 | 1.2408e-05 | 583.2238 | 0.00574 | 582.7603 | 0.00116 | 782.5113 | 0.98207 | 582.7603 | 1.5545e-05 | 781.8113 | 0 | 782.5113 | 0.00682 | 582.7603 | 0.19082 | 583.2238 | 0.45789
| 520.0338 | 0.00118 | 583.452 | 0.0025725 | 582.9888 | 0.0012039 | 520.0338 | 0.00113 | 583.452 | 0.0003456 | 582.9888 | -0.00064594 | 582.9888 | 9.0456e-05 | 521.2201 | 7.3591e-06 | 583.452 | 0.00013403 | 577.77 | -0.00042159 | 583.452 | 0.00045684 | 520.0338 | 0.80915 | 583.452 | 0.0035749 | 577.77 | 0.00015874 | 583.452 | 0.022037 | 577.77 | 0.014348 | 583.452 | 0.23829 | 521.2201 | 8.9939e-06 | 583.452 | 0.01265 | 521.2201 | 7.5878e-06 | 583.452 | 0.00491 | 582.9888 | 0.0007743 | 782.6768 | 0.97846 | 582.9888 | -0.00092843 | 781.9769 | 0 | 782.6768 | 0.00697 | 582.9888 | 0.18901 | 583.452 | 0.45684
| 520.1485 | 0 | 583.6801 | 0.0026605 | 583.2173 | 0.00091404 | 520.1485 | 0 | 583.6801 | 0.0010736 | 583.2173 | 0.0010104 | 583.2173 | 0.00089017 | 521.3374 | 6.5414e-06 | 583.6801 | 0.0011017 | 578 | 0.0018381 | 583.6801 | 0.0013827 | 520.1485 | 0.79185 | 583.6801 | 0.0048637 | 578 | 0.0014824 | 583.6801 | 0.022492 | 578 | 0.01555 | 583.6801 | 0.24645 | 521.3374 | 1.0095e-05 | 583.6801 | 0.014207 | 521.3374 | 7.9172e-06 | 583.6801 | 0.00614 | 583.2173 | 0.00128 | 782.8423 | 0.97523 | 583.2173 | 0.0025963 | 782.1425 | 0 | 782.8423 | 0.00665 | 583.2173 | 0.19028 | 583.6801 | 0.45751
| 520.2632 | 0.00073368 | 583.9083 | 0.0018715 | 583.4459 | 0.0010152 | 520.2632 | 0.00163 | 583.9083 | 0.00039582 | 583.4459 | -0.00043706 | 583.4459 | 4.0544e-05 | 521.4547 | 6.2278e-06 | 583.9083 | 0 | 578.23 | -0.0011636 | 583.9083 | 0.00043317 | 520.2632 | 0.78153 | 583.9083 | 0.0036999 | 578.23 | -0.0032636 | 583.9083 | 0.021521 | 578.23 | 0.019029 | 583.9083 | 0.25202 | 521.4547 | 9.0993e-06 | 583.9083 | 0.013753 | 521.4547 | 9.5204e-06 | 583.9083 | 0.0054 | 583.4459 | 0.00037098 | 783.0077 | 0.97124 | 583.4459 | -0.00079719 | 782.308 | 0 | 783.0077 | 0.00702 | 583.4459 | 0.1893 | 583.9083 | 0.45723
| 520.3778 | 0 | 584.1365 | 0.0034451 | 583.6744 | 0.0014044 | 520.3778 | 0 | 584.1365 | 0.0012675 | 583.6744 | 0.00064769 | 583.6744 | 0.001015 | 521.572 | 5.4773e-06 | 584.1365 | 0.0011953 | 578.46 | 0.00059023 | 584.1365 | 0.0012574 | 520.3778 | 0.77896 | 584.1365 | 0.004798 | 578.46 | -0.0015202 | 584.1365 | 0.021993 | 578.46 | 0.016948 | 584.1365 | 0.26136 | 521.572 | 8.2327e-06 | 584.1365 | 0.015005 | 521.572 | 1.3155e-05 | 584.1365 | 0.00639 | 583.6744 | 0.00093026 | 783.1732 | 0.96658 | 583.6744 | 0.0012291 | 782.4736 | 0 | 783.1732 | 0.00688 | 583.6744 | 0.19182 | 584.1365 | 0.4577
| 520.4925 | 0.00015871 | 584.3647 | 0.0023842 | 583.903 | 0.00099418 | 520.4925 | 0.0016 | 584.3647 | 0.00041824 | 583.903 | -6.3569e-05 | 583.903 | 6.5531e-05 | 521.6894 | 5.4549e-06 | 584.3647 | 6.1721e-05 | 578.68 | -0.0016358 | 584.3647 | 0.00043166 | 520.4925 | 0.76439 | 584.3647 | 0.0033728 | 578.68 | -0.00048698 | 584.3647 | 0.02052 | 578.68 | 0.021825 | 584.3647 | 0.26603 | 521.6894 | 8.5372e-06 | 584.3647 | 0.014318 | 521.6894 | 1.0267e-05 | 584.3647 | 0.00562 | 583.903 | 0.00055751 | 783.3387 | 0.96658 | 583.903 | -0.0008005 | 782.6391 | 0 | 783.3387 | 0.00718 | 583.903 | 0.19015 | 584.3647 | 0.45682
| 520.6072 | 0 | 584.593 | 0.0030196 | 584.1315 | 0.0013261 | 520.6072 | 0 | 584.593 | 0.0014902 | 584.1315 | 0.00066359 | 584.1315 | 0.0010133 | 521.8067 | 5.7349e-06 | 584.5929 | 0.0010906 | 578.91 | 0.00096123 | 584.5929 | 0.0014361 | 520.6072 | 0.76119 | 584.5929 | 0.0046029 | 578.91 | 0.001095 | 584.593 | 0.021518 | 578.91 | 0.023449 | 584.5929 | 0.27668 | 521.8067 | 9.2984e-06 | 584.5929 | 0.016066 | 521.8067 | 7.3791e-06 | 584.593 | 0.00693 | 584.1315 | 0.00126 | 783.5042 | 0.9673 | 584.1315 | 0.001201 | 782.8047 | 0 | 783.5042 | 0.00691 | 584.1315 | 0.19131 | 584.593 | 0.45662
| 520.7219 | 0.00014075 | 584.8212 | 0.00231 | 584.3601 | 0.00087838 | 520.7219 | 0.00097105 | 584.8212 | 0.001259 | 584.3601 | -0.0001307 | 584.3601 | -1.0223e-05 | 521.9241 | 5.1637e-06 | 584.8212 | 5.59e-05 | 579.14 | -0.0020068 | 584.8212 | 0.00016231 | 520.7219 | 0.74242 | 584.8212 | 0.0033738 | 579.14 | 0.00035245 | 584.8212 | 0.02014 | 579.14 | 0.034405 | 584.8212 | 0.28339 | 521.9241 | 1.0247e-05 | 584.8212 | 0.015393 | 521.9241 | 5.2379e-06 | 584.8212 | 0.00594 | 584.3601 | 0.00028389 | 783.6697 | 0.96686 | 584.3601 | -0.00012281 | 782.9703 | 0 | 783.6697 | 0.00727 | 584.3601 | 0.18906 | 584.8212 | 0.45653
| 520.8366 | 0 | 585.0494 | 0.0022482 | 584.5887 | 0.0012361 | 520.8366 | 0 | 585.0494 | 0.0016009 | 584.5887 | 0.00087563 | 584.5887 | 0.00096376 | 522.0414 | 6.127e-06 | 585.0494 | 0.00092337 | 579.37 | 0.0011299 | 585.0494 | 0.0012837 | 520.8366 | 0.74126 | 585.0494 | 0.0045596 | 579.37 | 0.00028789 | 585.0494 | 0.020848 | 579.37 | 0.036063 | 585.0494 | 0.29247 | 522.0414 | 9.6731e-06 | 585.0494 | 0.017409 | 522.0414 | 8.4443e-06 | 585.0494 | 0.0073 | 584.5887 | 0.00122 | 783.8352 | 0.96656 | 584.5887 | 0.00072997 | 783.1359 | 0 | 783.8352 | 0.00711 | 584.5887 | 0.1911 | 585.0494 | 0.45577
| 520.9513 | 0.00096726 | 585.2776 | 0.0024336 | 584.8173 | 0.0011403 | 520.9513 | 0.00158 | 585.2776 | 9.4892e-05 | 584.8173 | -0.00023672 | 584.8173 | 6.4504e-05 | 522.1588 | 5.3205e-06 | 585.2777 | 0 | 579.6 | -0.0011299 | 585.2777 | 0.00040401 | 520.9513 | 0.74583 | 585.2777 | 0.0033751 | 579.6 | -0.0022951 | 585.2776 | 0.019626 | 579.6 | 0.042532 | 585.2777 | 0.29838 | 522.1588 | 1.0177e-05 | 585.2777 | 0.016483 | 522.1588 | 6.6324e-06 | 585.2776 | 0.0065 | 584.8173 | 0.00052852 | 784.0007 | 0.95898 | 584.8173 | -0.00050772 | 783.3015 | 0 | 784.0007 | 0.00743 | 584.8173 | 0.18714 | 585.2776 | 0.45552
| 521.066 | 0 | 585.5059 | 0.0043512 | 585.0459 | 0.0011975 | 521.066 | 0 | 585.5059 | 0.00065927 | 585.0459 | 0.00077722 | 585.0459 | 0.0010321 | 522.2761 | 5.3653e-06 | 585.5059 | 0.00091399 | 579.83 | -0.0013997 | 585.5059 | 0.0012633 | 521.066 | 0.73456 | 585.5059 | 0.0043487 | 579.83 | 0.00083675 | 585.5059 | 0.0203 | 579.83 | 0.043833 | 585.5059 | 0.30742 | 522.2761 | 1.0341e-05 | 585.5059 | 0.017986 | 522.2761 | 5.9846e-06 | 585.5059 | 0.00762 | 585.0459 | 0.00117 | 784.1662 | 0.95962 | 585.0459 | -0.0010677 | 783.4671 | 0 | 784.1662 | 0.00745 | 585.0459 | 0.19241 | 585.5059 | 0.45457
| 521.1807 | 0.00076961 | 585.7342 | 0.0019947 | 585.2745 | 0.0010232 | 521.1807 | 0.00019074 | 585.7342 | -0.00011667 | 585.2745 | -0.00048717 | 585.2745 | -1.5826e-05 | 522.3935 | 5.3429e-06 | 585.7342 | 3.5038e-05 | 580.06 | -1.6864e-05 | 585.7342 | 0.00031139 | 521.1807 | 0.73141 | 585.7342 | 0.0032416 | 580.06 | -0.00077756 | 585.7342 | 0.018874 | 580.06 | 0.052026 | 585.7342 | 0.31274 | 522.3935 | 1.1336e-05 | 585.7342 | 0.017213 | 522.3935 | 4.8096e-06 | 585.7342 | 0.00686 | 585.2745 | 0.00042089 | 784.3318 | 0.94212 | 585.2745 | -0.00032352 | 783.6327 | 0 | 784.3318 | 0.00786 | 585.2745 | 0.18785 | 585.7342 | 0.45368
| 521.2954 | 0 | 585.9625 | 0.0033632 | 585.5032 | 0.0012297 | 521.2954 | 0 | 585.9625 | 0.0015058 | 585.5032 | 0.00060948 | 585.5032 | 0.00089637 | 522.5108 | 4.8053e-06 | 585.9625 | 0.00080923 | 580.28 | 0.00045532 | 585.9625 | 0.0012426 | 521.2954 | 0.73519 | 585.9625 | 0.0040774 | 580.28 | -0.0022305 | 585.9625 | 0.01944 | 580.28 | 0.054464 | 585.9625 | 0.32158 | 522.5108 | 1.1149e-05 | 585.9625 | 0.018641 | 522.5108 | 8.1258e-06 | 585.9625 | 0.00781 | 585.5032 | 0.00142 | 784.4973 | 0.93636 | 585.5032 | -0.00041465 | 783.7983 | 0 | 784.4973 | 0.0078 | 585.5032 | 0.1877 | 585.9625 | 0.45206
| 521.4101 | 0 | 586.1908 | 0.0017746 | 585.7318 | 0.0009544 | 521.4101 | 0.00081498 | 586.1908 | 0.0010167 | 585.7318 | -0.00025209 | 585.7318 | 3.7279e-05 | 522.6282 | 5.7349e-06 | 586.1908 | 0 | 580.51 | -0.00011805 | 586.1908 | 0.00016962 | 521.4101 | 0.72616 | 586.1908 | 0.0030008 | 580.51 | -0.0013909 | 586.1908 | 0.018126 | 580.51 | 0.06607 | 586.1908 | 0.3278 | 522.6282 | 1.068e-05 | 586.1908 | 0.017975 | 522.6282 | 9.729e-06 | 586.1908 | 0.00727 | 585.7318 | 0.00027304 | 784.6628 | 0.9268 | 585.7318 | -0.0010935 | 783.9639 | 0 | 784.6628 | 0.00807 | 585.7318 | 0.18552 | 586.1908 | 0.45125
| 521.5249 | 0 | 586.4191 | 0.0044715 | 585.9605 | 0.00083447 | 521.5249 | 0 | 586.4191 | 0.0013628 | 585.9605 | 0.0006789 | 585.9605 | 0.0010459 | 522.7456 | 5.0853e-06 | 586.4191 | 0.00096478 | 580.74 | 0.00082632 | 586.4191 | 0.0013311 | 521.5249 | 0.72343 | 586.4191 | 0.004169 | 580.74 | -0.001165 | 586.4191 | 0.018845 | 580.74 | 0.067988 | 586.4191 | 0.33664 | 522.7456 | 1.0879e-05 | 586.4191 | 0.019568 | 522.7456 | 9.4106e-06 | 586.4191 | 0.00848 | 585.9605 | 0.0015 | 784.8284 | 0.92636 | 585.9605 | 0.00099057 | 784.1295 | 0 | 784.8284 | 0.00803 | 585.9605 | 0.18641 | 586.4191 | 0.45126
| 521.6396 | 0.0012 | 586.6474 | 0.0017217 | 586.1891 | 0.0010159 | 521.6396 | 0.00205 | 586.6474 | 0.00063426 | 586.1891 | -0.00076381 | 586.1891 | 0.00016463 | 522.8629 | 6.4742e-06 | 586.6474 | 0 | 580.97 | -0.0011973 | 586.6474 | 5.5185e-05 | 521.6396 | 0.7236 | 586.6474 | 0.0028421 | 580.97 | 0.00022331 | 586.6474 | 0.017574 | 580.97 | 0.082909 | 586.6474 | 0.34415 | 522.8629 | 1.1125e-05 | 586.6474 | 0.019199 | 522.8629 | 7.8074e-06 | 586.6474 | 0.00787 | 586.1891 | 0.00082918 | 784.9939 | 0.92568 | 586.1891 | -0.00029059 | 784.2951 | 0 | 784.9939 | 0.00848 | 586.1891 | 0.18568 | 586.6474 | 0.45154
| 521.7543 | 0 | 586.8757 | 0.0022849 | 586.4178 | 0.0012381 | 521.7543 | 0 | 586.8757 | 0.0012983 | 586.4178 | 0.00072039 | 586.4178 | 0.00093332 | 522.9803 | 5.9926e-06 | 586.8758 | 0.00076943 | 581.2 | 0.00032042 | 586.8758 | 0.0011698 | 521.7543 | 0.72445 | 586.8758 | 0.004043 | 581.2 | -0.0013264 | 586.8757 | 0.018139 | 581.2 | 0.076831 | 586.8758 | 0.35592 | 522.9803 | 1.068e-05 | 586.8758 | 0.020595 | 522.9803 | 7.1595e-06 | 586.8757 | 0.00887 | 586.4178 | 0.00142 | 785.1594 | 0.92471 | 586.4178 | 6.3205e-05 | 784.4607 | 0 | 785.1594 | 0.0083 | 586.4178 | 0.18662 | 586.8757 | 0.45231
| 521.869 | 0.00109 | 587.1041 | 0.0025147 | 586.6465 | 0.00080243 | 521.869 | 0.00093636 | 587.1041 | -0.00036269 | 586.6465 | -0.00043563 | 586.6465 | 0.00013048 | 523.0977 | 6.519e-06 | 587.1041 | 0 | 581.43 | -0.0022092 | 587.1041 | 0.00057743 | 521.869 | 0.7198 | 587.1041 | 0.0025725 | 581.43 | -0.00074527 | 587.1041 | 0.017088 | 581.43 | 0.088436 | 587.1041 | 0.36439 | 523.0977 | 1.0247e-05 | 587.1041 | 0.020319 | 523.0977 | 8.7737e-06 | 587.1041 | 0.00829 | 586.6465 | 0.0005399 | 785.325 | 0.91525 | 586.6465 | 0.00071702 | 784.6264 | 0 | 785.325 | 0.00858 | 586.6465 | 0.18529 | 587.1041 | 0.45212
| 521.9838 | 0 | 587.3325 | 0.0031831 | 586.8752 | 0.0013947 | 521.9838 | 0 | 587.3325 | 0.0011819 | 586.8752 | 0.00075503 | 586.8752 | 0.00094811 | 523.2151 | 5.8133e-06 | 587.3325 | 0.00077677 | 581.66 | 5.0592e-05 | 587.3325 | 0.0014829 | 521.9838 | 0.70177 | 587.3325 | 0.0038644 | 581.66 | -9.9549e-05 | 587.3325 | 0.017816 | 581.66 | 0.091849 | 587.3325 | 0.37604 | 523.2151 | 9.7668e-06 | 587.3325 | 0.021939 | 523.2151 | 1.2408e-05 | 587.3325 | 0.00947 | 586.8752 | 0.00145 | 785.4905 | 0.90249 | 586.8752 | 0.00072122 | 784.792 | 0 | 785.4905 | 0.00835 | 586.8752 | 0.18639 | 587.3325 | 0.45191
| 522.0985 | 8.684e-05 | 587.5609 | 0.0025201 | 587.1039 | 0.0011328 | 522.0985 | 0.00097105 | 587.5609 | 0.00013446 | 587.1039 | -0.00042423 | 587.1039 | 0.00012408 | 523.3324 | 5.9478e-06 | 587.5608 | 0 | 581.89 | -0.00045532 | 587.5608 | 0.00047161 | 522.0985 | 0.70109 | 587.5608 | 0.0032182 | 581.89 | -0.00077756 | 587.5609 | 0.016836 | 581.89 | 0.10433 | 587.5608 | 0.38504 | 523.3324 | 1.1184e-05 | 587.5608 | 0.021284 | 523.3324 | 1.3364e-05 | 587.5608 | 0.00897 | 587.1039 | 0.00092628 | 785.6561 | 0.88952 | 587.1039 | 0.00056631 | 784.9576 | 0 | 785.6561 | 0.00873 | 587.1039 | 0.18575 | 587.5609 | 0.45131
| 522.2133 | 0 | 587.7892 | 0.0022054 | 587.3327 | 0.0009473 | 522.2133 | 0 | 587.7892 | 0.0012456 | 587.3327 | 0.00061212 | 587.3327 | 0.00087014 | 523.4498 | 5.7125e-06 | 587.7892 | 0.0010126 | 582.12 | 0.00052277 | 587.7892 | 0.0013248 | 522.2133 | 0.70092 | 587.7892 | 0.003517 | 582.12 | -0.00074527 | 587.7892 | 0.017124 | 582.12 | 0.10323 | 587.7892 | 0.39668 | 523.4498 | 1.1184e-05 | 587.7892 | 0.022824 | 523.4498 | 1.1222e-05 | 587.7892 | 0.01021 | 587.3327 | 0.00142 | 785.8216 | 0.88772 | 587.3327 | 0.001692 | 785.1232 | 0 | 785.8216 | 0.00845 | 587.3327 | 0.18704 | 587.7892 | 0.45002
| 522.328 | 0.000554 | 588.0176 | 0.0024155 | 587.5614 | 0.0011546 | 522.328 | 0.0016 | 588.0176 | 0.00087822 | 587.5614 | 0.00014062 | 587.5614 | 0.00012268 | 523.5672 | 5.5781e-06 | 588.0176 | 0 | 582.34 | -0.0022428 | 588.0176 | 0.00026839 | 522.328 | 0.68035 | 588.0176 | 0.0028496 | 582.34 | -0.00080984 | 588.0176 | 0.01635 | 582.34 | 0.11669 | 588.0176 | 0.40512 | 523.5672 | 1.0821e-05 | 588.0176 | 0.022731 | 523.5672 | 7.3791e-06 | 588.0176 | 0.00951 | 587.5614 | 0.00090662 | 785.9872 | 0.88138 | 587.5614 | 0.00024094 | 785.2889 | 0 | 785.9872 | 0.00856 | 587.5614 | 0.18481 | 588.0176 | 0.44916
| 522.4428 | 0 | 588.246 | 0.0034481 | 587.7902 | 0.0010946 | 522.4428 | 0 | 588.246 | 0.0011159 | 587.7902 | 0.00051173 | 587.7902 | 0.00088595 | 523.6846 | 4.9845e-06 | 588.246 | 0.00095576 | 582.57 | 0.00079259 | 588.246 | 0.0011655 | 522.4428 | 0.68051 | 588.246 | 0.0035369 | 582.57 | -0.0014878 | 588.246 | 0.016511 | 582.57 | 0.12345 | 588.246 | 0.41586 | 523.6846 | 9.8722e-06 | 588.246 | 0.024145 | 523.6846 | 8.016e-06 | 588.246 | 0.01039 | 587.7902 | 0.00161 | 786.1527 | 0.86283 | 587.7902 | -0.00043251 | 785.4545 | 0 | 786.1527 | 0.00842 | 587.7902 | 0.18345 | 588.246 | 0.44809
| 522.5575 | 0.00116 | 588.4744 | 0.0024869 | 588.0189 | 0.00066641 | 522.5575 | 0.00067626 | 588.4744 | 0.0004152 | 588.0189 | -0.0004281 | 588.0189 | -4.5043e-06 | 523.802 | 5.2981e-06 | 588.4744 | 0 | 582.8 | -0.0013997 | 588.4744 | 0.00021017 | 522.5575 | 0.66559 | 588.4744 | 0.0028008 | 582.8 | -0.00061613 | 588.4744 | 0.015558 | 582.8 | 0.13781 | 588.4744 | 0.42373 | 523.802 | 9.6263e-06 | 588.4744 | 0.023903 | 523.802 | 1.1552e-05 | 588.4744 | 0.01005 | 588.0189 | 0.00055094 | 786.3183 | 0.85995 | 588.0189 | -0.00098183 | 785.6202 | 0 | 786.3183 | 0.00893 | 588.0189 | 0.18185 | 588.4744 | 0.44744
| 522.6723 | 0.00030594 | 588.7028 | 0.0025759 | 588.2477 | 0.0011091 | 522.6723 | 0 | 588.7028 | 0.0010983 | 588.2477 | 0.00044896 | 588.2477 | 0.00093219 | 523.9194 | 6.7766e-06 | 588.7028 | 0.00086386 | 583.03 | 0.00059023 | 588.7028 | 0.00115 | 522.6723 | 0.65953 | 588.7028 | 0.003406 | 583.03 | 0.0019991 | 588.7028 | 0.015911 | 583.03 | 0.13841 | 588.7028 | 0.4346 | 523.9194 | 1.0329e-05 | 588.7028 | 0.025542 | 523.9194 | 1.2837e-05 | 588.7028 | 0.01123 | 588.2477 | 0.00154 | 786.4839 | 0.85656 | 588.2477 | 0.0012568 | 785.7858 | 0 | 786.4839 | 0.00906 | 588.2477 | 0.18256 | 588.7028 | 0.44565
| 522.787 | 0.00037433 | 588.9313 | 0.0018799 | 588.4765 | 0.0012356 | 522.787 | 0.00057222 | 588.9313 | 0.00024502 | 588.4765 | -0.00027912 | 588.4765 | 0.00010254 | 524.0368 | 7.1463e-06 | 588.9313 | 0.00014978 | 583.26 | -0.00072515 | 588.9313 | 0.00015459 | 522.787 | 0.65931 | 588.9313 | 0.0025614 | 583.26 | -0.0019076 | 588.9313 | 0.015402 | 583.26 | 0.15167 | 588.9313 | 0.44528 | 524.0368 | 1.0528e-05 | 588.9313 | 0.024959 | 524.0368 | 1.0904e-05 | 588.9313 | 0.01079 | 588.4765 | 0.00103 | 786.6495 | 0.85047 | 588.4765 | -8.1572e-06 | 785.9515 | 0 | 786.6495 | 0.00942 | 588.4765 | 0.17986 | 588.9313 | 0.44449
| 522.9018 | 0 | 589.1597 | 0.0033842 | 588.7053 | 0.0013207 | 522.9018 | 0 | 589.1597 | 0.00096545 | 588.7053 | 0.00051126 | 588.7053 | 0.00095998 | 524.1542 | 6.2614e-06 | 589.1597 | 0.00089683 | 583.49 | -0.00038786 | 589.1597 | 0.0012467 | 522.9018 | 0.65762 | 589.1597 | 0.0036964 | 583.49 | -0.0010036 | 589.1597 | 0.015929 | 583.49 | 0.15986 | 589.1597 | 0.45744 | 524.1542 | 9.3569e-06 | 589.1597 | 0.026545 | 524.1542 | 6.8411e-06 | 589.1597 | 0.01194 | 588.7053 | 0.00185 | 786.815 | 0.84907 | 588.7053 | -0.00021061 | 786.1172 | 0 | 786.815 | 0.00935 | 588.7053 | 0.18167 | 589.1597 | 0.44379
| 523.0166 | 0.00028449 | 589.3882 | 0.0024157 | 588.9341 | 0.00089631 | 523.0166 | 0.00123 | 589.3882 | 0.00078597 | 588.9341 | -0.00053027 | 588.9341 | 3.7455e-05 | 524.2717 | 5.5221e-06 | 589.3882 | 0 | 583.72 | -0.00079259 | 589.3882 | 0.00047845 | 523.0166 | 0.65196 | 589.3882 | 0.0025113 | 583.72 | -0.0015202 | 589.3882 | 0.014442 | 583.72 | 0.17296 | 589.3882 | 0.47023 | 524.2717 | 1.0036e-05 | 589.3882 | 0.026452 | 524.2717 | 8.016e-06 | 589.3882 | 0.01143 | 588.9341 | 0.00049905 | 786.9806 | 0.8328 | 588.9341 | -0.00048544 | 786.2828 | 0 | 786.9806 | 0.00974 | 588.9341 | 0.18111 | 589.3882 | 0.44295
| 523.1313 | 0 | 589.6166 | 0.00351 | 589.1629 | 0.0011315 | 523.1313 | 0 | 589.6166 | 0.0011053 | 589.1629 | 0.00048487 | 589.1629 | 0.0010084 | 524.3891 | 5.2981e-06 | 589.6167 | 0.00079748 | 583.95 | -0.0011636 | 589.6167 | 0.0010967 | 523.1313 | 0.64391 | 589.6167 | 0.003569 | 583.95 | -0.00035784 | 589.6166 | 0.015143 | 583.95 | 0.17585 | 589.6167 | 0.48474 | 524.3891 | 9.7551e-06 | 589.6167 | 0.028007 | 524.3891 | 6.6324e-06 | 589.6166 | 0.0127 | 589.1629 | 0.00169 | 787.1462 | 0.82727 | 589.1629 | 0.0019267 | 786.4485 | 0 | 787.1462 | 0.00972 | 589.1629 | 0.18112 | 589.6166 | 0.44279
| 523.2461 | 0.0006079 | 589.8452 | 0.0022384 | 589.3917 | 0.0010062 | 523.2461 | 0.00227 | 589.8452 | 0.00031108 | 589.3917 | -4.4861e-05 | 589.3917 | 8.6427e-05 | 524.5065 | 6.631e-06 | 589.8451 | 0 | 584.18 | -0.0012648 | 589.8451 | 0.00040492 | 523.2461 | 0.62843 | 589.8451 | 0.0025127 | 584.18 | 0.00083675 | 589.8452 | 0.014204 | 584.18 | 0.18957 | 589.8451 | 0.49542 | 524.5065 | 1.0598e-05 | 589.8451 | 0.027765 | 524.5065 | 9.6192e-06 | 589.8451 | 0.01222 | 589.3918 | 0.00106 | 787.3118 | 0.821 | 589.3917 | 0.00040476 | 786.6142 | 0 | 787.3118 | 0.00999 | 589.3918 | 0.17925 | 589.8452 | 0.44113
| 523.3609 | 0 | 590.0737 | 0.0033073 | 589.6206 | 0.0012444 | 523.3609 | 0 | 590.0737 | 0.0013673 | 589.6206 | 0.00053138 | 589.6206 | 0.00090507 | 524.6239 | 6.0038e-06 | 590.0736 | 0.00081745 | 584.4 | 0.0023778 | 590.0736 | 0.001388 | 523.3609 | 0.63605 | 590.0736 | 0.0035121 | 584.4 | 0.00090132 | 590.0737 | 0.014837 | 584.4 | 0.19536 | 590.0736 | 0.51078 | 524.6239 | 9.8956e-06 | 590.0736 | 0.029715 | 524.6239 | 5.9846e-06 | 590.0737 | 0.01339 | 589.6206 | 0.00163 | 787.4774 | 0.8119 | 589.6206 | 0.0010056 | 786.7799 | 0 | 787.4774 | 0.00995 | 589.6206 | 0.18095 | 590.0737 | 0.44062
| 523.4757 | 0.00066181 | 590.3021 | 0.0030796 | 589.8494 | 0.00097878 | 523.4757 | 0.00057222 | 590.3021 | 0.00013259 | 589.8494 | -2.5655e-05 | 589.8494 | 8.9465e-05 | 524.7413 | 6.239e-06 | 590.3021 | 0 | 584.63 | -0.0018044 | 590.3021 | 0.00033684 | 523.4757 | 0.62452 | 590.3021 | 0.0022789 | 584.63 | -0.0015202 | 590.3021 | 0.013968 | 584.63 | 0.20931 | 590.3021 | 0.52248 | 524.7413 | 9.6497e-06 | 590.3021 | 0.029694 | 524.7413 | 8.3454e-06 | 590.3021 | 0.01302 | 589.8495 | 0.00123 | 787.643 | 0.80401 | 589.8494 | 0.00048746 | 786.9455 | 0 | 787.643 | 0.01034 | 589.8495 | 0.17943 | 590.3021 | 0.43969
| 523.5905 | 0 | 590.5306 | 0.0031303 | 590.0783 | 0.00093802 | 523.5905 | 0 | 590.5306 | 0.0016273 | 590.0783 | 0.00074399 | 590.0783 | 0.00078679 | 524.8588 | 5.3989e-06 | 590.5307 | 0.00088838 | 584.86 | 0.0015346 | 590.5307 | 0.0011444 | 523.5905 | 0.63014 | 590.5307 | 0.0033377 | 584.86 | 9.4169e-05 | 590.5306 | 0.014076 | 584.86 | 0.21431 | 590.5307 | 0.53779 | 524.8588 | 9.9542e-06 | 590.5307 | 0.031134 | 524.8588 | 5.2379e-06 | 590.5306 | 0.01402 | 590.0783 | 0.00201 | 787.8086 | 0.80449 | 590.0783 | 0.00076466 | 787.1112 | 0 | 787.8086 | 0.01031 | 590.0783 | 0.17988 | 590.5306 | 0.43852
| 523.7053 | 0.0014 | 590.7592 | 0.0024684 | 590.3072 | 0.0009844 | 523.7053 | 0.00158 | 590.7592 | 0.00063407 | 590.3072 | -0.00036739 | 590.3072 | 4.5252e-05 | 524.9762 | 6.8326e-06 | 590.7592 | 0.0002211 | 585.09 | -8.4319e-05 | 590.7592 | 0.00024414 | 523.7053 | 0.61603 | 590.7592 | 0.0024405 | 585.09 | -0.0010358 | 590.7592 | 0.013553 | 585.09 | 0.23342 | 590.7592 | 0.55078 | 524.9762 | 9.8371e-06 | 590.7592 | 0.031054 | 524.9762 | 7.0607e-06 | 590.7592 | 0.01368 | 590.3072 | 0.0009726 | 787.9742 | 0.78977 | 590.3072 | 0.0002389 | 787.2769 | 0 | 787.9742 | 0.0106 | 590.3072 | 0.17787 | 590.7592 | 0.43738
| 523.8201 | 0 | 590.9877 | 0.0028027 | 590.5361 | 0.00094185 | 523.8201 | 0 | 590.9877 | 0.00042151 | 590.5361 | 0.00062641 | 590.5361 | 0.0007962 | 525.0936 | 7.2807e-06 | 590.9877 | 0.0011308 | 585.32 | 0.001231 | 590.9877 | 0.0012096 | 523.8201 | 0.61333 | 590.9877 | 0.0031018 | 585.32 | -0.0009067 | 590.9877 | 0.013948 | 585.32 | 0.2344 | 590.9877 | 0.56701 | 525.0936 | 1.0657e-05 | 590.9877 | 0.032716 | 525.0936 | 5.6661e-06 | 590.9877 | 0.01493 | 590.5361 | 0.00193 | 788.1398 | 0.78228 | 590.5361 | -0.00020616 | 787.4426 | 0 | 788.1398 | 0.01061 | 590.5361 | 0.17928 | 590.9877 | 0.43652
| 523.9349 | 0.00015871 | 591.2163 | 0.0024895 | 590.765 | 0.00077662 | 523.9349 | 0.00125 | 591.2163 | 0.00084178 | 590.765 | -0.00027968 | 590.765 | 7.2142e-05 | 525.2111 | 7.5607e-06 | 591.2163 | 0 | 585.55 | -0.0014334 | 591.2163 | 0.00030266 | 523.9349 | 0.6095 | 591.2163 | 0.0024365 | 585.55 | -0.00087442 | 591.2163 | 0.013198 | 585.55 | 0.25664 | 591.2163 | 0.58125 | 525.2111 | 1.0598e-05 | 591.2163 | 0.033674 | 525.2111 | 6.6324e-06 | 591.2163 | 0.01488 | 590.765 | 0.00134 | 788.3055 | 0.78177 | 590.765 | -0.00047268 | 787.6083 | 0 | 788.3055 | 0.01099 | 590.765 | 0.17755 | 591.2163 | 0.43662
| 524.0497 | 0 | 591.4449 | 0.0033768 | 590.9939 | 0.0012917 | 524.0497 | 0 | 591.4449 | 0.0011066 | 590.9939 | 0.00053076 | 590.9939 | 0.00091154 | 525.3285 | 6.9895e-06 | 591.4449 | 0.00098199 | 585.78 | 0.0013997 | 591.4449 | 0.0014269 | 524.0497 | 0.60266 | 591.4449 | 0.0037029 | 585.78 | 0.0014179 | 591.4449 | 0.013848 | 585.78 | 0.25329 | 591.4449 | 0.59565 | 525.3285 | 1.0036e-05 | 591.4449 | 0.034986 | 525.3285 | 6.7313e-06 | 591.4449 | 0.01629 | 590.9939 | 0.00218 | 788.4711 | 0.77015 | 590.9939 | 0.00080699 | 787.774 | 0 | 788.4711 | 0.01102 | 590.9939 | 0.17846 | 591.4449 | 0.43556
| 524.1645 | 0.00131 | 591.6735 | 0.0030544 | 591.2228 | 0.00068574 | 524.1645 | 0.00052021 | 591.6735 | 0.00030916 | 591.2228 | -0.00050072 | 591.2228 | -4.9617e-05 | 525.446 | 6.6982e-06 | 591.6734 | 0 | 586.01 | 0.00042159 | 591.6734 | 0.00040068 | 524.1645 | 0.60363 | 591.6734 | 0.002077 | 586.01 | 0.0018699 | 591.6735 | 0.012581 | 586.01 | 0.26886 | 591.6734 | 0.61007 | 525.446 | 1.0598e-05 | 591.6734 | 0.034575 | 525.446 | 8.4443e-06 | 591.6735 | 0.01551 | 591.2228 | 0.00129 | 788.6367 | 0.76236 | 591.2228 | -0.00047611 | 787.9397 | 0 | 788.6367 | 0.01122 | 591.2228 | 0.17372 | 591.6735 | 0.4343
| 524.2794 | 0 | 591.902 | 0.0030652 | 591.4518 | 0.0010698 | 524.2794 | 0 | 591.902 | 0.00098445 | 591.4518 | 0.00046366 | 591.4518 | 0.00084042 | 525.5634 | 7.2807e-06 | 591.902 | 0.00059373 | 586.24 | -0.0001855 | 591.902 | 0.0011151 | 524.2794 | 0.59602 | 591.902 | 0.0027889 | 586.24 | -0.001843 | 591.902 | 0.0131 | 586.24 | 0.2794 | 591.902 | 0.62847 | 525.5634 | 1.0341e-05 | 591.902 | 0.036543 | 525.5634 | 9.191e-06 | 591.902 | 0.01695 | 591.4518 | 0.00231 | 788.8023 | 0.75512 | 591.4518 | 0.00089012 | 788.1055 | 0 | 788.8023 | 0.01122 | 591.4518 | 0.17752 | 591.902 | 0.43452
| 524.3942 | 0 | 592.1306 | 0.0022376 | 591.6807 | 0.00088394 | 524.3942 | 0.00084967 | 592.1306 | 0.0006371 | 591.6807 | -0.00041158 | 591.6807 | 3.9028e-05 | 525.6809 | 6.4966e-06 | 592.1306 | 0 | 586.47 | -0.0024789 | 592.1306 | 0.00011324 | 524.3942 | 0.59923 | 592.1306 | 0.0019821 | 586.47 | -0.00051927 | 592.1306 | 0.012354 | 586.47 | 0.30378 | 592.1306 | 0.64164 | 525.6809 | 1.2343e-05 | 592.1306 | 0.036635 | 525.6809 | 8.2356e-06 | 592.1306 | 0.01655 | 591.6807 | 0.0016 | 788.968 | 0.73927 | 591.6807 | -0.0017475 | 788.2712 | 0 | 788.968 | 0.01154 | 591.6807 | 0.17539 | 592.1306 | 0.43347
| 524.509 | 0 | 592.3593 | 0.0027698 | 591.9097 | 0.00095704 | 524.509 | 0 | 592.3593 | 0.0010513 | 591.9097 | 0.0007148 | 591.9097 | 0.00080131 | 525.7983 | 6.463e-06 | 592.3592 | 0.00093266 | 586.69 | 0.00025296 | 592.3592 | 0.0010295 | 524.509 | 0.60442 | 592.3592 | 0.0029318 | 586.69 | -0.00035784 | 592.3593 | 0.01287 | 586.69 | 0.31037 | 592.3592 | 0.65642 | 525.7983 | 1.0493e-05 | 592.3592 | 0.038384 | 525.7983 | 8.5541e-06 | 592.3592 | 0.01816 | 591.9097 | 0.00226 | 789.1336 | 0.73777 | 591.9097 | 0.00054032 | 788.4369 | 0 | 789.1336 | 0.01157 | 591.9097 | 0.17476 | 592.3593 | 0.43276
| 524.6238 | 6.8875e-05 | 592.5878 | 0.002318 | 592.1386 | 0.00085272 | 524.6238 | 0.00031212 | 592.5878 | 0.00028329 | 592.1386 | -7.4699e-05 | 592.1386 | -2.7732e-06 | 525.9158 | 5.7909e-06 | 592.5879 | 6.1078e-05 | 586.92 | -0.0012648 | 592.5879 | 0.00019082 | 524.6238 | 0.59727 | 592.5879 | 0.0018967 | 586.92 | -0.0010036 | 592.5878 | 0.011876 | 586.92 | 0.33044 | 592.5879 | 0.6699 | 525.9158 | 1.006e-05 | 592.5879 | 0.038355 | 525.9158 | 7.8074e-06 | 592.5878 | 0.01766 | 592.1386 | 0.00146 | 789.2993 | 0.7271 | 592.1386 | -0.00082597 | 788.6026 | 0 | 789.2993 | 0.01185 | 592.1386 | 0.17269 | 592.5878 | 0.43104
| 524.7387 | 0.00052189 | 592.8165 | 0.0032942 | 592.3676 | 0.0010101 | 524.7387 | 0 | 592.8165 | 0.0011383 | 592.3676 | 0.00033883 | 592.3676 | 0.00088538 | 526.0333 | 5.7349e-06 | 592.8165 | 0.00060757 | 587.15 | -0.00035414 | 592.8165 | 0.0010397 | 524.7387 | 0.59335 | 592.8165 | 0.002995 | 587.15 | 0.00054618 | 592.8165 | 0.012363 | 587.15 | 0.33366 | 592.8165 | 0.68618 | 526.0333 | 8.7011e-06 | 592.8165 | 0.040173 | 526.0333 | 7.5878e-06 | 592.8165 | 0.01914 | 592.3676 | 0.00233 | 789.4649 | 0.71575 | 592.3676 | 0.00051839 | 788.7684 | 0 | 789.4649 | 0.0117 | 592.3676 | 0.17269 | 592.8165 | 0.42922
| 524.8535 | 0 | 593.0451 | 0.001728 | 592.5966 | 0.00093137 | 524.8535 | 0.0018 | 593.0451 | 0.00018936 | 592.5966 | -9.4146e-05 | 592.5966 | 8.1013e-05 | 526.1507 | 5.9142e-06 | 593.0451 | 0.00010356 | 587.38 | 0.00015177 | 593.0451 | 0.00022165 | 524.8535 | 0.59071 | 593.0451 | 0.0020136 | 587.38 | -0.0010358 | 593.0451 | 0.011666 | 587.38 | 0.35326 | 593.0451 | 0.69846 | 526.1507 | 9.8488e-06 | 593.0451 | 0.040286 | 526.1507 | 4.4912e-06 | 593.0451 | 0.01871 | 592.5966 | 0.00155 | 789.6305 | 0.70862 | 592.5966 | 6.8533e-05 | 788.9341 | 0 | 789.6305 | 0.01201 | 592.5966 | 0.17194 | 593.0451 | 0.42764
| 524.9684 | 0 | 593.2738 | 0.0036327 | 592.8256 | 0.0009943 | 524.9684 | 0 | 593.2738 | 0.0010134 | 592.8256 | 0.00073775 | 592.8256 | 0.00083551 | 526.2682 | 6.2838e-06 | 593.2738 | 0.00053277 | 587.61 | 0.00045532 | 593.2738 | 0.0012308 | 524.9684 | 0.57376 | 593.2738 | 0.003142 | 587.61 | 0.0009659 | 593.2738 | 0.01203 | 587.61 | 0.35749 | 593.2738 | 0.71633 | 526.2682 | 1.0247e-05 | 593.2738 | 0.042249 | 526.2682 | 4.601e-06 | 593.2738 | 0.02015 | 592.8256 | 0.0027 | 789.7962 | 0.70582 | 592.8256 | 0.00054818 | 789.0998 | 0 | 789.7962 | 0.01206 | 592.8256 | 0.17158 | 593.2738 | 0.42636
| 525.0832 | 0.00069774 | 593.5024 | 0.0017614 | 593.0547 | 0.00079717 | 525.0832 | 0.00076297 | 593.5024 | 0.00083887 | 593.0547 | -0.00022565 | 593.0547 | 2.5358e-05 | 526.3857 | 6.4966e-06 | 593.5025 | 0 | 587.84 | -0.00011805 | 593.5025 | 0 | 525.0832 | 0.5753 | 593.5025 | 0.0017355 | 587.84 | 0.0019991 | 593.5024 | 0.011108 | 587.84 | 0.37982 | 593.5025 | 0.73122 | 526.3857 | 1.0598e-05 | 593.5025 | 0.042093 | 526.3857 | 4.0629e-06 | 593.5024 | 0.01966 | 593.0547 | 0.00136 | 789.9619 | 0.69016 | 593.0547 | -0.0012543 | 789.2656 | 0 | 789.9619 | 0.01237 | 593.0547 | 0.16968 | 593.5024 | 0.42587
| 525.1981 | 0 | 593.7311 | 0.0027505 | 593.2837 | 0.0010309 | 525.1981 | 0 | 593.7311 | 0.0014564 | 593.2837 | 0.00066478 | 593.2837 | 0.00066566 | 526.5032 | 6.3958e-06 | 593.7311 | 0.00051413 | 588.07 | -0.0014334 | 593.7311 | 0.00093228 | 525.1981 | 0.58205 | 593.7311 | 0.0026842 | 588.07 | 0.00038475 | 593.7311 | 0.01153 | 588.07 | 0.38743 | 593.7311 | 0.7514 | 526.5032 | 9.5677e-06 | 593.7311 | 0.044637 | 526.5032 | 5.1281e-06 | 593.7311 | 0.02112 | 593.2837 | 0.00263 | 790.1275 | 0.6846 | 593.2837 | 5.8008e-05 | 789.4313 | 0 | 790.1275 | 0.0124 | 593.2837 | 0.17081 | 593.7311 | 0.42622
| 525.3129 | 0.00041025 | 593.9598 | 0.0028795 | 593.5127 | 0.0010598 | 525.3129 | 0.00048552 | 593.9598 | 0.0010215 | 593.5127 | -0.00042169 | 593.5127 | 2.2915e-05 | 526.6206 | 6.6534e-06 | 593.9598 | 0 | 588.3 | -0.0024115 | 593.9598 | 0.00069499 | 525.3129 | 0.57521 | 593.9598 | 0.0021525 | 588.3 | 0.00015874 | 593.9598 | 0.011109 | 588.3 | 0.41229 | 593.9598 | 0.76836 | 526.6206 | 9.9307e-06 | 593.9598 | 0.044912 | 526.6206 | 6.314e-06 | 593.9598 | 0.02123 | 593.5127 | 0.00189 | 790.2932 | 0.6725 | 593.5127 | 0.00028296 | 789.5971 | 0 | 790.2932 | 0.01267 | 593.5127 | 0.17127 | 593.9598 | 0.42692
| 525.4278 | 0 | 594.1885 | 0.0029681 | 593.7418 | 0.0011067 | 525.4278 | 0 | 594.1885 | 0.0010143 | 593.7418 | 0.00094977 | 593.7418 | 0.0008929 | 526.7381 | 6.8886e-06 | 594.1885 | 0.00094667 | 588.53 | -0.00086005 | 594.1885 | 0.0013003 | 525.4278 | 0.5714 | 594.1885 | 0.0028473 | 588.53 | -0.00055155 | 594.1885 | 0.011509 | 588.53 | 0.41144 | 594.1885 | 0.78736 | 526.7381 | 9.2164e-06 | 594.1885 | 0.046737 | 526.7381 | 6.4128e-06 | 594.1885 | 0.02295 | 593.7418 | 0.00285 | 790.4589 | 0.66125 | 593.7418 | 0.0010682 | 789.7628 | 0 | 790.4589 | 0.01281 | 593.7418 | 0.17184 | 594.1885 | 0.42733
| 525.5426 | 0.00197 | 594.4172 | 0.0019619 | 593.9708 | 0.00086689 | 525.5426 | 0.00064159 | 594.4172 | 0.00076783 | 593.9708 | -0.00018104 | 593.9708 | 0.00012987 | 526.8556 | 8.0648e-06 | 594.4172 | 0 | 588.76 | -0.0013997 | 594.4172 | 0.00012863 | 525.5426 | 0.57348 | 594.4172 | 0.0018796 | 588.76 | 0.0044205 | 594.4172 | 0.010594 | 588.76 | 0.44627 | 594.4172 | 0.80028 | 526.8556 | 9.9542e-06 | 594.4172 | 0.046853 | 526.8556 | 6.4128e-06 | 594.4172 | 0.02272 | 593.9708 | 0.00188 | 790.6245 | 0.65861 | 593.9708 | -0.0001354 | 789.9286 | 0 | 790.6245 | 0.01305 | 593.9708 | 0.17125 | 594.4172 | 0.42584
| 525.6575 | 0 | 594.6459 | 0.0023646 | 594.1999 | 0.00092981 | 525.6575 | 0 | 594.6459 | 0.0013334 | 594.1999 | 0.00057051 | 594.1999 | 0.00082892 | 526.9731 | 7.5159e-06 | 594.646 | 0.00089188 | 588.99 | -0.0019393 | 594.646 | 0.0012671 | 525.6575 | 0.57313 | 594.646 | 0.0029276 | 588.99 | -0.0013587 | 594.6459 | 0.011139 | 588.99 | 0.44821 | 594.646 | 0.81679 | 526.9731 | 1.006e-05 | 594.646 | 0.048572 | 526.9731 | 4.6998e-06 | 594.6459 | 0.02415 | 594.1999 | 0.00305 | 790.7902 | 0.64378 | 594.1999 | 0.0012329 | 790.0944 | 0 | 790.7902 | 0.01302 | 594.1999 | 0.17236 | 594.6459 | 0.42414
| 525.7724 | 0 | 594.8747 | 0.002776 | 594.429 | 0.00092902 | 525.7724 | 0.00184 | 594.8747 | 0.00043404 | 594.429 | -0.00028281 | 594.429 | 7.1765e-05 | 527.0906 | 7.7399e-06 | 594.8747 | 0 | 589.21 | -0.0024453 | 594.8747 | 0.00045714 | 525.7724 | 0.57382 | 594.8747 | 0.0016419 | 589.21 | -0.0014233 | 594.8747 | 0.010355 | 589.21 | 0.46691 | 594.8747 | 0.82704 | 527.0906 | 1.1336e-05 | 594.8747 | 0.0489 | 527.0906 | 6.0944e-06 | 594.8747 | 0.02396 | 594.429 | 0.00266 | 790.9559 | 0.63399 | 594.429 | -0.0015481 | 790.2601 | 0 | 790.9559 | 0.0132 | 594.429 | 0.17088 | 594.8747 | 0.42147
| 525.8873 | 0 | 595.1035 | 0.0032437 | 594.6581 | 0.00075019 | 525.8873 | 0 | 595.1035 | 0.0016902 | 594.6581 | 0.00046659 | 594.6581 | 0.00069377 | 527.2081 | 6.8774e-06 | 595.1034 | 0.00086089 | 589.44 | 0.001366 | 595.1034 | 0.0010803 | 525.8873 | 0.57069 | 595.1034 | 0.0024326 | 589.44 | 2.9596e-05 | 595.1035 | 0.010739 | 589.44 | 0.48251 | 595.1034 | 0.84078 | 527.2081 | 1.1313e-05 | 595.1034 | 0.050489 | 527.2081 | 6.6324e-06 | 595.1034 | 0.02542 | 594.6581 | 0.00292 | 791.1216 | 0.62824 | 594.6581 | 0.00074072 | 790.4259 | 0 | 791.1216 | 0.01325 | 594.6581 | 0.17152 | 595.1035 | 0.41965
| 526.0022 | 0.00010482 | 595.3322 | 0.0021753 | 594.8872 | 0.00079398 | 526.0022 | 0.00065893 | 595.3322 | 0.00074767 | 594.8872 | -0.00037106 | 594.8872 | 0.00011093 | 527.3256 | 6.8102e-06 | 595.3322 | 0 | 589.67 | -0.0012648 | 595.3322 | 0.00019677 | 526.0022 | 0.56471 | 595.3322 | 0.0018286 | 589.67 | -9.9549e-05 | 595.3322 | 0.009957 | 589.67 | 0.50543 | 595.3322 | 0.85318 | 527.3256 | 1.0095e-05 | 595.3322 | 0.050748 | 527.3256 | 7.8074e-06 | 595.3322 | 0.0251 | 594.8872 | 0.00228 | 791.2873 | 0.61525 | 594.8872 | 0.00044244 | 790.5917 | 0 | 791.2873 | 0.01348 | 594.8872 | 0.17004 | 595.3322 | 0.41769
| 526.117 | 0 | 595.561 | 0.0036609 | 595.1163 | 0.0010162 | 526.117 | 0 | 595.561 | 0.0014488 | 595.1163 | 0.00059479 | 595.1163 | 0.00073992 | 527.4431 | 7.2023e-06 | 595.561 | 0.00066636 | 589.9 | 0.0020742 | 595.561 | 0.00098244 | 526.117 | 0.55814 | 595.561 | 0.0024255 | 589.9 | 6.1882e-05 | 595.561 | 0.010339 | 589.9 | 0.51346 | 595.561 | 0.86953 | 527.4431 | 9.2164e-06 | 595.561 | 0.053006 | 527.4431 | 8.2356e-06 | 595.561 | 0.02669 | 595.1163 | 0.00313 | 791.453 | 0.61006 | 595.1163 | 0.0014229 | 790.7575 | 0 | 791.453 | 0.01346 | 595.1163 | 0.17191 | 595.561 | 0.41616
| 526.2319 | 0.0014 | 595.7897 | 0.0026187 | 595.3455 | 0.00091185 | 526.2319 | 0.00095371 | 595.7897 | 0.00052454 | 595.3455 | -0.00012294 | 595.3455 | 5.9172e-05 | 527.5606 | 6.9895e-06 | 595.7898 | 0 | 590.13 | -0.00011805 | 595.7898 | 0.00038506 | 526.2319 | 0.55574 | 595.7898 | 0.0019229 | 590.13 | -0.00039012 | 595.7897 | 0.0097053 | 590.13 | 0.53023 | 595.7898 | 0.88479 | 527.5606 | 1.0223e-05 | 595.7898 | 0.053736 | 527.5606 | 1.1442e-05 | 595.7897 | 0.02671 | 595.3455 | 0.00239 | 791.6187 | 0.59948 | 595.3455 | -0.0006606 | 790.9233 | 0 | 791.6187 | 0.01357 | 595.3455 | 0.17064 | 595.7897 | 0.41545
| 526.3468 | 0 | 596.0186 | 0.0030392 | 595.5746 | 0.00081838 | 526.3468 | 0 | 596.0186 | 0.0014362 | 595.5746 | 0.00042581 | 595.5746 | 0.00085132 | 527.6781 | 7.1687e-06 | 596.0186 | 0.0010206 | 590.36 | 0.00065769 | 596.0186 | 0.001053 | 526.3468 | 0.55491 | 596.0186 | 0.0027847 | 590.36 | -0.00029326 | 596.0186 | 0.010169 | 590.36 | 0.54285 | 596.0186 | 0.89895 | 527.6781 | 1.1207e-05 | 596.0186 | 0.055714 | 527.6781 | 1.187e-05 | 596.0186 | 0.02824 | 595.5746 | 0.00319 | 791.7844 | 0.58714 | 595.5746 | 9.1653e-05 | 791.0891 | 0.00177 | 791.7844 | 0.01364 | 595.5746 | 0.17056 | 596.0186 | 0.41528
| 526.4617 | 0.00127 | 596.2474 | 0.0031267 | 595.8038 | 0.00092163 | 526.4617 | 0.00079764 | 596.2474 | 0.0012066 | 595.8038 | -0.00024579 | 595.8038 | -2.3872e-05 | 527.7956 | 6.183e-06 | 596.2474 | 0 | 590.59 | -0.00045532 | 596.2474 | 0.00011662 | 526.4617 | 0.55452 | 596.2474 | 0.0015633 | 590.59 | -0.00039012 | 596.2474 | 0.009262 | 590.59 | 0.57933 | 596.2474 | 0.91434 | 527.7956 | 1.1336e-05 | 596.2474 | 0.056098 | 527.7956 | 9.5204e-06 | 596.2474 | 0.02833 | 595.8038 | 0.0024 | 791.9501 | 0.58539 | 595.8038 | -0.00050631 | 791.2549 | 0 | 791.9501 | 0.01381 | 595.8038 | 0.16932 | 596.2474 | 0.41461
| 526.5766 | 0 | 596.4762 | 0.0032987 | 596.0329 | 0.00096798 | 526.5766 | 0 | 596.4762 | 0.0011289 | 596.0329 | 0.00046365 | 596.0329 | 0.00071493 | 527.9132 | 6.0486e-06 | 596.4762 | 0.00087269 | 590.82 | 0.0010961 | 596.4762 | 0.00096722 | 526.5766 | 0.5431 | 596.4762 | 0.0024232 | 590.82 | 0.0016439 | 596.4762 | 0.0099458 | 590.82 | 0.5844 | 596.4762 | 0.92998 | 527.9132 | 9.919e-06 | 596.4762 | 0.058532 | 527.9132 | 6.8411e-06 | 596.4762 | 0.03017 | 596.0329 | 0.00349 | 792.1158 | 0.57461 | 596.0329 | 0.00067295 | 791.4207 | 0.00465 | 792.1158 | 0.01392 | 596.0329 | 0.16971 | 596.4762 | 0.41382
| 526.6916 | 0.00163 | 596.705 | 0.0025762 | 596.2621 | 0.00089234 | 526.6916 | 0.00118 | 596.705 | 0.00039241 | 596.2621 | -0.00018097 | 596.2621 | 4.2923e-05 | 528.0307 | 6.1606e-06 | 596.705 | 1.2458e-05 | 591.05 | -0.0018381 | 596.705 | 0.00023246 | 526.6916 | 0.54121 | 596.705 | 0.0018106 | 591.05 | -0.0028116 | 596.705 | 0.0091404 | 591.05 | 0.60462 | 596.705 | 0.94237 | 528.0307 | 9.6731e-06 | 596.705 | 0.059415 | 528.0307 | 4.4912e-06 | 596.705 | 0.02997 | 596.2621 | 0.00259 | 792.2815 | 0.56724 | 596.2621 | -0.00045953 | 791.5865 | 0.00056998 | 792.2815 | 0.01403 | 596.2621 | 0.17004 | 596.705 | 0.41323
| 526.8065 | 0 | 596.9338 | 0.0026849 | 596.4913 | 0.0010022 | 526.8065 | 0 | 596.9338 | 0.0013261 | 596.4913 | 0.00062464 | 596.4913 | 0.00076028 | 528.1482 | 6.9671e-06 | 596.9338 | 0.00080171 | 591.28 | 0.00042159 | 596.9338 | 0.0010447 | 526.8065 | 0.53574 | 596.9338 | 0.0023026 | 591.28 | -0.00087442 | 596.9338 | 0.0095796 | 591.28 | 0.61612 | 596.9338 | 0.95347 | 528.1482 | 9.8488e-06 | 596.9338 | 0.061815 | 528.1482 | 5.8857e-06 | 596.9338 | 0.03176 | 596.4913 | 0.00346 | 792.4472 | 0.55381 | 596.4913 | 0.00083281 | 791.7523 | 0.00647 | 792.4472 | 0.01422 | 596.4913 | 0.16927 | 596.9338 | 0.41237
| 526.9214 | 0.00084148 | 597.1627 | 0.0017875 | 596.7205 | 0.00082428 | 526.9214 | 0.00243 | 597.1627 | 0.00050711 | 596.7205 | -0.00031172 | 596.7205 | 0.00010937 | 528.2657 | 8.1096e-06 | 597.1627 | 9.455e-05 | 591.51 | -0.0018381 | 597.1627 | 0.000405 | 526.9214 | 0.53624 | 597.1627 | 0.001506 | 591.51 | -0.0028761 | 597.1627 | 0.008763 | 591.51 | 0.64789 | 597.1627 | 0.96094 | 528.2657 | 1.0516e-05 | 597.1627 | 0.062066 | 528.2657 | 6.9509e-06 | 597.1627 | 0.03164 | 596.7205 | 0.00294 | 792.613 | 0.54127 | 596.7205 | -0.00080717 | 791.9181 | 0.00499 | 792.613 | 0.01427 | 596.7205 | 0.16846 | 597.1627 | 0.41079
| 527.0363 | 0 | 597.3915 | 0.0031053 | 596.9497 | 0.00099617 | 527.0363 | 0 | 597.3915 | 0.0013744 | 596.9497 | 0.00048934 | 596.9497 | 0.00084012 | 528.3833 | 8.524e-06 | 597.3916 | 0.00077779 | 591.74 | -0.0011973 | 597.3916 | 0.00086364 | 527.0363 | 0.53129 | 597.3916 | 0.0024082 | 591.74 | 0.0011273 | 597.3915 | 0.0093394 | 591.74 | 0.66219 | 597.3916 | 0.96847 | 528.3833 | 9.4272e-06 | 597.3916 | 0.064083 | 528.3833 | 9.191e-06 | 597.3915 | 0.03341 | 596.9497 | 0.00374 | 792.7787 | 0.53305 | 596.9497 | -0.00013662 | 792.0839 | 0.00969 | 792.7787 | 0.01441 | 596.9497 | 0.16788 | 597.3915 | 0.40972
| 527.1512 | 6.8875e-05 | 597.6204 | 0.0024957 | 597.179 | 0.00069776 | 527.1512 | 0.00102 | 597.6204 | 0.0009139 | 597.179 | -0.0003975 | 597.179 | 4.8128e-05 | 528.5008 | 8.5576e-06 | 597.6204 | 0.00010308 | 591.97 | -0.00042159 | 597.6204 | 0.00026403 | 527.1512 | 0.52444 | 597.6204 | 0.0014464 | 591.97 | -0.0018108 | 597.6204 | 0.0084992 | 591.97 | 0.6791 | 597.6204 | 0.9748 | 528.5008 | 9.7082e-06 | 597.6204 | 0.064642 | 528.5008 | 1.0695e-05 | 597.6204 | 0.03364 | 597.179 | 0.00283 | 792.9444 | 0.52031 | 597.179 | -0.0013019 | 792.2497 | 0.00517 | 792.9444 | 0.01439 | 597.179 | 0.16755 | 597.6204 | 0.40852
| 527.2662 | 0 | 597.8493 | 0.0033802 | 597.4082 | 0.00095086 | 527.2662 | 0 | 597.8493 | 0.0015984 | 597.4082 | 0.00023461 | 597.4082 | 0.00088973 | 528.6183 | 6.6198e-06 | 597.8493 | 0.00062925 | 592.19 | 0.001231 | 597.8493 | 0.0010931 | 527.2662 | 0.51371 | 597.8493 | 0.0020877 | 592.19 | 0.0011596 | 597.8493 | 0.0091678 | 592.19 | 0.69859 | 597.8493 | 0.98057 | 528.6183 | 1.0223e-05 | 597.8493 | 0.067636 | 528.6183 | 1.0695e-05 | 597.8493 | 0.03554 | 597.4082 | 0.00404 | 793.1102 | 0.50895 | 597.4082 | 0.00048511 | 792.4156 | 0.00703 | 793.1102 | 0.01457 | 597.4082 | 0.16845 | 597.8493 | 0.40713
| 527.3811 | 0.00067977 | 598.0782 | 0.0025695 | 597.6374 | 0.0007421 | 527.3811 | 0.00229 | 598.0782 | 0.00092596 | 597.6374 | -0.00016644 | 597.6374 | -4.111e-05 | 528.7359 | 6.6534e-06 | 598.0782 | 0 | 592.42 | -0.00096123 | 598.0782 | 0.00010732 | 527.3811 | 0.51626 | 598.0782 | 0.0013354 | 592.42 | -0.0021013 | 598.0782 | 0.0082735 | 592.42 | 0.72008 | 598.0782 | 0.98544 | 528.7359 | 1.1722e-05 | 598.0782 | 0.0679 | 528.7359 | 1.0267e-05 | 598.0782 | 0.03542 | 597.6374 | 0.00331 | 793.2759 | 0.5026 | 597.6374 | -0.00030662 | 792.5814 | 0.00781 | 793.2759 | 0.01449 | 597.6374 | 0.16464 | 598.0782 | 0.40654
| 527.496 | 0 | 598.3071 | 0.0035937 | 597.8667 | 0.00088464 | 527.496 | 0 | 598.3071 | 0.001348 | 597.8667 | 0.00053508 | 597.8667 | 0.00083051 | 528.8534 | 5.6117e-06 | 598.3071 | 0.00074088 | 592.65 | -0.00038786 | 598.3071 | 0.0010029 | 527.496 | 0.51232 | 598.3071 | 0.002473 | 592.65 | -0.0004547 | 598.3071 | 0.008963 | 592.65 | 0.73076 | 598.3071 | 0.98888 | 528.8534 | 1.1125e-05 | 598.3071 | 0.070298 | 528.8534 | 8.2356e-06 | 598.3071 | 0.03742 | 597.8667 | 0.00385 | 793.4416 | 0.49604 | 597.8667 | 0.00038671 | 792.7472 | 0.01053 | 793.4416 | 0.01464 | 597.8667 | 0.16937 | 598.3071 | 0.40548
| 527.611 | 0.0016 | 598.536 | 0.0027361 | 598.096 | 0.00081198 | 527.611 | 0.00086701 | 598.536 | 0.0011853 | 598.096 | -0.00022721 | 598.096 | 3.9942e-05 | 528.971 | 6.8886e-06 | 598.536 | 0.00014786 | 592.88 | 8.4319e-05 | 598.536 | 0.00036672 | 527.611 | 0.50939 | 598.536 | 0.0014325 | 592.88 | -0.0012619 | 598.536 | 0.0081557 | 592.88 | 0.75845 | 598.536 | 0.99002 | 528.971 | 1.0633e-05 | 598.536 | 0.071139 | 528.971 | 8.3454e-06 | 598.536 | 0.0376 | 598.096 | 0.00338 | 793.6074 | 0.48112 | 598.096 | -0.00099741 | 792.9131 | 0.00915 | 793.6074 | 0.01458 | 598.096 | 0.16684 | 598.536 | 0.40471
| 527.7259 | 0 | 598.765 | 0.0028439 | 598.3253 | 0.0009568 | 527.7259 | 0 | 598.765 | 0.0015838 | 598.3253 | 0.00063033 | 598.3253 | 0.00074415 | 529.0885 | 5.8693e-06 | 598.765 | 0.00076333 | 593.11 | -0.00045532 | 598.765 | 0.00085837 | 527.7259 | 0.51261 | 598.765 | 0.0022164 | 593.11 | -0.0004547 | 598.765 | 0.0085426 | 593.11 | 0.77096 | 598.765 | 0.99277 | 529.0885 | 1.0013e-05 | 598.765 | 0.073625 | 529.0885 | 6.5226e-06 | 598.7649 | 0.03949 | 598.3253 | 0.00407 | 793.7731 | 0.47982 | 598.3253 | 0.001298 | 793.0789 | 0.01071 | 793.7731 | 0.01485 | 598.3253 | 0.1673 | 598.765 | 0.40405
| 527.8409 | 0.0004462 | 598.9939 | 0.0020589 | 598.5546 | 0.00086509 | 527.8409 | 0.00142 | 598.9939 | 0.00086374 | 598.5546 | 0.00011439 | 598.5546 | 5.9046e-05 | 529.2061 | 6.2614e-06 | 598.9939 | 0 | 593.34 | 0.00069142 | 598.9939 | 0.00041195 | 527.8409 | 0.50076 | 598.9939 | 0.001713 | 593.34 | -0.002069 | 598.9939 | 0.0080201 | 593.34 | 0.79106 | 598.9939 | 0.98994 | 529.2061 | 9.9307e-06 | 598.9939 | 0.074946 | 529.2061 | 7.1595e-06 | 598.9939 | 0.03972 | 598.5545 | 0.00363 | 793.9389 | 0.47282 | 598.5546 | 4.3198e-05 | 793.2447 | 0.01277 | 793.9389 | 0.01473 | 598.5545 | 0.16624 | 598.9939 | 0.40357
| 527.9559 | 0 | 599.2228 | 0.0038465 | 598.7839 | 0.00091762 | 527.9559 | 0 | 599.2228 | 0.0013906 | 598.7839 | 0.00078139 | 598.7839 | 0.00068758 | 529.3237 | 6.5974e-06 | 599.2229 | 0.00093342 | 593.57 | -0.00011805 | 599.2229 | 0.001052 | 527.9559 | 0.49972 | 599.2229 | 0.0021172 | 593.57 | -0.00084214 | 599.2228 | 0.008307 | 593.57 | 0.80862 | 599.2229 | 0.98975 | 529.3237 | 9.0993e-06 | 599.2229 | 0.077945 | 529.3237 | 4.9194e-06 | 599.2228 | 0.04187 | 598.7839 | 0.00464 | 794.1047 | 0.46252 | 598.7839 | 0.00050178 | 793.4106 | 0.01243 | 794.1047 | 0.01497 | 598.7839 | 0.16594 | 599.2228 | 0.40319
| 528.0708 | 0.00085945 | 599.4518 | 0.0014481 | 599.0132 | 0.00086015 | 528.0708 | 0.00060691 | 599.4518 | 0.0010979 | 599.0132 | 3.272e-05 | 599.0132 | -2.4953e-05 | 529.4412 | 6.9895e-06 | 599.4518 | 4.7376e-05 | 593.8 | -0.0005565 | 599.4518 | 0.00017568 | 528.0708 | 0.49583 | 599.4518 | 0.0013829 | 593.8 | -0.0025855 | 599.4518 | 0.0079042 | 593.8 | 0.83458 | 599.4518 | 0.98255 | 529.4412 | 9.8488e-06 | 599.4518 | 0.079143 | 529.4412 | 6.0944e-06 | 599.4518 | 0.04226 | 599.0132 | 0.00409 | 794.2704 | 0.4534 | 599.0132 | -0.0014636 | 793.5765 | 0.01325 | 794.2704 | 0.01476 | 599.0132 | 0.16439 | 599.4518 | 0.4021
| 528.1858 | 0 | 599.6808 | 0.0029132 | 599.2425 | 0.00090099 | 528.1858 | 0 | 599.6808 | 0.0018542 | 599.2425 | 0.00036492 | 599.2425 | 0.00064792 | 529.5588 | 7.0903e-06 | 599.6808 | 0.00095409 | 594.03 | 0.00059023 | 599.6808 | 0.0011294 | 528.1858 | 0.48995 | 599.6808 | 0.0019785 | 594.03 | 0.0004816 | 599.6808 | 0.0081145 | 594.03 | 0.84261 | 599.6808 | 0.97537 | 529.5588 | 9.0759e-06 | 599.6808 | 0.081851 | 529.5588 | 7.3791e-06 | 599.6808 | 0.04426 | 599.2425 | 0.00472 | 794.4362 | 0.44106 | 599.2425 | 0.00015135 | 793.7423 | 0.01571 | 794.4362 | 0.01503 | 599.2425 | 0.16499 | 599.6808 | 0.40143
| 528.3007 | 0.00138 | 599.9098 | 0.0021555 | 599.4718 | 0.00067287 | 528.3007 | 0.00102 | 599.9098 | 5.3366e-05 | 599.4718 | 3.4569e-05 | 599.4718 | 2.0204e-05 | 529.6764 | 6.463e-06 | 599.9098 | 0 | 594.26 | 0.0010287 | 599.9098 | 0.00022841 | 528.3007 | 0.48561 | 599.9098 | 0.00091345 | 594.26 | 2.9596e-05 | 599.9098 | 0.007277 | 594.26 | 0.86579 | 599.9098 | 0.9624 | 529.6764 | 9.6731e-06 | 599.9098 | 0.081716 | 529.6764 | 9.3008e-06 | 599.9098 | 0.04426 | 599.4719 | 0.00386 | 794.602 | 0.43153 | 599.4718 | -0.00073051 | 793.9082 | 0.01197 | 794.602 | 0.01477 | 599.4719 | 0.16388 | 599.9098 | 0.40035
| 528.4157 | 0 | 600.1388 | 0.002807 | 599.7012 | 0.00088668 | 528.4157 | 0 | 600.1388 | 0.0012929 | 599.7012 | 0.00052115 | 599.7012 | 0.00067311 | 529.7939 | 6.6534e-06 | 600.1388 | 0.00083987 | 594.49 | 0.00042159 | 600.1388 | 0.00098092 | 528.4157 | 0.48166 | 600.1388 | 0.0020849 | 594.49 | -0.00097128 | 600.1388 | 0.00764 | 594.49 | 0.88442 | 600.1388 | 0.95118 | 529.7939 | 9.2398e-06 | 600.1388 | 0.084272 | 529.7939 | 9.6192e-06 | 600.1388 | 0.04622 | 599.7012 | 0.00514 | 794.7677 | 0.4206 | 599.7012 | -0.00027559 | 794.0741 | 0.01801 | 794.7677 | 0.01504 | 599.7012 | 0.16403 | 600.1388 | 0.39904
| 528.5307 | 0.00127 | 600.3678 | 0.0022475 | 599.9306 | 0.00082165 | 528.5307 | 0.00146 | 600.3678 | 0.00098741 | 599.9306 | -0.00019295 | 599.9306 | 1.1729e-05 | 529.9115 | 6.7542e-06 | 600.3678 | 0.00014092 | 594.72 | -0.00072515 | 600.3678 | 0.0002449 | 528.5307 | 0.48195 | 600.3678 | 0.0010485 | 594.72 | -0.0015524 | 600.3678 | 0.0072552 | 594.72 | 0.90868 | 600.3678 | 0.93701 | 529.9115 | 9.1344e-06 | 600.3678 | 0.086134 | 529.9115 | 1.0377e-05 | 600.3678 | 0.0466 | 599.9306 | 0.00429 | 794.9335 | 0.42346 | 599.9306 | -0.0012784 | 794.2399 | 0.01671 | 794.9335 | 0.01474 | 599.9306 | 0.16164 | 600.3678 | 0.39735
| 528.6457 | 0 | 600.5968 | 0.0033473 | 600.1599 | 0.00083822 | 528.6457 | 0 | 600.5968 | 0.0012107 | 600.1599 | 0.0005448 | 600.1599 | 0.00070731 | 530.0291 | 6.7094e-06 | 600.5968 | 0.00063382 | 594.95 | -0.0018719 | 600.5968 | 0.0010116 | 528.6457 | 0.47874 | 600.5968 | 0.001963 | 594.95 | 0.0013856 | 600.5968 | 0.0075951 | 594.95 | 0.91524 | 600.5968 | 0.92352 | 530.0291 | 9.029e-06 | 600.5968 | 0.088264 | 530.0291 | 9.3008e-06 | 600.5968 | 0.04877 | 600.1599 | 0.00511 | 795.0993 | 0.41332 | 600.1599 | 0.00080384 | 794.4058 | 0.02037 | 795.0993 | 0.01508 | 600.1599 | 0.16156 | 600.5968 | 0.39685
| 528.7607 | 0.00019465 | 600.8259 | 0.0020847 | 600.3893 | 0.00058733 | 528.7607 | 0.00123 | 600.8259 | 0.00045671 | 600.3893 | 8.2627e-05 | 600.3893 | -7.1052e-05 | 530.1467 | 6.1046e-06 | 600.8259 | 0 | 595.18 | -0.00099496 | 600.8259 | 0.00023077 | 528.7607 | 0.47391 | 600.8259 | 0.001498 | 595.18 | 0.00022331 | 600.8259 | 0.0069453 | 595.18 | 0.94336 | 600.8259 | 0.91048 | 530.1467 | 9.193e-06 | 600.8259 | 0.089742 | 530.1467 | 1.0157e-05 | 600.8259 | 0.04945 | 600.3893 | 0.00432 | 795.2651 | 0.40545 | 600.3893 | -0.0016149 | 794.5717 | 0.01747 | 795.2651 | 0.01478 | 600.3893 | 0.16217 | 600.8259 | 0.3951
| 528.8757 | 0 | 601.0549 | 0.0032731 | 600.6187 | 0.00099387 | 528.8757 | 0 | 601.0549 | 0.0015454 | 600.6187 | 0.00073262 | 600.6187 | 0.00079167 | 530.2643 | 5.6789e-06 | 601.0549 | 0.00055232 | 595.41 | 1.6864e-05 | 601.0549 | 0.00090355 | 528.8757 | 0.47769 | 601.0549 | 0.0022536 | 595.41 | 0.0015793 | 601.0549 | 0.0076456 | 595.41 | 0.93576 | 601.0549 | 0.89468 | 530.2643 | 9.2984e-06 | 601.0549 | 0.0932 | 530.2643 | 7.8074e-06 | 601.0549 | 0.05165 | 600.6187 | 0.00532 | 795.4309 | 0.39581 | 600.6187 | 0.0011222 | 794.7376 | 0.02165 | 795.4309 | 0.01518 | 600.6187 | 0.16244 | 601.0549 | 0.39461
| 528.9907 | 0 | 601.2839 | 0.0018247 | 600.8481 | 0.00079486 | 528.9907 | 0.0026 | 601.2839 | 0.00087994 | 600.8481 | 0.00010557 | 600.8481 | 2.7695e-05 | 530.3819 | 6.3846e-06 | 601.284 | 0 | 595.64 | -0.001366 | 601.284 | 7.7591e-05 | 528.9907 | 0.48172 | 601.284 | 0.0012797 | 595.64 | -0.0015524 | 601.2839 | 0.006985 | 595.64 | 0.96872 | 601.284 | 0.87815 | 530.3819 | 1.006e-05 | 601.284 | 0.094595 | 530.3819 | 8.9823e-06 | 601.2839 | 0.05228 | 600.8481 | 0.00494 | 795.5967 | 0.38768 | 600.8481 | -0.00048806 | 794.9035 | 0.02267 | 795.5967 | 0.01474 | 600.8481 | 0.16148 | 601.2839 | 0.39384
| 529.1057 | 0 | 601.513 | 0.0026619 | 601.0775 | 0.00091211 | 529.1057 | 0 | 601.513 | 0.0017349 | 601.0775 | 0.0005906 | 601.0775 | 0.00069496 | 530.4995 | 6.4966e-06 | 601.513 | 0.00078599 | 595.87 | 0.00089378 | 601.513 | 0.00093853 | 529.1057 | 0.47275 | 601.513 | 0.0021143 | 595.87 | -0.00022869 | 601.513 | 0.0073871 | 595.87 | 0.97217 | 601.513 | 0.86138 | 530.4995 | 1.1149e-05 | 601.513 | 0.097686 | 530.4995 | 8.2356e-06 | 601.513 | 0.05449 | 601.0775 | 0.0055 | 795.7625 | 0.38139 | 601.0775 | 4.3106e-05 | 795.0694 | 0.02283 | 795.7625 | 0.01514 | 601.0775 | 0.16117 | 601.513 | 0.39287
| 529.2207 | 0.00026652 | 601.7421 | 0.0023206 | 601.307 | 0.00080782 | 529.2207 | 0.00053755 | 601.7421 | 0.00079803 | 601.307 | -0.00015715 | 601.307 | 5.0883e-05 | 530.617 | 7.2695e-06 | 601.7421 | 0.0001213 | 596.1 | 0.00082632 | 601.7421 | 0.00041151 | 529.2207 | 0.46287 | 601.7421 | 0.0012584 | 596.1 | -0.0015202 | 601.7421 | 0.0068339 | 596.1 | 0.97951 | 601.7421 | 0.84116 | 530.617 | 1.2003e-05 | 601.7421 | 0.098978 | 530.617 | 8.2356e-06 | 601.7421 | 0.05492 | 601.307 | 0.00515 | 795.9283 | 0.37535 | 601.307 | -0.00055804 | 795.2353 | 0.02475 | 795.9283 | 0.01472 | 601.307 | 0.16024 | 601.7421 | 0.39166
| 529.3357 | 0 | 601.9712 | 0.0034208 | 601.5364 | 0.00089725 | 529.3357 | 0 | 601.9712 | 0.0017226 | 601.5364 | 0.00033938 | 601.5364 | 0.00072554 | 530.7346 | 7.6951e-06 | 601.9712 | 0.0006173 | 596.32 | -0.0018381 | 601.9712 | 0.0008832 | 529.3357 | 0.47056 | 601.9712 | 0.0020182 | 596.32 | -0.00093899 | 601.9712 | 0.0070208 | 596.32 | 0.97662 | 601.9712 | 0.82348 | 530.7346 | 1.1805e-05 | 601.9712 | 0.10255 | 530.7346 | 6.4128e-06 | 601.9712 | 0.05722 | 601.5364 | 0.00592 | 796.0941 | 0.36483 | 601.5364 | 0.000393 | 795.4012 | 0.02233 | 796.0941 | 0.01517 | 601.5364 | 0.16023 | 601.9712 | 0.39083
| 529.4507 | 0 | 602.2003 | 0.0022434 | 601.7659 | 0.00072583 | 529.4507 | 0.00090168 | 602.2003 | 0.00089544 | 601.7659 | -9.2954e-05 | 601.7659 | 1.7666e-05 | 530.8523 | 9.5769e-06 | 602.2003 | 0 | 596.55 | 0.0005565 | 602.2003 | 0.00034305 | 529.4507 | 0.46801 | 602.2003 | 0.0016277 | 596.55 | 0.0012565 | 602.2003 | 0.0064697 | 596.55 | 1 | 602.2003 | 0.80253 | 530.8523 | 1.0493e-05 | 602.2003 | 0.10437 | 530.8523 | 9.191e-06 | 602.2003 | 0.05799 | 601.7659 | 0.00526 | 796.2599 | 0.35718 | 601.7659 | -0.00067991 | 795.5671 | 0.02611 | 796.2599 | 0.01469 | 601.7659 | 0.15923 | 602.2003 | 0.39038
| 529.5657 | 0 | 602.4294 | 0.0036598 | 601.9953 | 0.00075888 | 529.5657 | 0 | 602.4294 | 0.0016236 | 601.9953 | 0.00042047 | 601.9953 | 0.00067898 | 530.9699 | 9.1849e-06 | 602.4294 | 0.0008209 | 596.78 | -0.00042159 | 602.4294 | 0.00093886 | 529.5657 | 0.47303 | 602.4294 | 0.0016402 | 596.78 | -0.0010681 | 602.4294 | 0.0068388 | 596.78 | 0.99275 | 602.4294 | 0.77952 | 530.9699 | 9.5092e-06 | 602.4294 | 0.10754 | 530.9699 | 9.8388e-06 | 602.4294 | 0.06039 | 601.9953 | 0.0061 | 796.4257 | 0.35123 | 601.9953 | -0.00027283 | 795.733 | 0.02597 | 796.4257 | 0.01513 | 601.9953 | 0.1576 | 602.4294 | 0.38897
| 529.6807 | 0.00134 | 602.6585 | 0.0026881 | 602.2248 | 0.00069487 | 529.6807 | 0.00175 | 602.6585 | 0.00064972 | 602.2248 | -0.00035682 | 602.2248 | 3.5246e-05 | 531.0875 | 8.1096e-06 | 602.6585 | 0 | 597.01 | -0.0018044 | 602.6585 | 0.00016775 | 529.6807 | 0.46645 | 602.6585 | 0.0012516 | 597.01 | -2.6905e-06 | 602.6585 | 0.006127 | 597.01 | 0.99024 | 602.6585 | 0.7571 | 531.0875 | 9.5209e-06 | 602.6585 | 0.10898 | 531.0875 | 9.9487e-06 | 602.6585 | 0.0605 | 602.2248 | 0.00552 | 796.5915 | 0.34122 | 602.2248 | -0.00050197 | 795.8989 | 0.02551 | 796.5915 | 0.01465 | 602.2248 | 0.15698 | 602.6585 | 0.38813
| 529.7958 | 0 | 602.8876 | 0.0028738 | 602.4543 | 0.00071448 | 529.7958 | 0 | 602.8876 | 0.0014835 | 602.4543 | 0.00048333 | 602.4543 | 0.00057836 | 531.2051 | 6.575e-06 | 602.8877 | 0.00087116 | 597.24 | 0.00062396 | 602.8877 | 0.00069325 | 529.7958 | 0.459 | 602.8877 | 0.0016678 | 597.24 | -0.0015847 | 602.8876 | 0.006601 | 597.24 | 0.9904 | 602.8877 | 0.73934 | 531.2051 | 8.7245e-06 | 602.8877 | 0.11234 | 531.2051 | 1.0695e-05 | 602.8876 | 0.06328 | 602.4543 | 0.00608 | 796.7574 | 0.33599 | 602.4543 | -0.00025013 | 796.0648 | 0.02313 | 796.7574 | 0.01513 | 602.4543 | 0.15747 | 602.8876 | 0.38778
| 529.9108 | 0.00073368 | 603.1168 | 0.0016786 | 602.6838 | 0.00074916 | 529.9108 | 0.00177 | 603.1168 | 0.001153 | 602.6838 | -0.00020337 | 602.6838 | 4.2292e-06 | 531.3227 | 6.0822e-06 | 603.1168 | 5.067e-05 | 597.47 | -0.00028669 | 603.1168 | 0.00029543 | 529.9108 | 0.45529 | 603.1168 | 0.0011303 | 597.47 | -0.00064841 | 603.1168 | 0.0061154 | 597.47 | 0.98338 | 603.1168 | 0.71657 | 531.3227 | 9.3803e-06 | 603.1168 | 0.11421 | 531.3227 | 1.1761e-05 | 603.1168 | 0.06425 | 602.6838 | 0.00581 | 796.9232 | 0.32812 | 602.6838 | 0.00010531 | 796.2307 | 0.02719 | 796.9232 | 0.01458 | 602.6838 | 0.15656 | 603.1168 | 0.38622
| 530.0258 | 0 | 603.3459 | 0.0028546 | 602.9133 | 0.00081241 | 530.0258 | 0 | 603.3459 | 0.0018564 | 602.9133 | 0.0006635 | 602.9133 | 0.00071985 | 531.4403 | 5.8357e-06 | 603.346 | 0.00065222 | 597.7 | 0.0009275 | 603.346 | 0.00090903 | 530.0258 | 0.45872 | 603.346 | 0.0017402 | 597.7 | -2.6905e-06 | 603.3459 | 0.0065917 | 597.7 | 0.98959 | 603.346 | 0.69292 | 531.4403 | 9.6848e-06 | 603.346 | 0.11749 | 531.4403 | 1.3364e-05 | 603.346 | 0.06632 | 602.9133 | 0.00645 | 797.089 | 0.32736 | 602.9133 | 1.2435e-05 | 796.3967 | 0.02795 | 797.089 | 0.01506 | 602.9133 | 0.15666 | 603.3459 | 0.38402
| 530.1409 | 5.091e-05 | 603.5751 | 0.0018317 | 603.1428 | 0.00083693 | 530.1409 | 0 | 603.5751 | 0.00099115 | 603.1428 | -0.00018949 | 603.1428 | 2.9025e-05 | 531.558 | 6.519e-06 | 603.5751 | 7.7944e-05 | 597.93 | -0.00025296 | 603.5751 | 0.00019945 | 530.1409 | 0.45348 | 603.5751 | 0.0012018 | 597.93 | 0.0012242 | 603.5751 | 0.0059528 | 597.93 | 0.9905 | 603.5751 | 0.67335 | 531.558 | 1.0633e-05 | 603.5751 | 0.11994 | 531.558 | 9.9487e-06 | 603.5751 | 0.0672 | 603.1428 | 0.00615 | 797.2549 | 0.31938 | 603.1428 | -0.00032025 | 796.5626 | 0.02275 | 797.2549 | 0.01445 | 603.1428 | 0.15577 | 603.5751 | 0.38318
| 530.2559 | 0 | 603.8043 | 0.0030983 | 603.3724 | 0.00087728 | 530.2559 | 0 | 603.8043 | 0.0010951 | 603.3724 | 0.00018212 | 603.3724 | 0.00069605 | 531.6756 | 6.7766e-06 | 603.8043 | 0.00081509 | 598.16 | 0.0016695 | 603.8043 | 0.0010722 | 530.2559 | 0.45452 | 603.8043 | 0.0021514 | 598.16 | -0.00016412 | 603.8043 | 0.0063071 | 598.16 | 0.97652 | 603.8043 | 0.65155 | 531.6756 | 1.0388e-05 | 603.8043 | 0.1236 | 531.6756 | 9.0921e-06 | 603.8043 | 0.06944 | 603.3724 | 0.00697 | 797.4207 | 0.30572 | 603.3724 | -0.00019102 | 796.7286 | 0.03011 | 797.4207 | 0.01497 | 603.3724 | 0.15502 | 603.8043 | 0.38194
| 530.371 | 0.00104 | 604.0335 | 0.0021085 | 603.6019 | 0.0008922 | 530.371 | 0.00168 | 604.0335 | 0.00071108 | 603.6019 | -4.3168e-05 | 603.6019 | 5.4027e-05 | 531.7932 | 6.911e-06 | 604.0335 | 1.0836e-05 | 598.39 | -0.0009275 | 604.0335 | 0.0001871 | 530.371 | 0.45512 | 604.0335 | 0.0013425 | 598.39 | -0.0037156 | 604.0335 | 0.0058868 | 598.39 | 0.97896 | 604.0335 | 0.62861 | 531.7932 | 9.6028e-06 | 604.0335 | 0.12544 | 531.7932 | 7.9172e-06 | 604.0335 | 0.07061 | 603.6019 | 0.00662 | 797.5865 | 0.30582 | 603.6019 | -0.00067768 | 796.8945 | 0.02629 | 797.5865 | 0.01439 | 603.6019 | 0.15469 | 604.0335 | 0.38108
| 530.486 | 0 | 604.2627 | 0.003499 | 603.8315 | 0.00092421 | 530.486 | 0 | 604.2627 | 0.00085339 | 603.8315 | 0.00044869 | 603.8315 | 0.00066328 | 531.9108 | 6.8774e-06 | 604.2627 | 0.00056974 | 598.62 | 0.0013997 | 604.2627 | 0.00090067 | 530.486 | 0.45375 | 604.2627 | 0.0017986 | 598.62 | 0.00022331 | 604.2627 | 0.0063428 | 598.62 | 0.95763 | 604.2627 | 0.60971 | 531.9108 | 9.5092e-06 | 604.2627 | 0.12955 | 531.9108 | 8.3454e-06 | 604.2627 | 0.0735 | 603.8315 | 0.00723 | 797.7524 | 0.29781 | 603.8315 | 0.00052156 | 797.0604 | 0.02977 | 797.7524 | 0.01498 | 603.8315 | 0.15378 | 604.2627 | 0.38016
| 530.6011 | 0.00098522 | 604.4919 | 0.0025789 | 604.061 | 0.00080761 | 530.6011 | 0.0007803 | 604.4919 | 0.00052884 | 604.061 | -0.00019263 | 604.061 | 9.9541e-05 | 532.0285 | 7.5831e-06 | 604.4919 | 3.6276e-05 | 598.85 | 0.0005565 | 604.4919 | 0.00047534 | 530.6011 | 0.45529 | 604.4919 | 0.0011856 | 598.85 | 0.00041703 | 604.4919 | 0.0057103 | 598.85 | 0.94001 | 604.4919 | 0.58746 | 532.0285 | 1.0938e-05 | 604.4919 | 0.13175 | 532.0285 | 8.2356e-06 | 604.4919 | 0.07431 | 604.0611 | 0.00663 | 797.9182 | 0.29075 | 604.061 | -0.00050412 | 797.2264 | 0.02459 | 797.9182 | 0.0144 | 604.0611 | 0.15092 | 604.4919 | 0.37916
| 530.7162 | 0 | 604.7211 | 0.0035075 | 604.2906 | 0.00088649 | 530.7162 | 0 | 604.7211 | 0.0009885 | 604.2906 | 0.00020493 | 604.2906 | 0.00069062 | 532.1461 | 7.3815e-06 | 604.7211 | 0.00066886 | 599.08 | 0.0015346 | 604.7211 | 0.00095994 | 530.7162 | 0.46068 | 604.7211 | 0.0018167 | 599.08 | -0.00077756 | 604.7211 | 0.0060056 | 599.08 | 0.92545 | 604.7211 | 0.56701 | 532.1461 | 1.1512e-05 | 604.7211 | 0.13539 | 532.1461 | 6.9509e-06 | 604.7211 | 0.07644 | 604.2906 | 0.00735 | 798.0841 | 0.29185 | 604.2906 | 0.00038553 | 797.3923 | 0.02569 | 798.0841 | 0.01499 | 604.2906 | 0.15377 | 604.7211 | 0.3779
| 530.8312 | 0.00085945 | 604.9504 | 0.0025735 | 604.5202 | 0.00076197 | 530.8312 | 0.00165 | 604.9504 | 0.00080775 | 604.5202 | -0.00018981 | 604.5202 | -7.5728e-05 | 532.2638 | 7.0903e-06 | 604.9504 | 5.0842e-05 | 599.31 | -0.0015008 | 604.9504 | 0.00020196 | 530.8312 | 0.45379 | 604.9504 | 0.00092214 | 599.31 | -0.0006807 | 604.9504 | 0.0054527 | 599.31 | 0.92314 | 604.9504 | 0.5462 | 532.2638 | 1.0879e-05 | 604.9504 | 0.13817 | 532.2638 | 4.4912e-06 | 604.9504 | 0.07777 | 604.5202 | 0.00698 | 798.25 | 0.27908 | 604.5202 | -0.00093446 | 797.5583 | 0.02345 | 798.25 | 0.01431 | 604.5202 | 0.15101 | 604.9504 | 0.37722
| 530.9463 | 0 | 605.1796 | 0.0027288 | 604.7498 | 0.00083614 | 530.9463 | 6.9519e-05 | 605.1796 | 0.0012239 | 604.7498 | 0.00036471 | 604.7498 | 0.00073792 | 532.3814 | 5.9926e-06 | 605.1796 | 0.00074642 | 599.54 | -0.00045532 | 605.1796 | 0.00084577 | 530.9463 | 0.45071 | 605.1796 | 0.0017643 | 599.54 | -0.001165 | 605.1796 | 0.0058851 | 599.54 | 0.8958 | 605.1796 | 0.52729 | 532.3814 | 1.02e-05 | 605.1796 | 0.14234 | 532.3814 | 3.426e-06 | 605.1796 | 0.08063 | 604.7498 | 0.00805 | 798.4158 | 0.27814 | 604.7498 | -0.00017016 | 797.7243 | 0.02533 | 798.4158 | 0.01487 | 604.7498 | 0.15204 | 605.1796 | 0.37652
| 531.0614 | 0.00091335 | 605.4089 | 0.0019072 | 604.9794 | 0.0007365 | 531.0614 | 0.00127 | 605.4089 | 0.0010006 | 604.9794 | -9.9201e-05 | 604.9794 | 2.7154e-05 | 532.4991 | 5.9926e-06 | 605.4089 | 2.3698e-05 | 599.77 | -0.0010624 | 605.4089 | 0.00035853 | 531.0614 | 0.452 | 605.4089 | 0.0010416 | 599.77 | -0.00084214 | 605.4089 | 0.0053601 | 599.77 | 0.88134 | 605.4089 | 0.50694 | 532.4991 | 9.3452e-06 | 605.4089 | 0.14462 | 532.4991 | 7.4889e-06 | 605.4089 | 0.08096 | 604.9794 | 0.00726 | 798.5817 | 0.26527 | 604.9794 | -0.0006153 | 797.8902 | 0.02705 | 798.5817 | 0.01416 | 604.9794 | 0.15041 | 605.4089 | 0.3756
| 531.1765 | 0 | 605.6382 | 0.0031798 | 605.2091 | 0.0010042 | 531.1765 | 0 | 605.6382 | 0.001687 | 605.2091 | 0.00045737 | 605.2091 | 0.00073198 | 532.6167 | 5.7909e-06 | 605.6382 | 0.00068467 | 600 | -5.0592e-05 | 605.6382 | 0.0010214 | 531.1765 | 0.44004 | 605.6382 | 0.0019126 | 600 | 0.00022331 | 605.6382 | 0.0059112 | 600 | 0.86394 | 605.6382 | 0.4899 | 532.6167 | 1.0095e-05 | 605.6382 | 0.14916 | 532.6167 | 8.016e-06 | 605.6382 | 0.08441 | 605.2091 | 0.00862 | 798.7476 | 0.2626 | 605.2091 | 0.0012734 | 798.0562 | 0.03995 | 798.7476 | 0.01478 | 605.2091 | 0.15066 | 605.6382 | 0.37435
| 531.2916 | 0 | 605.8674 | 0.0021259 | 605.4387 | 0.00072057 | 531.2916 | 0.00128 | 605.8674 | 0.00088224 | 605.4387 | -0.00022796 | 605.4387 | -1.8893e-05 | 532.7344 | 7.3031e-06 | 605.8674 | 0 | 600.23 | -0.0014672 | 605.8674 | 0.00031419 | 531.2916 | 0.44732 | 605.8674 | 0.0007421 | 600.23 | 0.00093361 | 605.8674 | 0.0051554 | 600.23 | 0.84463 | 605.8674 | 0.47087 | 532.7344 | 9.0173e-06 | 605.8674 | 0.15239 | 532.7344 | 6.6324e-06 | 605.8674 | 0.08535 | 605.4387 | 0.00797 | 798.9135 | 0.25813 | 605.4387 | 8.8572e-06 | 798.2222 | 0.02975 | 798.9135 | 0.01409 | 605.4387 | 0.15044 | 605.8674 | 0.37378
| 531.4067 | 0 | 606.0967 | 0.0024768 | 605.6683 | 0.00085575 | 531.4067 | 0 | 606.0967 | 0.0016064 | 605.6683 | 0.000609 | 605.6683 | 0.0006774 | 532.852 | 7.9864e-06 | 606.0967 | 0.00087211 | 600.46 | 0.0024789 | 606.0967 | 0.00092861 | 531.4067 | 0.43998 | 606.0967 | 0.0017528 | 600.46 | 0.0021605 | 606.0967 | 0.0055403 | 600.46 | 0.82045 | 606.0967 | 0.45447 | 532.852 | 9.2164e-06 | 606.0967 | 0.1563 | 532.852 | 2.4597e-06 | 606.0967 | 0.08769 | 605.6684 | 0.00867 | 799.0793 | 0.2543 | 605.6683 | 0.00058787 | 798.3882 | 0.03859 | 799.0793 | 0.01477 | 605.6684 | 0.15175 | 606.0967 | 0.37226
| 531.5217 | 0.00169 | 606.326 | 0.0014572 | 605.898 | 0.00071851 | 531.5217 | 0.0006936 | 606.326 | 0.0014799 | 605.898 | -0.00018439 | 605.898 | 2.2203e-05 | 532.9697 | 8.188e-06 | 606.326 | 9.6474e-05 | 600.69 | -0.00021923 | 606.326 | 0.00027544 | 531.5217 | 0.44008 | 606.326 | 0.0010574 | 600.69 | -0.0006807 | 606.326 | 0.0050681 | 600.69 | 0.79999 | 606.326 | 0.43739 | 532.9697 | 9.029e-06 | 606.326 | 0.15933 | 532.9697 | 4.2825e-06 | 606.3261 | 0.08863 | 605.898 | 0.00801 | 799.2452 | 0.24743 | 605.898 | -0.001428 | 798.5542 | 0.03313 | 799.2452 | 0.01407 | 605.898 | 0.15013 | 606.326 | 0.37188
| 531.6368 | 0 | 606.5554 | 0.0023381 | 606.1277 | 0.00086707 | 531.6368 | 0 | 606.5554 | 0.0019616 | 606.1277 | 0.00039854 | 606.1277 | 0.00066714 | 533.0874 | 7.3255e-06 | 606.5554 | 0.00071777 | 600.92 | 0.0025465 | 606.5554 | 0.0010311 | 531.6368 | 0.43629 | 606.5554 | 0.0018093 | 600.92 | 6.1882e-05 | 606.5554 | 0.0054734 | 600.92 | 0.77507 | 606.5554 | 0.42096 | 533.0874 | 9.6731e-06 | 606.5554 | 0.1647 | 533.0874 | 7.0607e-06 | 606.5554 | 0.09165 | 606.1277 | 0.00947 | 799.4111 | 0.24277 | 606.1277 | 0.00087113 | 798.7201 | 0.03443 | 799.4111 | 0.01476 | 606.1277 | 0.14994 | 606.5554 | 0.37067
| 531.752 | 0 | 606.7847 | 0.0019055 | 606.3574 | 0.0006847 | 531.752 | 0.00088435 | 606.7847 | 0.00086497 | 606.3574 | -0.00032191 | 606.3574 | 2.1608e-05 | 533.2051 | 7.9079e-06 | 606.7847 | 0 | 601.15 | 0.00032042 | 606.7847 | 8.9781e-05 | 531.752 | 0.42816 | 606.7847 | 0.00074728 | 601.15 | -0.0017139 | 606.7847 | 0.0049512 | 601.15 | 0.751 | 606.7847 | 0.40436 | 533.2051 | 9.6731e-06 | 606.7847 | 0.16799 | 533.2051 | 8.5541e-06 | 606.7847 | 0.09333 | 606.3574 | 0.00895 | 799.577 | 0.2342 | 606.3574 | -0.00051095 | 798.8861 | 0.03415 | 799.577 | 0.01402 | 606.3574 | 0.14886 | 606.7847 | 0.36972
| 531.8671 | 0 | 607.014 | 0.0026994 | 606.5871 | 0.00070701 | 531.8671 | 0 | 607.014 | 0.001807 | 606.5871 | 0.00043519 | 606.5871 | 0.00061767 | 533.3227 | 6.8886e-06 | 607.014 | 0.00063561 | 601.38 | 0.00096123 | 607.014 | 0.00073388 | 531.8671 | 0.42397 | 607.014 | 0.001673 | 601.38 | -0.0020367 | 607.014 | 0.0052479 | 601.38 | 0.72704 | 607.014 | 0.3898 | 533.3227 | 9.2164e-06 | 607.014 | 0.17264 | 533.3227 | 8.1258e-06 | 607.014 | 0.09588 | 606.587 | 0.00927 | 799.7429 | 0.22835 | 606.5871 | 0.00109 | 799.0521 | 0.04625 | 799.7429 | 0.01472 | 606.587 | 0.14862 | 607.014 | 0.36802
| 531.9822 | 0.00033839 | 607.2433 | 0.0021057 | 606.8168 | 0.00074913 | 531.9822 | 0.00013872 | 607.2433 | 0.0013096 | 606.8168 | -0.00029947 | 606.8168 | -5.5353e-05 | 533.4404 | 6.9558e-06 | 607.2434 | 4.1616e-05 | 601.61 | -0.00086005 | 607.2434 | 0.00022191 | 531.9822 | 0.42526 | 607.2434 | 0.00078797 | 601.61 | -0.00019641 | 607.2433 | 0.0048017 | 601.61 | 0.70404 | 607.2434 | 0.37437 | 533.4404 | 9.5209e-06 | 607.2434 | 0.17617 | 533.4404 | 5.9846e-06 | 607.2433 | 0.09712 | 606.8167 | 0.00906 | 799.9088 | 0.22358 | 606.8168 | 2.7769e-06 | 799.2181 | 0.04711 | 799.9088 | 0.01399 | 606.8167 | 0.14661 | 607.2433 | 0.36713
| 532.0973 | 0 | 607.4727 | 0.0019221 | 607.0465 | 0.0006755 | 532.0973 | 0 | 607.4727 | 0.0015275 | 607.0465 | 0.00063305 | 607.0465 | 0.0006298 | 533.5581 | 6.8102e-06 | 607.4727 | 0.00040559 | 601.84 | 0.0016358 | 607.4727 | 0.00081998 | 532.0973 | 0.4192 | 607.4727 | 0.0016516 | 601.84 | 0.00028789 | 607.4727 | 0.0050999 | 601.84 | 0.66746 | 607.4727 | 0.35974 | 533.5581 | 9.3452e-06 | 607.4727 | 0.18092 | 533.5581 | 5.5563e-06 | 607.4727 | 0.0999 | 607.0465 | 0.01001 | 800.0747 | 0.21949 | 607.0465 | -0.00042933 | 799.3841 | 0.05385 | 800.0747 | 0.01479 | 607.0465 | 0.14756 | 607.4727 | 0.3659
| 532.2124 | 0.00062587 | 607.7021 | 0.0019064 | 607.2762 | 0.00060702 | 532.2124 | 0.00184 | 607.7021 | 0.00079881 | 607.2762 | -0.00020383 | 607.2762 | -2.6525e-05 | 533.6758 | 7.7399e-06 | 607.7021 | 0 | 602.07 | 0.0018044 | 607.7021 | 0.0001508 | 532.2124 | 0.42177 | 607.7021 | 0.0010542 | 602.07 | 0.00093361 | 607.7021 | 0.0044606 | 602.07 | 0.64656 | 607.7021 | 0.34537 | 533.6758 | 9.7551e-06 | 607.7021 | 0.18465 | 533.6758 | 7.0607e-06 | 607.7021 | 0.10179 | 607.2762 | 0.0095 | 800.2406 | 0.21576 | 607.2762 | -0.00096059 | 799.5501 | 0.05361 | 800.2406 | 0.01409 | 607.2762 | 0.14676 | 607.7021 | 0.36507
| 532.3276 | 0 | 607.9315 | 0.0033242 | 607.5059 | 0.00077186 | 532.3276 | 0 | 607.9315 | 0.0013189 | 607.5059 | 0.0005022 | 607.5059 | 0.00059433 | 533.7935 | 8.7032e-06 | 607.9315 | 0.00064138 | 602.3 | -0.00072515 | 607.9315 | 0.001022 | 532.3276 | 0.42073 | 607.9315 | 0.0017527 | 602.3 | 0.00038475 | 607.9315 | 0.0050726 | 602.3 | 0.62338 | 607.9315 | 0.33324 | 533.7935 | 9.8956e-06 | 607.9315 | 0.19041 | 533.7935 | 7.0607e-06 | 607.9315 | 0.10428 | 607.5059 | 0.01066 | 800.4065 | 0.21128 | 607.5059 | 0.00021661 | 799.7162 | 0.05061 | 800.4065 | 0.01486 | 607.5059 | 0.14726 | 607.9315 | 0.36426
| 532.4427 | 0.00084148 | 608.1609 | 0.0025161 | 607.7357 | 0.00063098 | 532.4427 | 0.0007803 | 608.1609 | 0.0013195 | 607.7357 | 7.346e-05 | 607.7357 | -4.5528e-05 | 533.9112 | 7.6391e-06 | 608.1609 | 0 | 602.53 | 0.00079259 | 608.1609 | 0 | 532.4427 | 0.41814 | 608.1609 | 0.00091356 | 602.53 | -0.0012296 | 608.1609 | 0.0044272 | 602.53 | 0.60465 | 608.1609 | 0.31978 | 533.9112 | 1.1184e-05 | 608.1609 | 0.19411 | 533.9112 | 8.6639e-06 | 608.1609 | 0.10598 | 607.7357 | 0.01026 | 800.5724 | 0.20855 | 607.7357 | -0.00090241 | 799.8822 | 0.05051 | 800.5724 | 0.01413 | 607.7357 | 0.14586 | 608.1609 | 0.36368
| 532.5578 | 0 | 608.3903 | 0.0024271 | 607.9654 | 0.0010997 | 532.5578 | 0 | 608.3903 | 0.0019545 | 607.9654 | 0.00029325 | 607.9654 | 0.00076834 | 534.0289 | 7.4263e-06 | 608.3903 | 0.00068632 | 602.76 | 0.00069142 | 608.3903 | 0.00098715 | 532.5578 | 0.42286 | 608.3903 | 0.00202 | 602.76 | 0.00061074 | 608.3903 | 0.0052188 | 602.76 | 0.57536 | 608.3903 | 0.30699 | 534.0289 | 1.1254e-05 | 608.3903 | 0.19956 | 534.0289 | 8.1258e-06 | 608.3903 | 0.10889 | 607.9655 | 0.01092 | 800.7383 | 0.20673 | 607.9654 | -0.00086434 | 800.0482 | 0.05217 | 800.7383 | 0.01494 | 607.9655 | 0.14499 | 608.3903 | 0.3614
| 532.673 | 0 | 608.6197 | 0.0026137 | 608.1952 | 0.00070676 | 532.673 | 0.00081498 | 608.6197 | 0.0011727 | 608.1952 | 0.00015421 | 608.1952 | -3.9702e-05 | 534.1466 | 7.3591e-06 | 608.6197 | 0.00018184 | 602.99 | 0.00059023 | 608.6197 | 0.00021477 | 532.673 | 0.41854 | 608.6197 | 0.00088974 | 602.99 | -0.0030053 | 608.6197 | 0.0045415 | 602.99 | 0.56287 | 608.6197 | 0.29352 | 534.1466 | 1.0715e-05 | 608.6197 | 0.20383 | 534.1466 | 1.1332e-05 | 608.6197 | 0.11009 | 608.1952 | 0.01069 | 800.9043 | 0.19671 | 608.1952 | -0.00045532 | 800.2142 | 0.04921 | 800.9043 | 0.01432 | 608.1952 | 0.14388 | 608.6197 | 0.36003
| 532.7881 | 0 | 608.8491 | 0.003204 | 608.425 | 0.00076344 | 532.7881 | 0 | 608.8491 | 0.0018519 | 608.425 | 0.00065544 | 608.425 | 0.00070025 | 534.2642 | 7.5159e-06 | 608.8491 | 0.00055765 | 603.22 | -0.001602 | 608.8491 | 0.0011079 | 532.7881 | 0.41937 | 608.8491 | 0.0015433 | 603.22 | -0.0024242 | 608.8491 | 0.004841 | 603.22 | 0.52961 | 608.8491 | 0.28344 | 534.2642 | 9.2632e-06 | 608.8491 | 0.20908 | 534.2642 | 8.9823e-06 | 608.8491 | 0.11307 | 608.425 | 0.01138 | 801.0702 | 0.1921 | 608.425 | -0.00037605 | 800.3803 | 0.05589 | 801.0702 | 0.01512 | 608.425 | 0.14372 | 608.8491 | 0.35839
| 532.9033 | 0.0007157 | 609.0786 | 0.0015287 | 608.6548 | 0.00081291 | 532.9033 | 0.00067626 | 609.0786 | 0.00055557 | 608.6548 | -0.00014875 | 608.6548 | -2.8857e-05 | 534.3819 | 8.4232e-06 | 609.0786 | 0 | 603.45 | -0.00035414 | 609.0786 | 0.00017006 | 532.9033 | 0.41698 | 609.0786 | 0.00093824 | 603.45 | -0.00013183 | 609.0786 | 0.0045239 | 603.45 | 0.50829 | 609.0786 | 0.27056 | 534.3819 | 9.8371e-06 | 609.0786 | 0.2126 | 534.3819 | 8.7737e-06 | 609.0785 | 0.11415 | 608.6548 | 0.01116 | 801.2361 | 0.18998 | 608.6548 | -0.00061027 | 800.5463 | 0.05033 | 801.2361 | 0.01443 | 608.6548 | 0.14251 | 609.0786 | 0.35644
| 533.0184 | 0 | 609.308 | 0.0030793 | 608.8846 | 0.00086353 | 533.0184 | 0 | 609.308 | 0.0008725 | 608.8846 | 0.00053828 | 608.8846 | 0.00064673 | 534.4997 | 7.6615e-06 | 609.308 | 0.00067643 | 603.68 | 0.0010287 | 609.308 | 0.00098689 | 533.0184 | 0.41511 | 609.308 | 0.0016246 | 603.68 | -0.00084214 | 609.308 | 0.0047016 | 603.68 | 0.48696 | 609.308 | 0.25968 | 534.4997 | 1.0633e-05 | 609.308 | 0.21878 | 534.4997 | 6.5226e-06 | 609.308 | 0.11704 | 608.8846 | 0.01224 | 801.4021 | 0.18752 | 608.8846 | 0.00073635 | 800.7123 | 0.05523 | 801.4021 | 0.01526 | 608.8846 | 0.14226 | 609.308 | 0.35506
| 533.1336 | 0 | 609.5375 | 0.0017755 | 609.1144 | 0.00069224 | 533.1336 | 0.00111 | 609.5375 | 0.00055719 | 609.1144 | -4.006e-05 | 609.1144 | -6.6993e-05 | 534.6174 | 8.6024e-06 | 609.5375 | 0 | 603.91 | -0.00065769 | 609.5375 | 0.00020771 | 533.1336 | 0.41649 | 609.5375 | 0.00090559 | 603.91 | -0.00013183 | 609.5375 | 0.0043136 | 603.91 | 0.4687 | 609.5375 | 0.24931 | 534.6174 | 1.0844e-05 | 609.5375 | 0.22382 | 534.6174 | 7.6976e-06 | 609.5375 | 0.11948 | 609.1144 | 0.01159 | 801.568 | 0.18196 | 609.1144 | 0.00053531 | 800.8784 | 0.05649 | 801.568 | 0.01459 | 609.1144 | 0.1413 | 609.5375 | 0.35468
| 533.2487 | 0 | 609.767 | 0.0031225 | 609.3442 | 0.00076034 | 533.2487 | 0.00046927 | 609.767 | 0.0019127 | 609.3442 | 0.00071388 | 609.3442 | 0.00067292 | 534.7351 | 7.5159e-06 | 609.767 | 0.00061947 | 604.14 | 0.0021754 | 609.767 | 0.0010349 | 533.2487 | 0.40075 | 609.767 | 0.0017026 | 604.14 | 0.00051389 | 609.767 | 0.0047238 | 604.14 | 0.43586 | 609.767 | 0.24 | 534.7351 | 9.9542e-06 | 609.767 | 0.23054 | 534.7351 | 7.6976e-06 | 609.767 | 0.12298 | 609.3442 | 0.01277 | 801.7339 | 0.18316 | 609.3442 | -0.00024619 | 801.0444 | 0.06087 | 801.7339 | 0.01551 | 609.3442 | 0.14259 | 609.767 | 0.35435
| 533.3639 | 8.684e-05 | 609.9965 | 0.001488 | 609.5741 | 0.00062501 | 533.3639 | 0 | 609.9965 | 0.0010024 | 609.5741 | -0.0003825 | 609.5741 | -0.00021083 | 534.8528 | 8.1432e-06 | 609.9964 | 6.1445e-05 | 604.36 | -0.00052277 | 609.9964 | 5.9099e-06 | 533.3639 | 0.40591 | 609.9964 | 0.00072406 | 604.36 | -0.00071299 | 609.9965 | 0.0040414 | 604.36 | 0.41295 | 609.9964 | 0.22963 | 534.8528 | 9.193e-06 | 609.9964 | 0.23492 | 534.8528 | 7.0607e-06 | 609.9965 | 0.1246 | 609.5741 | 0.01205 | 801.8999 | 0.17598 | 609.5741 | -0.00063788 | 801.2105 | 0.06035 | 801.8999 | 0.0148 | 609.5741 | 0.14078 | 609.9965 | 0.35302
| 533.4791 | 0 | 610.226 | 0.0028158 | 609.8039 | 0.00083575 | 533.4791 | 0 | 610.226 | 0.0012957 | 609.8039 | 0.0005737 | 609.8039 | 0.00067576 | 534.9705 | 8.0536e-06 | 610.2259 | 0.00080125 | 604.59 | 0.0009275 | 610.2259 | 0.00071437 | 533.4791 | 0.39561 | 610.2259 | 0.0015474 | 604.59 | 0.00028789 | 610.226 | 0.0045046 | 604.59 | 0.39678 | 610.2259 | 0.22072 | 534.9705 | 8.947e-06 | 610.2259 | 0.241 | 534.9705 | 1.198e-05 | 610.226 | 0.12798 | 609.8039 | 0.01306 | 802.0658 | 0.16911 | 609.8039 | 0.00080069 | 801.3765 | 0.06331 | 802.0658 | 0.01578 | 609.8039 | 0.14286 | 610.226 | 0.35143
| 533.5943 | 0.00152 | 610.4554 | 0.002561 | 610.0338 | 0.00071449 | 533.5943 | 0.0014 | 610.4554 | 0.0012466 | 610.0338 | -0.00071579 | 610.0338 | -1.2358e-05 | 535.0883 | 8.3448e-06 | 610.4555 | 7.6184e-05 | 604.82 | -0.00069142 | 610.4555 | 0.00011307 | 533.5943 | 0.38873 | 610.4555 | 0.00090281 | 604.82 | 0.00028789 | 610.4554 | 0.0039068 | 604.82 | 0.38125 | 610.4555 | 0.20999 | 535.0883 | 9.5209e-06 | 610.4555 | 0.24557 | 535.0883 | 1.0805e-05 | 610.4554 | 0.12949 | 610.0338 | 0.01304 | 802.2318 | 0.16566 | 610.0338 | -0.00037827 | 801.5426 | 0.06799 | 802.2318 | 0.01521 | 610.0338 | 0.1411 | 610.4554 | 0.34937
| 533.7095 | 0 | 610.685 | 0.0033057 | 610.2637 | 0.00076918 | 533.7095 | 0 | 610.685 | 0.0015945 | 610.2637 | 8.2618e-05 | 610.2637 | 0.00060977 | 535.206 | 7.3479e-06 | 610.685 | 0.00049013 | 605.05 | 0.0010287 | 610.685 | 0.00090303 | 533.7095 | 0.38105 | 610.685 | 0.0013535 | 605.05 | 0.00019102 | 610.685 | 0.0043496 | 605.05 | 0.35319 | 610.685 | 0.20191 | 535.206 | 9.6028e-06 | 610.685 | 0.25205 | 535.206 | 1.2298e-05 | 610.685 | 0.13271 | 610.2637 | 0.01395 | 802.3977 | 0.16232 | 610.2637 | 0.0006029 | 801.7087 | 0.07123 | 802.3977 | 0.0161 | 610.2637 | 0.14125 | 610.685 | 0.34781
| 533.8247 | 0.000554 | 610.9145 | 0.0020446 | 610.4936 | 0.00059734 | 533.8247 | 0.00114 | 610.9145 | 0.00081839 | 610.4936 | -0.00030893 | 610.4936 | -5.9681e-05 | 535.3237 | 6.1046e-06 | 610.9145 | 0 | 605.28 | 0.00021923 | 610.9145 | 0.00020027 | 533.8247 | 0.38294 | 610.9145 | 0.00068988 | 605.28 | -0.00087442 | 610.9145 | 0.0037885 | 605.28 | 0.34294 | 610.9145 | 0.19289 | 535.3237 | 1.0516e-05 | 610.9145 | 0.25782 | 535.3237 | 6.314e-06 | 610.9145 | 0.13408 | 610.4936 | 0.01322 | 802.5637 | 0.1594 | 610.4936 | 9.8089e-05 | 801.8747 | 0.07085 | 802.5637 | 0.01554 | 610.4936 | 0.13782 | 610.9145 | 0.34588
| 533.9398 | 0 | 611.144 | 0.0026548 | 610.7235 | 0.00076136 | 533.9398 | 0 | 611.144 | 0.001268 | 610.7235 | 0.00061493 | 610.7235 | 0.00067976 | 535.4415 | 5.6901e-06 | 611.144 | 0.00039538 | 605.51 | 0.001231 | 611.144 | 0.001112 | 533.9398 | 0.38178 | 611.144 | 0.0013613 | 605.51 | -0.00097128 | 611.144 | 0.0042739 | 605.51 | 0.32127 | 611.144 | 0.18586 | 535.4415 | 1.02e-05 | 611.144 | 0.26491 | 535.4415 | 6.6324e-06 | 611.144 | 0.13798 | 610.7235 | 0.01466 | 802.7297 | 0.15285 | 610.7235 | -0.00035299 | 802.0408 | 0.07253 | 802.7297 | 0.01627 | 610.7235 | 0.14131 | 611.144 | 0.34513
| 534.055 | 3.2945e-05 | 611.3736 | 0.0019552 | 610.9534 | 0.00039794 | 534.055 | 0.00101 | 611.3736 | 0.00098064 | 610.9534 | -0.00043342 | 610.9534 | -0.00010925 | 535.5592 | 6.071e-06 | 611.3736 | 0.00016353 | 605.74 | -0.0020068 | 611.3736 | 0.00030556 | 534.055 | 0.37253 | 611.3736 | 0.00080016 | 605.74 | -0.0014878 | 611.3736 | 0.0037412 | 605.74 | 0.30179 | 611.3736 | 0.17698 | 535.5592 | 9.9307e-06 | 611.3736 | 0.27057 | 535.5592 | 5.2379e-06 | 611.3736 | 0.14067 | 610.9534 | 0.01394 | 802.8956 | 0.15221 | 610.9534 | 0.00024376 | 802.2069 | 0.07417 | 802.8956 | 0.01572 | 610.9534 | 0.13967 | 611.3736 | 0.3444
| 534.1702 | 0 | 611.6031 | 0.0027554 | 611.1833 | 0.00086422 | 534.1702 | 0 | 611.6031 | 0.0015886 | 611.1833 | 0.00079935 | 611.1833 | 0.00067621 | 535.6769 | 7.6951e-06 | 611.6032 | 0.00076656 | 605.97 | 0.0022092 | 611.6032 | 0.00097898 | 534.1702 | 0.36994 | 611.6032 | 0.0013921 | 605.97 | 0.00077218 | 611.6031 | 0.0042122 | 605.97 | 0.28336 | 611.6032 | 0.17193 | 535.6769 | 8.9705e-06 | 611.6032 | 0.27879 | 535.6769 | 7.5878e-06 | 611.6032 | 0.14435 | 611.1833 | 0.01542 | 803.0616 | 0.15162 | 611.1833 | 0.00077421 | 802.3729 | 0.07529 | 803.0616 | 0.01636 | 611.1833 | 0.14063 | 611.6031 | 0.34344
| 534.2854 | 0.0005001 | 611.8327 | 0.0018961 | 611.4132 | 0.00072364 | 534.2854 | 0.00020808 | 611.8327 | 0.00051221 | 611.4132 | -0.0002788 | 611.4132 | -7.436e-05 | 535.7947 | 9.1737e-06 | 611.8327 | 0 | 606.2 | -0.00096123 | 611.8327 | 0 | 534.2854 | 0.3614 | 611.8327 | 0.00072249 | 606.2 | 0.00077218 | 611.8327 | 0.0035734 | 606.2 | 0.27809 | 611.8327 | 0.16373 | 535.7947 | 9.4857e-06 | 611.8327 | 0.28513 | 535.7947 | 1.0377e-05 | 611.8327 | 0.14662 | 611.4132 | 0.01445 | 803.2276 | 0.14716 | 611.4132 | -0.00017234 | 802.539 | 0.07481 | 803.2276 | 0.01587 | 611.4132 | 0.13901 | 611.8327 | 0.34247
| 534.4007 | 0 | 612.0623 | 0.0027948 | 611.6432 | 0.00064795 | 534.4007 | 0 | 612.0623 | 0.0012073 | 611.6432 | 0.00023255 | 611.6432 | 0.00067944 | 535.9124 | 1.0092e-05 | 612.0623 | 0.00042769 | 606.43 | 0.00042159 | 612.0623 | 0.0012183 | 534.4007 | 0.35515 | 612.0623 | 0.0014084 | 606.43 | -0.0013587 | 612.0623 | 0.0039126 | 606.43 | 0.25258 | 612.0623 | 0.15727 | 535.9124 | 9.9307e-06 | 612.0623 | 0.29307 | 535.9124 | 1.187e-05 | 612.0623 | 0.15017 | 611.6431 | 0.01574 | 803.3936 | 0.14617 | 611.6432 | 0.0011993 | 802.7051 | 0.08069 | 803.3936 | 0.01641 | 611.6431 | 0.13971 | 612.0623 | 0.3408
| 534.5159 | 0.00021262 | 612.2919 | 0.0021746 | 611.8731 | 0.00069229 | 534.5159 | 0.00175 | 612.2919 | 0.00085824 | 611.8731 | -0.00043066 | 611.8731 | -0.00014943 | 536.0302 | 9.7561e-06 | 612.2919 | 0.00011775 | 606.66 | -0.0025127 | 612.2919 | 0.0001808 | 534.5159 | 0.35036 | 612.2919 | 0.0007968 | 606.66 | -0.0019076 | 612.2919 | 0.0036954 | 606.66 | 0.24025 | 612.2919 | 0.15032 | 536.0302 | 1.0551e-05 | 612.2919 | 0.29975 | 536.0302 | 1.1014e-05 | 612.2919 | 0.15269 | 611.8731 | 0.01556 | 803.5596 | 0.13877 | 611.8731 | 0.00072188 | 802.8712 | 0.07859 | 803.5596 | 0.01607 | 611.8731 | 0.13855 | 612.2919 | 0.33971
| 534.6311 | 0 | 612.5215 | 0.0031599 | 612.1031 | 0.00072689 | 534.6311 | 0 | 612.5215 | 0.0012158 | 612.1031 | 0.00063493 | 612.1031 | 0.00064753 | 536.1479 | 9.0168e-06 | 612.5215 | 0.00064937 | 606.89 | -8.4319e-05 | 612.5215 | 0.00093291 | 534.6311 | 0.34277 | 612.5215 | 0.0014526 | 606.89 | -0.0015524 | 612.5215 | 0.0038184 | 606.89 | 0.21909 | 612.5215 | 0.14453 | 536.1479 | 9.193e-06 | 612.5215 | 0.30676 | 536.1479 | 9.9487e-06 | 612.5216 | 0.15586 | 612.1031 | 0.01658 | 803.7255 | 0.13785 | 612.1031 | 0.00049945 | 803.0373 | 0.08205 | 803.7255 | 0.01642 | 612.1031 | 0.13882 | 612.5215 | 0.33788
| 534.7463 | 0.000554 | 612.7512 | 0.0023151 | 612.333 | 0.00061503 | 534.7463 | 0.00111 | 612.7512 | 0.00059823 | 612.333 | -0.00030645 | 612.333 | -9.2759e-05 | 536.2657 | 8.7144e-06 | 612.7511 | 4.806e-05 | 607.12 | -0.0012648 | 612.7511 | 0.00022154 | 534.7463 | 0.34355 | 612.7511 | 0.00077351 | 607.12 | -0.0010036 | 612.7512 | 0.0035139 | 607.12 | 0.21042 | 612.7511 | 0.13786 | 536.2657 | 9.2749e-06 | 612.7511 | 0.31369 | 536.2657 | 9.9487e-06 | 612.7512 | 0.15883 | 612.333 | 0.01647 | 803.8915 | 0.13526 | 612.333 | -0.00068033 | 803.2034 | 0.08301 | 803.8915 | 0.01618 | 612.333 | 0.13745 | 612.7512 | 0.337
| 534.8615 | 0 | 612.9808 | 0.0029826 | 612.563 | 0.00070545 | 534.8615 | 0 | 612.9808 | 0.00096432 | 612.563 | 0.00085627 | 612.563 | 0.00062761 | 536.3835 | 8.7144e-06 | 612.9808 | 0.00056622 | 607.35 | 0.0030186 | 612.9808 | 0.0011628 | 534.8615 | 0.33857 | 612.9808 | 0.0019351 | 607.35 | 0.0017085 | 612.9808 | 0.0038798 | 607.35 | 0.19309 | 612.9808 | 0.13188 | 536.3835 | 8.9353e-06 | 612.9808 | 0.32051 | 536.3835 | 1.1014e-05 | 612.9808 | 0.16215 | 612.563 | 0.01752 | 804.0575 | 0.13165 | 612.563 | 0.00030286 | 803.3695 | 0.08695 | 804.0575 | 0.01623 | 612.563 | 0.13726 | 612.9808 | 0.33477
| 534.9768 | 0.00019465 | 613.2104 | 0.0018213 | 612.793 | 0.0006574 | 534.9768 | 0.00114 | 613.2104 | 0.000537 | 612.793 | -0.00031403 | 612.793 | -6.7411e-05 | 536.5012 | 8.6808e-06 | 613.2104 | 0 | 607.58 | -0.00048905 | 613.2104 | 0.00026587 | 534.9768 | 0.33586 | 613.2104 | 0.0006698 | 607.58 | -0.0015524 | 613.2104 | 0.0033299 | 607.58 | 0.18522 | 613.2104 | 0.12593 | 536.5012 | 9.8722e-06 | 613.2104 | 0.32852 | 536.5012 | 8.9823e-06 | 613.2104 | 0.1654 | 612.793 | 0.0172 | 804.2235 | 0.13211 | 612.793 | -0.00032616 | 803.5356 | 0.08291 | 804.2235 | 0.01628 | 612.793 | 0.13605 | 613.2104 | 0.33409
| 535.092 | 0 | 613.4401 | 0.0032308 | 613.023 | 0.00083706 | 535.092 | 0 | 613.4401 | 0.0018583 | 613.023 | 0.00053326 | 613.023 | 0.0006573 | 536.619 | 8.0088e-06 | 613.4401 | 0.00080351 | 607.81 | -0.0010287 | 613.4401 | 0.0010457 | 535.092 | 0.33281 | 613.4401 | 0.0014408 | 607.81 | -6.7263e-05 | 613.4401 | 0.0038511 | 607.81 | 0.16513 | 613.4401 | 0.12162 | 536.619 | 1.0856e-05 | 613.4401 | 0.33839 | 536.619 | 7.3791e-06 | 613.4401 | 0.16944 | 613.023 | 0.01848 | 804.3895 | 0.13042 | 613.023 | 0.00024276 | 803.7017 | 0.09089 | 804.3895 | 0.01626 | 613.023 | 0.13621 | 613.4401 | 0.33327
| 535.2073 | 0.00057197 | 613.6697 | 0.0018242 | 613.2531 | 0.00056618 | 535.2073 | 0.00168 | 613.6697 | 0.0011729 | 613.2531 | -0.00043574 | 613.2531 | -1.0962e-05 | 536.7368 | 8.5016e-06 | 613.6697 | 2.0946e-05 | 608.05 | -0.0015346 | 613.6697 | 0 | 535.2073 | 0.33438 | 613.6697 | 0.00078571 | 608.05 | -0.00026098 | 613.6697 | 0.0032365 | 608.05 | 0.15927 | 613.6697 | 0.11633 | 536.7368 | 1.1805e-05 | 613.6697 | 0.34619 | 536.7368 | 4.9194e-06 | 613.6697 | 0.17182 | 613.2531 | 0.01768 | 804.5555 | 0.12699 | 613.2531 | -0.00052741 | 803.8679 | 0.08831 | 804.5555 | 0.01647 | 613.2531 | 0.13296 | 613.6697 | 0.33211
| 535.3225 | 0 | 613.8994 | 0.0030603 | 613.4831 | 0.0007394 | 535.3225 | 0 | 613.8994 | 0.0020298 | 613.4831 | 0.00064444 | 613.4831 | 0.00066166 | 536.8545 | 8.5464e-06 | 613.8994 | 0.00046153 | 608.28 | -0.0015684 | 613.8994 | 0.00084141 | 535.3225 | 0.33511 | 613.8994 | 0.001391 | 608.28 | -0.0022951 | 613.8994 | 0.0037234 | 608.28 | 0.13967 | 613.8994 | 0.112 | 536.8545 | 1.1781e-05 | 613.8994 | 0.35612 | 536.8545 | 4.6998e-06 | 613.8994 | 0.17613 | 613.4831 | 0.01921 | 804.7216 | 0.12203 | 613.4831 | -0.00041485 | 804.034 | 0.09327 | 804.7216 | 0.01583 | 613.4831 | 0.13248 | 613.8994 | 0.33145
| 535.4378 | 0 | 614.1291 | 0.0018167 | 613.7131 | 0.0004431 | 535.4378 | 0.0006936 | 614.1291 | -0.00062878 | 613.7131 | -1.3358e-05 | 613.7131 | -5.4576e-05 | 536.9723 | 8.2888e-06 | 614.1291 | 1.0342e-05 | 608.51 | 0.00062396 | 614.1291 | 0.00025554 | 535.4378 | 0.32987 | 614.1291 | 0.00077413 | 608.51 | 0.0002556 | 614.1291 | 0.0031731 | 608.51 | 0.13876 | 614.1291 | 0.1073 | 536.9723 | 1.102e-05 | 614.1291 | 0.36435 | 536.9723 | 5.0292e-06 | 614.1291 | 0.17987 | 613.7131 | 0.0186 | 804.8876 | 0.12026 | 613.7131 | 0.00012308 | 804.2001 | 0.09367 | 804.8876 | 0.01613 | 613.7131 | 0.13176 | 614.1291 | 0.33015
| 535.553 | 0 | 614.3588 | 0.0022608 | 613.9432 | 0.00071882 | 535.553 | 0 | 614.3588 | 0.00054891 | 613.9432 | 5.5388e-05 | 613.9432 | 0.00056319 | 537.0901 | 8.2888e-06 | 614.3588 | 0.00074257 | 608.74 | 0.00086005 | 614.3588 | 0.00094079 | 535.553 | 0.31822 | 614.3588 | 0.0012699 | 608.74 | -0.0017784 | 614.3588 | 0.0037627 | 608.74 | 0.11591 | 614.3588 | 0.10362 | 537.0901 | 1.0411e-05 | 614.3588 | 0.37515 | 537.0901 | 5.9846e-06 | 614.3588 | 0.184 | 613.9432 | 0.02059 | 805.0536 | 0.1201 | 613.9432 | -0.00014559 | 804.3662 | 0.09519 | 805.0536 | 0.01555 | 613.9432 | 0.13318 | 614.3588 | 0.32865
| 535.6683 | 1.4969e-05 | 614.5885 | 0.0014923 | 614.1732 | 0.00070356 | 535.6683 | 0.00123 | 614.5885 | 0.00050896 | 614.1732 | -0.00019784 | 614.1732 | -2.765e-05 | 537.2079 | 7.7511e-06 | 614.5885 | 0 | 608.97 | 0.00028669 | 614.5885 | 5.6761e-05 | 535.6683 | 0.32078 | 614.5885 | 0.00074544 | 608.97 | 0.00073989 | 614.5885 | 0.0031438 | 608.97 | 0.1124 | 614.5885 | 0.098638 | 537.2079 | 1.0177e-05 | 614.5885 | 0.38245 | 537.2079 | 5.2379e-06 | 614.5885 | 0.18666 | 614.1733 | 0.01965 | 805.2196 | 0.11285 | 614.1732 | -0.00083084 | 804.5324 | 0.09581 | 805.2196 | 0.01621 | 614.1733 | 0.13114 | 614.5885 | 0.32778
| 535.7836 | 0 | 614.8182 | 0.0013769 | 614.4033 | 0.0006972 | 535.7836 | 0 | 614.8182 | 0.0016629 | 614.4033 | 0.00064201 | 614.4033 | 0.00056228 | 537.3257 | 8.2888e-06 | 614.8182 | 0.00078986 | 609.2 | -0.00035414 | 614.8182 | 0.00060028 | 535.7836 | 0.32233 | 614.8182 | 0.001178 | 609.2 | -0.0029085 | 614.8182 | 0.0034487 | 609.2 | 0.094645 | 614.8182 | 0.095027 | 537.3257 | 1.02e-05 | 614.8182 | 0.3924 | 537.3257 | 4.6998e-06 | 614.8182 | 0.19116 | 614.4033 | 0.02089 | 805.3856 | 0.11249 | 614.4033 | 0.0001931 | 804.6985 | 0.10115 | 805.3856 | 0.0153 | 614.4033 | 0.1317 | 614.8182 | 0.32608
| 535.8988 | 0 | 615.048 | 0.0024354 | 614.6334 | 0.00060678 | 535.8988 | 0.00137 | 615.048 | 0.00044965 | 614.6334 | -0.00036833 | 614.6334 | -1.2182e-05 | 537.4434 | 7.8295e-06 | 615.048 | 0.00018445 | 609.43 | -0.0015008 | 615.048 | 0.00029928 | 535.8988 | 0.31644 | 615.048 | 0.00055688 | 609.43 | 2.9596e-05 | 615.048 | 0.0030298 | 609.43 | 0.086713 | 615.048 | 0.090709 | 537.4434 | 1.0598e-05 | 615.048 | 0.40235 | 537.4434 | 3.9531e-06 | 615.048 | 0.1944 | 614.6334 | 0.02068 | 805.5517 | 0.10823 | 614.6334 | -0.000348 | 804.8647 | 0.09989 | 805.5517 | 0.01578 | 614.6334 | 0.13034 | 615.048 | 0.32522
| 536.0141 | 0 | 615.2777 | 0.0029221 | 614.8635 | 0.00078005 | 536.0141 | 0 | 615.2777 | 0.0011343 | 614.8635 | 0.00028347 | 614.8635 | 0.0006979 | 537.5612 | 7.1687e-06 | 615.2777 | 0.0006698 | 609.66 | 0.00048905 | 615.2777 | 0.00092661 | 536.0141 | 0.31745 | 615.2777 | 0.0014821 | 609.66 | 0.0013533 | 615.2777 | 0.0034244 | 609.66 | 0.07735 | 615.2777 | 0.08745 | 537.5612 | 1.0223e-05 | 615.2777 | 0.41254 | 537.5612 | 5.4575e-06 | 615.2777 | 0.19903 | 614.8635 | 0.02209 | 805.7177 | 0.1086 | 614.8635 | 0.00019589 | 805.0308 | 0.10203 | 805.7177 | 0.01501 | 614.8635 | 0.13079 | 615.2777 | 0.32311
| 536.1294 | 0.00051807 | 615.5074 | 0.0015285 | 615.0936 | 0.00068678 | 536.1294 | 0.00153 | 615.5074 | 0.0011161 | 615.0936 | -0.00033993 | 615.0936 | -8.6962e-05 | 537.679 | 7.4039e-06 | 615.5074 | 0 | 609.89 | -0.0013322 | 615.5074 | 5.9797e-05 | 536.1294 | 0.31145 | 615.5074 | 0.0005775 | 609.89 | 0.0018699 | 615.5074 | 0.0029663 | 609.89 | 0.074522 | 615.5074 | 0.082968 | 537.679 | 9.6731e-06 | 615.5074 | 0.42247 | 537.679 | 6.4128e-06 | 615.5074 | 0.20251 | 615.0936 | 0.02154 | 805.8837 | 0.10783 | 615.0936 | 0.00026111 | 805.197 | 0.10163 | 805.8837 | 0.01569 | 615.0936 | 0.12925 | 615.5074 | 0.32232
| 536.2447 | 0 | 615.7372 | 0.0029278 | 615.3237 | 0.00066845 | 536.2447 | 0 | 615.7372 | 0.0013099 | 615.3237 | 0.00050998 | 615.3237 | 0.00066579 | 537.7968 | 7.2247e-06 | 615.7372 | 0.00055579 | 610.12 | 0.00062396 | 615.7372 | 0.001078 | 536.2447 | 0.31515 | 615.7372 | 0.0010979 | 610.12 | -0.0019399 | 615.7372 | 0.003196 | 610.12 | 0.054561 | 615.7372 | 0.080398 | 537.7968 | 9.2749e-06 | 615.7372 | 0.43206 | 537.7968 | 6.8411e-06 | 615.7372 | 0.20705 | 615.3237 | 0.02292 | 806.0498 | 0.10628 | 615.3237 | 0.00049156 | 805.3631 | 0.10763 | 806.0498 | 0.01478 | 615.3237 | 0.12893 | 615.7372 | 0.32087
| 536.36 | 0.00039229 | 615.967 | 0.0014632 | 615.5539 | 0.00063564 | 536.36 | 0.00083232 | 615.967 | 0.00083412 | 615.5539 | -0.00056388 | 615.5539 | -0.00011243 | 537.9147 | 8.188e-06 | 615.967 | 0 | 610.35 | -0.00052277 | 615.967 | 8.4101e-05 | 536.36 | 0.31755 | 615.967 | 0.00071888 | 610.35 | 0.00054618 | 615.967 | 0.0027754 | 610.35 | 0.05222 | 615.967 | 0.076321 | 537.9147 | 8.9353e-06 | 615.967 | 0.4413 | 537.9147 | 8.5541e-06 | 615.967 | 0.20983 | 615.5539 | 0.02261 | 806.2158 | 0.10186 | 615.5539 | -0.00082706 | 805.5293 | 0.10645 | 806.2158 | 0.01521 | 615.5539 | 0.12804 | 615.967 | 0.31879
| 536.4753 | 1.7997e-05 | 616.1968 | 0.0024119 | 615.784 | 0.00079557 | 536.4753 | 0 | 616.1968 | 0.0014598 | 615.784 | 0.00058533 | 615.784 | 0.00060666 | 538.0325 | 7.6391e-06 | 616.1968 | 0.00059087 | 610.58 | -0.00065769 | 616.1968 | 0.00097395 | 536.4753 | 0.31143 | 616.1968 | 0.0015802 | 610.58 | -0.0014878 | 616.1968 | 0.0032433 | 610.58 | 0.045166 | 616.1968 | 0.074781 | 538.0325 | 8.9939e-06 | 616.1968 | 0.45438 | 538.0325 | 9.191e-06 | 616.1968 | 0.21586 | 615.784 | 0.02412 | 806.3819 | 0.10099 | 615.784 | -0.00052973 | 805.6954 | 0.11133 | 806.3819 | 0.01428 | 615.784 | 0.12862 | 616.1968 | 0.31868
| 536.5906 | 0.00024855 | 616.4266 | 0.0019489 | 616.0142 | 0.00063965 | 536.5906 | 0.00083232 | 616.4266 | 0.00070109 | 616.0142 | -0.00014426 | 616.0142 | -5.1066e-05 | 538.1503 | 6.5974e-06 | 616.4266 | 0 | 610.81 | -0.0012985 | 616.4266 | 4.8102e-05 | 536.5906 | 0.31128 | 616.4266 | 0.00038765 | 610.81 | -0.00071299 | 616.4266 | 0.0027236 | 610.81 | 0.039998 | 616.4266 | 0.070773 | 538.1503 | 9.2632e-06 | 616.4266 | 0.46654 | 538.1503 | 9.9487e-06 | 616.4266 | 0.2201 | 616.0142 | 0.02405 | 806.5479 | 0.09782 | 616.0142 | -0.0004293 | 805.8616 | 0.10515 | 806.5479 | 0.01482 | 616.0142 | 0.12809 | 616.4266 | 0.31836
| 536.7059 | 0 | 616.6564 | 0.0024043 | 616.2443 | 0.00079147 | 536.7059 | 0 | 616.6564 | 0.0011949 | 616.2443 | 0.00013788 | 616.2443 | 0.00064114 | 538.2681 | 6.7094e-06 | 616.6564 | 0.0006303 | 611.04 | 0.00069142 | 616.6564 | 0.00064767 | 536.7059 | 0.31211 | 616.6564 | 0.0014045 | 611.04 | 0.0026125 | 616.6564 | 0.0033471 | 611.04 | 0.031415 | 616.6564 | 0.068271 | 538.2681 | 1.0095e-05 | 616.6564 | 0.47461 | 538.2681 | 8.4443e-06 | 616.6564 | 0.22268 | 616.2443 | 0.02512 | 806.714 | 0.09589 | 616.2443 | 0.0011642 | 806.0278 | 0.11267 | 806.714 | 0.01398 | 616.2443 | 0.12741 | 616.6564 | 0.31369
| 536.8212 | 5.091e-05 | 616.8862 | 0.002018 | 616.4745 | 0.0006854 | 536.8212 | 0.00113 | 616.8862 | 0.00068265 | 616.4745 | -0.00017107 | 616.4745 | -0.00011507 | 538.3859 | 7.5047e-06 | 616.8862 | 0 | 611.27 | -0.00075887 | 616.8862 | 0 | 536.8212 | 0.30659 | 616.8862 | 0.00082288 | 611.27 | -0.0015847 | 616.8862 | 0.0027876 | 611.27 | 0.027384 | 616.8862 | 0.065561 | 538.3859 | 1.1149e-05 | 616.8862 | 0.48948 | 538.3859 | 7.6976e-06 | 616.8862 | 0.22945 | 616.4745 | 0.02478 | 806.88 | 0.09404 | 616.4745 | -0.00049449 | 806.194 | 0.10995 | 806.88 | 0.01446 | 616.4745 | 0.12768 | 616.8862 | 0.3159
| 536.9365 | 0 | 617.116 | 0.0023975 | 616.7047 | 0.000607 | 536.9365 | 0 | 617.116 | 0.001948 | 616.7047 | 0.00065957 | 616.7047 | 0.00069657 | 538.5037 | 8.3672e-06 | 617.116 | 0.0010544 | 611.5 | -0.00075887 | 617.116 | 0.0011721 | 536.9365 | 0.30558 | 617.116 | 0.0014271 | 611.5 | 0.00041703 | 617.116 | 0.0031794 | 611.5 | 0.024263 | 617.116 | 0.063694 | 538.5037 | 1.1008e-05 | 617.116 | 0.50474 | 538.5037 | 9.0921e-06 | 617.116 | 0.23507 | 616.7047 | 0.02688 | 807.0461 | 0.09261 | 616.7047 | 0.00093033 | 806.3601 | 0.11545 | 807.0461 | 0.01377 | 616.7047 | 0.12886 | 617.116 | 0.31594
| 537.0518 | 0.00035636 | 617.3459 | 0.0012452 | 616.9349 | 0.00073723 | 537.0518 | 0.00064159 | 617.3459 | 0.00049222 | 616.9349 | -0.00059406 | 616.9349 | -8.5244e-05 | 538.6215 | 8.7928e-06 | 617.3459 | 7.2758e-05 | 611.73 | -0.0010287 | 617.3459 | 0.00015014 | 537.0518 | 0.30009 | 617.3459 | 0.0008365 | 611.73 | 0.00080447 | 617.3459 | 0.0027507 | 611.73 | 0.019158 | 617.3459 | 0.060022 | 538.6215 | 1.1313e-05 | 617.3459 | 0.51008 | 538.6215 | 9.729e-06 | 617.3459 | 0.23659 | 616.9349 | 0.02564 | 807.2122 | 0.08913 | 616.9349 | -0.00045784 | 806.5263 | 0.11509 | 807.2122 | 0.01428 | 616.9349 | 0.12404 | 617.3459 | 0.31064
| 537.1671 | 0 | 617.5757 | 0.002565 | 617.1651 | 0.00077742 | 537.1671 | 0 | 617.5757 | 0.0012366 | 617.1651 | 0.00016485 | 617.1651 | 0.00067722 | 538.7394 | 8.244e-06 | 617.5757 | 0.00057848 | 611.96 | 0.00075887 | 617.5757 | 0.00099394 | 537.1671 | 0.30456 | 617.5757 | 0.0013279 | 611.96 | -0.0023273 | 617.5757 | 0.0031818 | 611.96 | 0.011617 | 617.5757 | 0.058796 | 538.7394 | 1.0083e-05 | 617.5757 | 0.52865 | 538.7394 | 1.0267e-05 | 617.5757 | 0.24459 | 617.1651 | 0.02811 | 807.3783 | 0.08654 | 617.1651 | 0.00071188 | 806.6925 | 0.11819 | 807.3783 | 0.01379 | 617.1651 | 0.12946 | 617.5757 | 0.31316
| 537.2825 | 5.091e-05 | 617.8056 | 0.0020891 | 617.3953 | 0.00063688 | 537.2825 | 0.00079764 | 617.8056 | 0.00083965 | 617.3953 | -0.00030464 | 617.3953 | -0.00013293 | 538.8572 | 8.7592e-06 | 617.8056 | 0 | 612.19 | -0.00062396 | 617.8056 | 4.6352e-05 | 537.2825 | 0.30336 | 617.8056 | 0.00065017 | 612.19 | -0.0028761 | 617.8056 | 0.0026854 | 612.19 | 0.013957 | 617.8056 | 0.055641 | 538.8572 | 1.0305e-05 | 617.8056 | 0.53752 | 538.8572 | 9.191e-06 | 617.8056 | 0.24779 | 617.3953 | 0.02788 | 807.5443 | 0.08711 | 617.3953 | -0.0005825 | 806.8587 | 0.11995 | 807.5443 | 0.01427 | 617.3953 | 0.12553 | 617.8056 | 0.31067
| 537.3978 | 0 | 618.0355 | 0.0022345 | 617.6256 | 0.00082543 | 537.3978 | 0 | 618.0355 | 0.001542 | 617.6256 | 0.0006491 | 617.6256 | 0.00064061 | 538.975 | 7.8183e-06 | 618.0355 | 0.00064991 | 612.42 | -0.001366 | 618.0355 | 0.00089815 | 537.3978 | 0.29803 | 618.0355 | 0.0014757 | 612.42 | 0.0012242 | 618.0355 | 0.0030483 | 612.42 | 0.010316 | 618.0355 | 0.054038 | 538.975 | 9.6848e-06 | 618.0355 | 0.54747 | 538.975 | 7.2693e-06 | 618.0355 | 0.25157 | 617.6255 | 0.02907 | 807.7104 | 0.08557 | 617.6256 | 0.0010297 | 807.0249 | 0.12329 | 807.7104 | 0.0139 | 617.6255 | 0.125 | 618.0355 | 0.30675
| 537.5131 | 0.00026652 | 618.2654 | 0.0026559 | 617.8558 | 0.00057017 | 537.5131 | 0.00149 | 618.2654 | 0.0013539 | 617.8558 | -0.00026876 | 617.8558 | -5.3333e-05 | 539.0929 | 7.5831e-06 | 618.2654 | 0 | 612.65 | -0.00011805 | 618.2654 | 0 | 537.5131 | 0.29964 | 618.2654 | 0.00033396 | 612.65 | 0.001773 | 618.2654 | 0.0024389 | 612.65 | 0.010219 | 618.2654 | 0.050808 | 539.0929 | 1.0177e-05 | 618.2654 | 0.55821 | 539.0929 | 8.6639e-06 | 618.2654 | 0.2555 | 617.8558 | 0.02876 | 807.8765 | 0.08249 | 617.8558 | 0.00011957 | 807.1911 | 0.12139 | 807.8765 | 0.01446 | 617.8558 | 0.12288 | 618.2654 | 0.30522
| 537.6285 | 0 | 618.4952 | 0.0036064 | 618.086 | 0.00076542 | 537.6285 | 0 | 618.4952 | 0.0010154 | 618.086 | 0.00038215 | 618.086 | 0.00065157 | 539.2107 | 7.0903e-06 | 618.4953 | 0.00070366 | 612.88 | 0.0026139 | 618.4953 | 0.0011632 | 537.6285 | 0.29281 | 618.4953 | 0.0011947 | 612.88 | -0.0019399 | 618.4952 | 0.003017 | 612.88 | 0.0040745 | 618.4953 | 0.050682 | 539.2107 | 9.7902e-06 | 618.4953 | 0.58164 | 539.2107 | 1.1332e-05 | 618.4952 | 0.26544 | 618.0861 | 0.03061 | 808.0426 | 0.08025 | 618.086 | 0.00037938 | 807.3573 | 0.12523 | 808.0426 | 0.01426 | 618.0861 | 0.12591 | 618.4952 | 0.30911
| 537.7438 | 6.8875e-05 | 618.7252 | 0.0017572 | 618.3163 | 0.00039848 | 537.7438 | 0.00147 | 618.7252 | 0.00068835 | 618.3163 | -0.00031554 | 618.3163 | -0.00020051 | 539.3286 | 7.7959e-06 | 618.7252 | 0 | 613.11 | -0.0014334 | 618.7252 | 4.2433e-05 | 537.7438 | 0.29507 | 618.7252 | 0.00048786 | 613.11 | -0.0014878 | 618.7252 | 0.0023747 | 613.11 | 0.0052123 | 618.7252 | 0.04725 | 539.3286 | 1.0083e-05 | 618.7252 | 0.58433 | 539.3286 | 1.187e-05 | 618.7252 | 0.26568 | 618.3163 | 0.0299 | 808.2087 | 0.07879 | 618.3163 | -0.0003295 | 807.5235 | 0.12301 | 808.2087 | 0.01488 | 618.3163 | 0.12156 | 618.7252 | 0.30238
| 537.8592 | 0 | 618.9551 | 0.0032497 | 618.5466 | 0.00072256 | 537.8592 | 0 | 618.9551 | 0.0016121 | 618.5466 | 0.00074732 | 618.5466 | 0.00060615 | 539.4464 | 7.9303e-06 | 618.9551 | 0.00077651 | 613.34 | 0.0014334 | 618.9551 | 0.0011939 | 537.8592 | 0.29511 | 618.9551 | 0.0012558 | 613.34 | -0.00058385 | 618.9551 | 0.0029591 | 613.34 | 0.0038469 | 618.9551 | 0.046201 | 539.4464 | 9.0993e-06 | 618.9551 | 0.60271 | 539.4464 | 1.0267e-05 | 618.9551 | 0.2733 | 618.5466 | 0.03202 | 808.3748 | 0.08107 | 618.5466 | -0.00018712 | 807.6897 | 0.12981 | 808.3748 | 0.01463 | 618.5466 | 0.12275 | 618.9551 | 0.30283
| 537.9745 | 0.00084148 | 619.185 | 0.001808 | 618.7769 | 0.00045819 | 537.9745 | 0.00010404 | 619.185 | 0.0014965 | 618.7769 | -0.00043979 | 618.7769 | -0.0001092 | 539.5643 | 7.1911e-06 | 619.185 | 0 | 613.57 | 0.00075887 | 619.185 | 0 | 537.9745 | 0.2886 | 619.185 | 0.00043663 | 613.57 | -0.00061613 | 619.185 | 0.0022448 | 613.57 | 0.0029042 | 619.185 | 0.043969 | 539.5643 | 9.0759e-06 | 619.185 | 0.61816 | 539.5643 | 7.0607e-06 | 619.185 | 0.27897 | 618.7769 | 0.03185 | 808.5409 | 0.07447 | 618.7769 | -0.0016898 | 807.856 | 0.13203 | 808.5409 | 0.01525 | 618.7769 | 0.12224 | 619.185 | 0.30307
| 538.0899 | 0 | 619.415 | 0.0017173 | 619.0072 | 0.00066033 | 538.0899 | 0 | 619.415 | 0.0011543 | 619.0072 | 0.00074159 | 619.0072 | 0.00065955 | 539.6821 | 6.7542e-06 | 619.415 | 0.0005354 | 613.8 | -0.00079259 | 619.415 | 0.00092975 | 538.0899 | 0.28 | 619.415 | 0.0015563 | 613.8 | 0.0016439 | 619.415 | 0.0029642 | 613.8 | 0.0033268 | 619.415 | 0.043493 | 539.6821 | 8.9705e-06 | 619.415 | 0.63558 | 539.6821 | 9.5204e-06 | 619.415 | 0.28689 | 619.0072 | 0.0334 | 808.707 | 0.07366 | 619.0072 | 0.0013254 | 808.0222 | 0.13537 | 808.707 | 0.01509 | 619.0072 | 0.12309 | 619.415 | 0.30315
| 538.2053 | 0.00026652 | 619.6449 | 0.0022571 | 619.2375 | 0.00020621 | 538.2053 | 0.00067626 | 619.6449 | 0.00096846 | 619.2375 | -0.00012318 | 619.2375 | -0.00024781 | 539.8 | 7.0119e-06 | 619.6449 | 0 | 614.03 | -0.00065769 | 619.6449 | 9.3872e-05 | 538.2053 | 0.28403 | 619.6449 | 0.00038059 | 614.03 | -0.0021982 | 619.6449 | 0.0021312 | 614.03 | 0.00053099 | 619.6449 | 0.040251 | 539.8 | 9.9776e-06 | 619.6449 | 0.64 | 539.8 | 7.8074e-06 | 619.6449 | 0.28849 | 619.2375 | 0.03297 | 808.8731 | 0.07243 | 619.2375 | -0.00022368 | 808.1884 | 0.13115 | 808.8731 | 0.01615 | 619.2375 | 0.12093 | 619.6449 | 0.2984
| 538.3207 | 0 | 619.8749 | 0.0018154 | 619.4678 | 0.00083985 | 538.3207 | 0 | 619.8749 | 0.0013117 | 619.4678 | 0.00052332 | 619.4678 | 0.00065579 | 539.9178 | 7.1127e-06 | 619.8749 | 0.00096517 | 614.26 | -0.0012985 | 619.8749 | 0.0010433 | 538.3207 | 0.28835 | 619.8749 | 0.0013122 | 614.26 | -0.00061613 | 619.8749 | 0.0029481 | 614.26 | 0.0028392 | 619.8749 | 0.040158 | 539.9178 | 8.8885e-06 | 619.8749 | 0.66203 | 539.9178 | 7.9172e-06 | 619.8749 | 0.2972 | 619.4678 | 0.03518 | 809.0392 | 0.07313 | 619.4678 | 0.0013588 | 808.3546 | 0.13811 | 809.0392 | 0.01617 | 619.4678 | 0.12188 | 619.8749 | 0.30009
| 538.436 | 0.00053603 | 620.1049 | 0.0017368 | 619.6981 | 0.00070798 | 538.436 | 0.00172 | 620.1049 | 0.0013327 | 619.6981 | -0.00033791 | 619.6981 | -0.00013609 | 540.0357 | 6.3958e-06 | 620.1049 | 0 | 614.49 | -0.0011973 | 620.1049 | 0.00011278 | 538.436 | 0.28565 | 620.1049 | 0.00056366 | 614.49 | 0.00090132 | 620.1049 | 0.0023471 | 614.49 | 0.0018964 | 620.1049 | 0.037521 | 540.0357 | 1.006e-05 | 620.1049 | 0.67131 | 540.0357 | 6.0944e-06 | 620.1049 | 0.30137 | 619.6981 | 0.03488 | 809.2053 | 0.07004 | 619.6981 | 0.00029336 | 808.5209 | 0.13721 | 809.2053 | 0.01731 | 619.6981 | 0.11954 | 620.1049 | 0.29728
| 538.5514 | 0 | 620.3348 | 0.0017953 | 619.9285 | 0.00070475 | 538.5514 | 0 | 620.3348 | 0.0015165 | 619.9285 | 0.00015178 | 619.9285 | 0.00056046 | 540.1536 | 6.2278e-06 | 620.3348 | 0.0006653 | 614.72 | 0.0016695 | 620.3348 | 0.000699 | 538.5514 | 0.27969 | 620.3348 | 0.0015012 | 614.72 | -0.00042241 | 620.3348 | 0.0028812 | 614.72 | 0.0030016 | 620.3348 | 0.036667 | 540.1536 | 9.1344e-06 | 620.3348 | 0.6797 | 540.1536 | 8.9823e-06 | 620.3348 | 0.30491 | 619.9285 | 0.0361 | 809.3714 | 0.06977 | 619.9285 | -8.1382e-05 | 808.6871 | 0.14131 | 809.3714 | 0.0169 | 619.9285 | 0.11849 | 620.3348 | 0.29305
| 538.6668 | 0.00057197 | 620.5648 | 0.002253 | 620.1588 | 0.00054652 | 538.6668 | 0.00165 | 620.5648 | 0.0008269 | 620.1588 | -0.00022517 | 620.1588 | -0.00010593 | 540.2714 | 6.911e-06 | 620.5648 | 0 | 614.95 | -0.00079259 | 620.5648 | 0 | 538.6668 | 0.27151 | 620.5648 | 0.00026993 | 614.95 | -0.0016493 | 620.5648 | 0.002281 | 614.95 | -0.001257 | 620.5648 | 0.034929 | 540.2714 | 1.0141e-05 | 620.5648 | 0.69965 | 540.2714 | 7.6976e-06 | 620.5648 | 0.31266 | 620.1588 | 0.03683 | 809.5376 | 0.06722 | 620.1588 | -0.00040885 | 808.8533 | 0.14071 | 809.5376 | 0.01784 | 620.1588 | 0.11796 | 620.5648 | 0.29483
| 538.7822 | 0 | 620.7949 | 0.0027349 | 620.3892 | 0.00061702 | 538.7822 | 0 | 620.7949 | 0.0017969 | 620.3892 | 0.00034251 | 620.3892 | 0.00068011 | 540.3893 | 7.1687e-06 | 620.7949 | 0.00075085 | 615.18 | -0.00069142 | 620.7949 | 0.00072945 | 538.7822 | 0.27475 | 620.7949 | 0.0012401 | 615.18 | -0.00013183 | 620.7949 | 0.0027146 | 615.18 | 0.00014088 | 620.7949 | 0.034645 | 540.3893 | 9.6028e-06 | 620.7949 | 0.72054 | 540.3893 | 7.4889e-06 | 620.7949 | 0.32221 | 620.3892 | 0.03836 | 809.7037 | 0.06696 | 620.3892 | -5.0555e-05 | 809.0196 | 0.14443 | 809.7037 | 0.01738 | 620.3892 | 0.11918 | 620.7949 | 0.29549
| 538.8976 | 0.00062587 | 621.0249 | 0.0024617 | 620.6196 | 0.00060869 | 538.8976 | 0.00156 | 621.0249 | 0.00093787 | 620.6196 | -0.00037889 | 620.6196 | -0.00020159 | 540.5072 | 7.9303e-06 | 621.0249 | 0 | 615.41 | -0.0015684 | 621.0249 | 0 | 538.8976 | 0.27407 | 621.0249 | 0.00022656 | 615.41 | 6.1882e-05 | 621.0249 | 0.0021576 | 615.41 | 0.00079106 | 621.0249 | 0.032538 | 540.5072 | 9.8371e-06 | 621.0249 | 0.73273 | 540.5072 | 5.4575e-06 | 621.0249 | 0.32748 | 620.6196 | 0.03811 | 809.8698 | 0.06399 | 620.6196 | -0.0006682 | 809.1858 | 0.14147 | 809.8698 | 0.01886 | 620.6196 | 0.11713 | 621.0249 | 0.29368
| 539.013 | 0 | 621.2549 | 0.0037071 | 620.85 | 0.00073179 | 539.013 | 0 | 621.2549 | 0.001799 | 620.85 | 0.00015822 | 620.85 | 0.00065276 | 540.6251 | 8.3896e-06 | 621.2549 | 0.00070221 | 615.64 | -0.0005565 | 621.2549 | 0.0010325 | 539.013 | 0.27407 | 621.2549 | 0.0012001 | 615.64 | 0.00041703 | 621.2549 | 0.0027144 | 615.64 | 0.00040094 | 621.2549 | 0.03203 | 540.6251 | 1.0165e-05 | 621.2549 | 0.74597 | 540.6251 | 6.5226e-06 | 621.2549 | 0.33327 | 620.85 | 0.03972 | 810.0359 | 0.0639 | 620.85 | 0.00058703 | 809.3521 | 0.14995 | 810.0359 | 0.01873 | 620.85 | 0.11839 | 621.2549 | 0.29144
| 539.1284 | 0 | 621.4849 | 0.0018303 | 621.0804 | 0.00010549 | 539.1284 | 0.00101 | 621.4849 | 0.0014688 | 621.0804 | -0.00040592 | 621.0804 | -0.00018333 | 540.7429 | 9.7785e-06 | 621.4849 | 0 | 615.87 | 0.0011636 | 621.4849 | 3.5055e-05 | 539.1284 | 0.27452 | 621.4849 | 0.00019709 | 615.87 | 0.0016117 | 621.4849 | 0.0019631 | 615.87 | 0.0020915 | 621.4849 | 0.030151 | 540.7429 | 1.0095e-05 | 621.4849 | 0.7576 | 540.7429 | 8.5541e-06 | 621.4849 | 0.33865 | 621.0804 | 0.03986 | 810.2021 | 0.0629 | 621.0804 | -0.00049141 | 809.5184 | 0.15057 | 810.2021 | 0.02094 | 621.0804 | 0.11627 | 621.4849 | 0.28974
| 539.2438 | 0 | 621.715 | 0.0021806 | 621.3108 | 0.00084337 | 539.2438 | 0 | 621.715 | 0.001828 | 621.3108 | 0.00039953 | 621.3108 | 0.00064935 | 540.8608 | 9.2521e-06 | 621.715 | 0.00084194 | 616.1 | -0.0027488 | 621.715 | 0.00093689 | 539.2438 | 0.27174 | 621.715 | 0.0017817 | 616.1 | 0.0015148 | 621.715 | 0.0026116 | 616.1 | 0.0029691 | 621.715 | 0.029987 | 540.8608 | 9.919e-06 | 621.715 | 0.77328 | 540.8608 | 1.0047e-05 | 621.715 | 0.34656 | 621.3108 | 0.04144 | 810.3682 | 0.06256 | 621.3108 | 9.0094e-05 | 809.6846 | 0.15529 | 810.3682 | 0.02056 | 621.3108 | 0.11635 | 621.715 | 0.28929
| 539.3592 | 0.00046416 | 621.9451 | 0.0019551 | 621.5412 | 0.00057865 | 539.3592 | 0.00151 | 621.9451 | 0.00038261 | 621.5412 | -0.00034806 | 621.5412 | -0.00011358 | 540.9787 | 7.9527e-06 | 621.9451 | 0 | 616.34 | 0.00062396 | 621.9451 | 0.00012177 | 539.3592 | 0.2704 | 621.9451 | 0.00023848 | 616.34 | 0.00077218 | 621.9451 | 0.0019589 | 616.34 | 0.00033593 | 621.9451 | 0.027566 | 540.9787 | 1.0985e-05 | 621.9451 | 0.78572 | 540.9787 | 1.1761e-05 | 621.9451 | 0.35379 | 621.5412 | 0.0418 | 810.5344 | 0.06188 | 621.5412 | -0.00061429 | 809.8509 | 0.15197 | 810.5344 | 0.0227 | 621.5412 | 0.1149 | 621.9451 | 0.28734
| 539.4746 | 0 | 622.1752 | 0.0027499 | 621.7716 | 0.00072546 | 539.4746 | 0 | 622.1752 | 0.0005119 | 621.7716 | 0.00056893 | 621.7716 | 0.00073229 | 541.0966 | 7.0455e-06 | 622.1751 | 0.00080513 | 616.57 | -0.00089378 | 622.1751 | 0.0010464 | 539.4746 | 0.26592 | 622.1751 | 0.0015851 | 616.57 | 0.00090132 | 622.1752 | 0.0026222 | 616.57 | 0.0010511 | 622.1751 | 0.027885 | 541.0966 | 1.1758e-05 | 622.1751 | 0.80784 | 541.0966 | 1.0157e-05 | 622.1752 | 0.3641 | 621.7716 | 0.04402 | 810.7005 | 0.05768 | 621.7716 | 0.00025259 | 810.0172 | 0.15685 | 810.7005 | 0.0217 | 621.7716 | 0.11644 | 622.1752 | 0.28875
| 539.5901 | 0.00030245 | 622.4052 | 0.0013835 | 622.0021 | 0.00054124 | 539.5901 | 0.00142 | 622.4052 | 0.00084459 | 622.0021 | -0.00069903 | 622.0021 | -0.00011889 | 541.2145 | 6.5526e-06 | 622.4052 | 0 | 616.8 | 0.0011299 | 622.4052 | 0 | 539.5901 | 0.26623 | 622.4052 | 0.00030215 | 616.8 | -0.00074527 | 622.4052 | 0.0019748 | 616.8 | -0.00096444 | 622.4052 | 0.025368 | 541.2145 | 1.1453e-05 | 622.4052 | 0.81352 | 541.2145 | 9.191e-06 | 622.4052 | 0.36761 | 622.0021 | 0.04363 | 810.8667 | 0.05882 | 622.0021 | -0.00037318 | 810.1834 | 0.16107 | 810.8667 | 0.02388 | 622.0021 | 0.11328 | 622.4052 | 0.28481
| 539.7055 | 0 | 622.6353 | 0.003088 | 622.2325 | 0.00075334 | 539.7055 | 0 | 622.6353 | 0.001619 | 622.2325 | 0.00046213 | 622.2325 | 0.00070785 | 541.3324 | 7.3479e-06 | 622.6353 | 0.00039767 | 617.03 | 0.00089378 | 622.6353 | 0.00090471 | 539.7055 | 0.25953 | 622.6353 | 0.0012378 | 617.03 | -0.0017461 | 622.6353 | 0.0027643 | 617.03 | 0.0015062 | 622.6353 | 0.025594 | 541.3324 | 9.9776e-06 | 622.6353 | 0.82899 | 541.3324 | 8.6639e-06 | 622.6353 | 0.37522 | 622.2325 | 0.04558 | 811.0328 | 0.05616 | 622.2325 | 0.0005819 | 810.3497 | 0.16257 | 811.0328 | 0.02273 | 622.2325 | 0.1131 | 622.6353 | 0.28422
| 539.8209 | 0.00026652 | 622.8654 | 0.0018435 | 622.463 | 0.00049307 | 539.8209 | 0.00010404 | 622.8654 | 0.0005344 | 622.463 | -0.0004548 | 622.463 | -0.00018509 | 541.4503 | 7.4039e-06 | 622.8654 | 0 | 617.26 | -0.0005565 | 622.8654 | 0.00013172 | 539.8209 | 0.26146 | 622.8654 | 0.00036509 | 617.26 | 0.0002556 | 622.8654 | 0.0020718 | 617.26 | 0.00056349 | 622.8654 | 0.024057 | 541.4503 | 1.0141e-05 | 622.8654 | 0.84444 | 541.4503 | 1.1014e-05 | 622.8654 | 0.38302 | 622.463 | 0.0458 | 811.199 | 0.05398 | 622.463 | -0.00020839 | 810.516 | 0.16365 | 811.199 | 0.0252 | 622.463 | 0.11157 | 622.8654 | 0.2839
| 539.9364 | 0 | 623.0956 | 0.0027366 | 622.6935 | 0.00067591 | 539.9364 | 0 | 623.0956 | 0.00090394 | 622.6935 | 0.00054602 | 622.6935 | 0.00071015 | 541.5682 | 8.0872e-06 | 623.0956 | 0.0005505 | 617.49 | 0.0013997 | 623.0956 | 0.0012067 | 539.9364 | 0.25968 | 623.0956 | 0.0011209 | 617.49 | -0.0006807 | 623.0956 | 0.00242 | 617.49 | 0.00085607 | 623.0956 | 0.023909 | 541.5682 | 1.0446e-05 | 623.0956 | 0.86101 | 541.5682 | 9.4106e-06 | 623.0956 | 0.39244 | 622.6934 | 0.0482 | 811.3651 | 0.05397 | 622.6935 | 0.00093605 | 810.6823 | 0.16973 | 811.3651 | 0.02394 | 622.6934 | 0.113 | 623.0956 | 0.2831
| 540.0518 | 0.00032042 | 623.3257 | 0.0010556 | 622.9239 | 0.00071291 | 540.0518 | 0.00031212 | 623.3257 | 0.00067024 | 622.9239 | -0.00054862 | 622.9239 | -7.8267e-05 | 541.6861 | 8.2216e-06 | 623.3257 | 0 | 617.72 | -0.0001855 | 623.3257 | 0.00012057 | 540.0518 | 0.26334 | 623.3257 | 0.0005898 | 617.72 | -0.00032556 | 623.3257 | 0.002127 | 617.72 | -0.00067186 | 623.3257 | 0.022136 | 541.6861 | 1.0985e-05 | 623.3257 | 0.87065 | 541.6861 | 6.7313e-06 | 623.3257 | 0.39943 | 622.9239 | 0.04796 | 811.5313 | 0.05173 | 622.9239 | 0.0002701 | 810.8486 | 0.16541 | 811.5313 | 0.02621 | 622.9239 | 0.11092 | 623.3257 | 0.2817
| 540.1673 | 0 | 623.5558 | 0.0019758 | 623.1544 | 0.00065356 | 540.1673 | 0 | 623.5558 | 0.0016468 | 623.1544 | 0.00075265 | 623.1544 | 0.00070247 | 541.804 | 8.972e-06 | 623.5558 | 0.00062001 | 617.95 | 0.00072515 | 623.5558 | 0.00092274 | 540.1673 | 0.25999 | 623.5558 | 0.001416 | 617.95 | -0.0010358 | 623.5558 | 0.002288 | 617.95 | -0.0017446 | 623.5558 | 0.022189 | 541.804 | 1.102e-05 | 623.5558 | 0.8839 | 541.804 | 4.4912e-06 | 623.5558 | 0.40754 | 623.1544 | 0.04995 | 811.6975 | 0.05221 | 623.1544 | -0.00020746 | 811.0149 | 0.17067 | 811.6975 | 0.02461 | 623.1544 | 0.11262 | 623.5558 | 0.28026
| 540.2827 | 0.00134 | 623.786 | 0.0021297 | 623.3849 | 0.00058847 | 540.2827 | 0.00081498 | 623.786 | 0.00050204 | 623.3849 | -0.00044528 | 623.3849 | -0.00010237 | 541.922 | 8.2216e-06 | 623.786 | 0 | 618.18 | -0.00089378 | 623.786 | 7.6039e-05 | 540.2827 | 0.25289 | 623.786 | 0.00056461 | 618.18 | -0.0019076 | 623.786 | 0.0017006 | 618.18 | -0.00096444 | 623.786 | 0.020616 | 541.922 | 1.15e-05 | 623.786 | 0.8985 | 541.922 | 8.016e-06 | 623.786 | 0.41541 | 623.385 | 0.05014 | 811.8636 | 0.05156 | 623.3849 | -0.00061426 | 811.1812 | 0.1749 | 811.8636 | 0.02681 | 623.385 | 0.10939 | 623.786 | 0.27989
| 540.3982 | 0 | 624.0162 | 0.002812 | 623.6155 | 0.00075527 | 540.3982 | 0 | 624.0162 | 0.00096167 | 623.6155 | 0.00020662 | 623.6155 | 0.00069521 | 542.0399 | 8.4008e-06 | 624.0162 | 0.00075662 | 618.41 | -0.0005565 | 624.0162 | 0.00081168 | 540.3982 | 0.25721 | 624.0162 | 0.0013676 | 618.41 | -0.00093899 | 624.0162 | 0.0024252 | 618.41 | 0.00010836 | 624.0162 | 0.021117 | 542.0399 | 1.2027e-05 | 624.0162 | 0.90566 | 542.0399 | 8.8725e-06 | 624.0162 | 0.42323 | 623.6155 | 0.05252 | 812.0298 | 0.04964 | 623.6155 | 0.00038799 | 811.3475 | 0.17631 | 812.0298 | 0.02561 | 623.6155 | 0.11115 | 624.0162 | 0.27723
| 540.5136 | 0.00062587 | 624.2463 | 0.0016687 | 623.846 | 0.00055999 | 540.5136 | 0.00151 | 624.2463 | 1.4063e-05 | 623.846 | -0.00022121 | 623.846 | -0.0002143 | 542.1578 | 8.5464e-06 | 624.2463 | 0 | 618.64 | -0.0016358 | 624.2463 | 0 | 540.5136 | 0.25803 | 624.2463 | 0.00077273 | 618.64 | -0.0009067 | 624.2463 | 0.0017472 | 618.64 | -0.001127 | 624.2463 | 0.018921 | 542.1578 | 1.0001e-05 | 624.2463 | 0.91746 | 542.1578 | 1.1332e-05 | 624.2463 | 0.43172 | 623.846 | 0.05256 | 812.196 | 0.04966 | 623.846 | 0.00046476 | 811.5138 | 0.17542 | 812.196 | 0.02772 | 623.846 | 0.10976 | 624.2463 | 0.27684
| 540.6291 | 0 | 624.4765 | 0.0021724 | 624.0765 | 0.00070065 | 540.6291 | 0 | 624.4765 | 0.0017601 | 624.0765 | 0.00030336 | 624.0765 | 0.00077223 | 542.2757 | 8.524e-06 | 624.4765 | 0.00062676 | 618.87 | 0.00021923 | 624.4765 | 0.00090846 | 540.6291 | 0.25942 | 624.4765 | 0.0010754 | 618.87 | 0.00077218 | 624.4765 | 0.0023725 | 618.87 | -0.00086692 | 624.4765 | 0.019516 | 542.2757 | 8.8651e-06 | 624.4765 | 0.92935 | 542.2757 | 1.2189e-05 | 624.4765 | 0.44163 | 624.0765 | 0.05512 | 812.3622 | 0.04861 | 624.0765 | 0.0011333 | 811.6801 | 0.17979 | 812.3622 | 0.02651 | 624.0765 | 0.10987 | 624.4765 | 0.27613
| 540.7446 | 0.00136 | 624.7067 | 0.0019643 | 624.3071 | 0.00063633 | 540.7446 | 0.00104 | 624.7067 | 0.00099329 | 624.3071 | -0.00015028 | 624.3071 | -0.00016468 | 542.3936 | 9.1289e-06 | 624.7067 | 0 | 619.1 | -0.0034908 | 624.7067 | 0 | 540.7446 | 0.26118 | 624.7067 | 0.00058595 | 619.1 | -0.0021658 | 624.7067 | 0.0018009 | 619.1 | -0.0020372 | 624.7067 | 0.018137 | 542.3936 | 8.0453e-06 | 624.7067 | 0.95284 | 542.3936 | 1.2935e-05 | 624.7067 | 0.45582 | 624.3071 | 0.05592 | 812.5284 | 0.04929 | 624.3071 | -0.0006996 | 811.8464 | 0.1833 | 812.5284 | 0.02807 | 624.3071 | 0.11003 | 624.7067 | 0.27869
| 540.8601 | 0 | 624.9369 | 0.0020259 | 624.5377 | 0.00055437 | 540.8601 | 0 | 624.9369 | 0.0011068 | 624.5377 | 0.00061005 | 624.5377 | 0.00074515 | 542.5116 | 7.9303e-06 | 624.9369 | 0.00057409 | 619.33 | -0.00062396 | 624.9369 | 0.0010555 | 540.8601 | 0.26041 | 624.9369 | 0.0011699 | 619.33 | -9.9549e-05 | 624.9369 | 0.0022735 | 619.33 | 0.00033593 | 624.9369 | 0.017998 | 542.5116 | 7.9282e-06 | 624.9369 | 0.95633 | 542.5116 | 1.0805e-05 | 624.9369 | 0.46276 | 624.5377 | 0.05827 | 812.6946 | 0.04421 | 624.5377 | 0.0013824 | 812.0127 | 0.19055 | 812.6946 | 0.02675 | 624.5377 | 0.1094 | 624.9369 | 0.27573
| 540.9755 | 0.00116 | 625.1671 | 0.001455 | 624.7682 | 0.00034137 | 540.9755 | 0.0016 | 625.1671 | 0.0012328 | 624.7682 | -0.00049099 | 624.7682 | -0.00018793 | 542.6295 | 8.244e-06 | 625.1671 | 0 | 619.56 | -0.001366 | 625.1671 | 0.00010602 | 540.9755 | 0.25553 | 625.1671 | 0.00021878 | 619.56 | -0.0022305 | 625.1671 | 0.0017827 | 619.56 | -0.0026224 | 625.1671 | 0.016538 | 542.6295 | 9.6263e-06 | 625.1671 | 0.95812 | 542.6295 | 7.5878e-06 | 625.1671 | 0.46862 | 624.7682 | 0.05771 | 812.8608 | 0.04507 | 624.7682 | -0.00040005 | 812.179 | 0.18878 | 812.8608 | 0.02811 | 624.7682 | 0.10718 | 625.1671 | 0.27261
| 541.091 | 0 | 625.3973 | 0.0022955 | 624.9988 | 0.00073011 | 541.091 | 0 | 625.3973 | 0.0010135 | 624.9988 | 0.00046203 | 624.9988 | 0.00080191 | 542.7474 | 7.6391e-06 | 625.3974 | 0.00058873 | 619.79 | 0.00089378 | 625.3974 | 0.00087675 | 541.091 | 0.25905 | 625.3974 | 0.0013404 | 619.79 | -0.00048698 | 625.3973 | 0.002404 | 619.79 | -0.00015171 | 625.3974 | 0.016966 | 542.7474 | 1.0095e-05 | 625.3974 | 0.96927 | 542.7474 | 1.1761e-05 | 625.3973 | 0.48029 | 624.9988 | 0.06041 | 813.027 | 0.04027 | 624.9988 | 0.00073389 | 812.3454 | 0.19295 | 813.027 | 0.02692 | 624.9988 | 0.10828 | 625.3973 | 0.27233
| 541.2065 | 0 | 625.6276 | 0.0020185 | 625.2294 | 0.0005426 | 541.2065 | 0.00084967 | 625.6276 | 0.00015052 | 625.2294 | -0.00040854 | 625.2294 | -0.0001436 | 542.8654 | 8.6024e-06 | 625.6276 | 0 | 620.02 | 0.00021923 | 625.6276 | 0 | 541.2065 | 0.25695 | 625.6276 | 0.00038455 | 620.02 | -0.0022305 | 625.6276 | 0.0016788 | 620.02 | 0.00046596 | 625.6276 | 0.015159 | 542.8654 | 1.1067e-05 | 625.6276 | 0.97954 | 542.8654 | 1.0476e-05 | 625.6276 | 0.49048 | 625.2294 | 0.06027 | 813.1932 | 0.03833 | 625.2294 | -0.00061894 | 812.5117 | 0.19628 | 813.1932 | 0.02805 | 625.2294 | 0.10808 | 625.6276 | 0.27238
| 541.322 | 0 | 625.8578 | 0.0020653 | 625.46 | 0.00063098 | 541.322 | 0 | 625.8578 | 0.0011808 | 625.46 | 0.00011477 | 625.46 | 0.00073206 | 542.9833 | 9.0729e-06 | 625.8579 | 0.00063372 | 620.26 | 0.0018381 | 625.8579 | 0.00076441 | 541.322 | 0.26027 | 625.8579 | 0.0012903 | 620.26 | -0.00087442 | 625.8578 | 0.0022001 | 620.26 | 0.0031317 | 625.8579 | 0.015458 | 542.9833 | 1.1313e-05 | 625.8579 | 0.98524 | 542.9833 | 1.187e-05 | 625.8578 | 0.50085 | 625.46 | 0.06305 | 813.3594 | 0.0408 | 625.46 | 0.00011834 | 812.678 | 0.19811 | 813.3594 | 0.02692 | 625.46 | 0.10884 | 625.8578 | 0.27125
| 541.4375 | 0 | 626.0881 | 0.0019763 | 625.6906 | 0.00039956 | 541.4375 | 0.00046818 | 626.0881 | 0.0006609 | 625.6906 | -0.00022508 | 625.6906 | -0.00019234 | 543.1013 | 8.8376e-06 | 626.0881 | 0 | 620.49 | -0.001231 | 626.0881 | 0.00012758 | 541.4375 | 0.25692 | 626.0881 | 0.00022004 | 620.49 | -0.00055155 | 626.0881 | 0.0014792 | 620.49 | 0.00040094 | 626.0881 | 0.014084 | 543.1013 | 1.0657e-05 | 626.0881 | 0.99003 | 543.1013 | 8.9823e-06 | 626.0881 | 0.51195 | 625.6906 | 0.06373 | 813.5256 | 0.03515 | 625.6906 | -0.00072603 | 812.8444 | 0.19646 | 813.5256 | 0.02784 | 625.6906 | 0.1087 | 626.0881 | 0.27045
| 541.553 | 0 | 626.3184 | 0.003065 | 625.9213 | 0.00075428 | 541.553 | 0 | 626.3184 | 0.0017641 | 625.9213 | 0.00012832 | 625.9213 | 0.00072007 | 543.2192 | 8.468e-06 | 626.3184 | 0.0010227 | 620.72 | 0.00075887 | 626.3184 | 0.00084908 | 541.553 | 0.2513 | 626.3184 | 0.001389 | 620.72 | -0.001843 | 626.3184 | 0.0023213 | 620.72 | 0.0012462 | 626.3184 | 0.014912 | 543.2192 | 1.0177e-05 | 626.3184 | 0.99431 | 543.2192 | 9.8388e-06 | 626.3184 | 0.52063 | 625.9213 | 0.06584 | 813.6918 | 0.03794 | 625.9213 | 0.000584 | 813.0107 | 0.20303 | 813.6918 | 0.02684 | 625.9213 | 0.10879 | 626.3184 | 0.26871
| 541.6685 | 0.00176 | 626.5487 | 0.00083396 | 626.1519 | 0.00042087 | 541.6685 | 0.00182 | 626.5487 | 0.0009652 | 626.1519 | -0.00019804 | 626.1519 | -0.00024588 | 543.3372 | 7.3031e-06 | 626.5487 | 1.6417e-05 | 620.95 | -0.00062396 | 626.5487 | 0 | 541.6685 | 0.24784 | 626.5487 | 0.00019909 | 620.95 | 0.00093361 | 626.5487 | 0.0014444 | 620.95 | 0.00027091 | 626.5487 | 0.013242 | 543.3372 | 9.919e-06 | 626.5487 | 0.99159 | 543.3372 | 9.5204e-06 | 626.5487 | 0.52927 | 626.1519 | 0.06601 | 813.858 | 0.03735 | 626.1519 | -0.00087486 | 813.1771 | 0.20248 | 813.858 | 0.02751 | 626.1519 | 0.10739 | 626.5487 | 0.26716
| 541.7841 | 0 | 626.779 | 0.0028102 | 626.3826 | 0.00060158 | 541.7841 | 0 | 626.779 | 0.0009386 | 626.3826 | 0.00061499 | 626.3826 | 0.00063717 | 543.4552 | 6.7094e-06 | 626.779 | 0.000806 | 621.18 | -0.00059023 | 626.779 | 0.0007622 | 541.7841 | 0.25085 | 626.779 | 0.0011603 | 621.18 | -0.0010036 | 626.779 | 0.0021596 | 621.18 | 0.00062851 | 626.779 | 0.013789 | 543.4552 | 8.947e-06 | 626.779 | 0.99434 | 543.4552 | 6.5226e-06 | 626.779 | 0.54074 | 626.3826 | 0.06783 | 814.0242 | 0.03547 | 626.3826 | 0.00060847 | 813.3434 | 0.20905 | 814.0242 | 0.02672 | 626.3826 | 0.10744 | 626.779 | 0.26616
| 541.8996 | 0 | 627.0093 | 0.0023361 | 626.6132 | 0.00062668 | 541.8996 | 0.00149 | 627.0093 | 0.00035013 | 626.6132 | -0.00041346 | 626.6132 | -0.00021601 | 543.5731 | 7.0119e-06 | 627.0093 | 0 | 621.41 | 0.0015346 | 627.0093 | 6.3174e-05 | 541.8996 | 0.24651 | 627.0093 | 0.00037347 | 621.41 | -0.0006807 | 627.0093 | 0.0016029 | 621.41 | -0.0021998 | 627.0093 | 0.011972 | 543.5731 | 8.7714e-06 | 627.0093 | 0.99074 | 543.5731 | 6.314e-06 | 627.0093 | 0.55148 | 626.6132 | 0.06902 | 814.1905 | 0.03448 | 626.6132 | -0.0010622 | 813.5098 | 0.20754 | 814.1905 | 0.02729 | 626.6132 | 0.1067 | 627.0093 | 0.26493
| 542.0151 | 0 | 627.2396 | 0.0022437 | 626.8439 | 0.00076295 | 542.0151 | 0 | 627.2396 | 0.0010801 | 626.8439 | 0.00053132 | 626.8439 | 0.0007211 | 543.6911 | 8.636e-06 | 627.2396 | 0.00077602 | 621.64 | -0.00072515 | 627.2396 | 0.0012823 | 542.0151 | 0.24602 | 627.2396 | 0.0014756 | 621.64 | -0.0025533 | 627.2396 | 0.0022437 | 621.64 | -0.001192 | 627.2396 | 0.01257 | 543.6911 | 7.776e-06 | 627.2396 | 0.99639 | 543.6911 | 5.2379e-06 | 627.2396 | 0.56546 | 626.8439 | 0.07233 | 814.3567 | 0.03379 | 626.8439 | 0.00035601 | 813.6762 | 0.21261 | 814.3567 | 0.02669 | 626.8439 | 0.107 | 627.2396 | 0.26529
| 542.1306 | 0.00115 | 627.47 | 0.001555 | 627.0746 | 0.00053189 | 542.1306 | 0.00048552 | 627.47 | 0.00049901 | 627.0746 | -0.0005058 | 627.0746 | -0.00022865 | 543.809 | 1.0271e-05 | 627.4699 | 0 | 621.87 | -0.00086005 | 627.4699 | 0 | 542.1306 | 0.24211 | 627.4699 | 0.00011491 | 621.87 | -0.0013909 | 627.47 | 0.0013844 | 621.87 | -0.001127 | 627.4699 | 0.011563 | 543.809 | 8.5372e-06 | 627.4699 | 0.9903 | 543.809 | 8.1258e-06 | 627.47 | 0.57667 | 627.0746 | 0.07201 | 814.5229 | 0.03306 | 627.0746 | -0.0012875 | 813.8425 | 0.21748 | 814.5229 | 0.02706 | 627.0746 | 0.10498 | 627.47 | 0.26427
| 542.2462 | 0 | 627.7003 | 0.0023881 | 627.3053 | 0.00064795 | 542.2462 | 0 | 627.7003 | 0.00052604 | 627.3053 | 0.00021248 | 627.3053 | 0.00073589 | 543.927 | 9.2857e-06 | 627.7003 | 0.00096722 | 622.1 | 0.00096123 | 627.7003 | 0.0007061 | 542.2462 | 0.24244 | 627.7003 | 0.0012021 | 622.1 | -0.0004547 | 627.7003 | 0.0020611 | 622.1 | -0.00028175 | 627.7003 | 0.011871 | 543.927 | 9.2749e-06 | 627.7003 | 0.97327 | 543.927 | 7.1595e-06 | 627.7003 | 0.58026 | 627.3053 | 0.07347 | 814.6892 | 0.03393 | 627.3053 | 0.0015692 | 814.0089 | 0.22169 | 814.6892 | 0.02687 | 627.3053 | 0.10452 | 627.7003 | 0.25995
| 542.3617 | 0.00087741 | 627.9307 | 0.0022838 | 627.536 | 0.00059622 | 542.3617 | 0.00074563 | 627.9307 | 0.00059916 | 627.536 | -0.000568 | 627.536 | -0.00013553 | 544.045 | 8.6584e-06 | 627.9306 | 0 | 622.33 | -0.0025465 | 627.9306 | 8.9681e-05 | 542.3617 | 0.2437 | 627.9306 | 0.00058954 | 622.33 | -0.0017139 | 627.9307 | 0.0012913 | 622.33 | -0.0020372 | 627.9306 | 0.010457 | 544.045 | 9.7082e-06 | 627.9306 | 0.96826 | 544.045 | 8.5541e-06 | 627.9307 | 0.59288 | 627.536 | 0.0752 | 814.8554 | 0.03534 | 627.536 | 0.00071385 | 814.1753 | 0.2233 | 814.8554 | 0.02719 | 627.536 | 0.10263 | 627.9307 | 0.25924
| 542.4773 | 0 | 628.161 | 0.0016656 | 627.7667 | 0.00064404 | 542.4773 | 0 | 628.161 | 0.0010681 | 627.7667 | 0.00068705 | 627.7667 | 0.00074908 | 544.163 | 7.3255e-06 | 628.161 | 0.00069689 | 622.56 | 0.001366 | 628.161 | 0.0010342 | 542.4773 | 0.2429 | 628.161 | 0.0013699 | 622.56 | 6.1882e-05 | 628.161 | 0.0020995 | 622.56 | -0.00054182 | 628.161 | 0.011257 | 544.163 | 9.8956e-06 | 628.161 | 0.97034 | 544.163 | 8.5541e-06 | 628.161 | 0.61062 | 627.7667 | 0.07823 | 815.0217 | 0.03688 | 627.7667 | 4.9996e-05 | 814.3416 | 0.22739 | 815.0217 | 0.02751 | 627.7667 | 0.10421 | 628.161 | 0.26108
| 542.5928 | 0.00058994 | 628.3914 | 0.0018425 | 627.9974 | 0.00049732 | 542.5928 | 0.00125 | 628.3914 | 0.00082509 | 627.9974 | -0.00067127 | 627.9974 | -0.00027906 | 544.2809 | 7.7399e-06 | 628.3914 | 0 | 622.79 | 5.0592e-05 | 628.3914 | 0.00014358 | 542.5928 | 0.24489 | 628.3914 | 0.00015781 | 622.79 | 0.00067532 | 628.3914 | 0.0012412 | 622.79 | 0.0011162 | 628.3914 | 0.0096368 | 544.2809 | 1.0388e-05 | 628.3914 | 0.95918 | 544.2809 | 1.0157e-05 | 628.3914 | 0.62181 | 627.9974 | 0.07866 | 815.1879 | 0.03633 | 627.9974 | -0.00051953 | 814.508 | 0.22782 | 815.1879 | 0.02752 | 627.9974 | 0.10252 | 628.3914 | 0.25954
| 542.7084 | 0 | 628.6218 | 0.0024815 | 628.2282 | 0.00066696 | 542.7084 | 0 | 628.6218 | 0.0017637 | 628.2282 | 9.9781e-05 | 628.2282 | 0.00069455 | 544.3989 | 7.9864e-06 | 628.6218 | 0.00093 | 623.02 | -0.0005565 | 628.6218 | 0.00085364 | 542.7084 | 0.2366 | 628.6218 | 0.0010671 | 623.02 | -0.00084214 | 628.6218 | 0.0021967 | 623.02 | -0.00018422 | 628.6218 | 0.010275 | 544.3989 | 9.8371e-06 | 628.6218 | 0.94594 | 544.3989 | 1.0267e-05 | 628.6218 | 0.63294 | 628.2282 | 0.08178 | 815.3542 | 0.03808 | 628.2282 | 0.00089948 | 814.6744 | 0.23269 | 815.3542 | 0.02845 | 628.2282 | 0.10305 | 628.6218 | 0.25818
| 542.8239 | 0.00032042 | 628.8522 | 0.00184 | 628.4589 | 0.00033316 | 542.8239 | 0.00024276 | 628.8522 | 0.00048193 | 628.4589 | -0.00012765 | 628.4589 | -6.1012e-05 | 544.5169 | 9.3305e-06 | 628.8522 | 0 | 623.25 | -0.00038786 | 628.8522 | 0 | 542.8239 | 0.23898 | 628.8522 | 0.00021264 | 623.25 | -0.00029326 | 628.8522 | 0.0012545 | 623.25 | 0.0013438 | 628.8522 | 0.009079 | 544.5169 | 8.584e-06 | 628.8522 | 0.93354 | 544.5169 | 8.7737e-06 | 628.8522 | 0.64708 | 628.4589 | 0.08275 | 815.5204 | 0.0386 | 628.4589 | -0.00081292 | 814.8408 | 0.23152 | 815.5204 | 0.02844 | 628.4589 | 0.10284 | 628.8522 | 0.25737
| 542.9395 | 0 | 629.0826 | 0.0024388 | 628.6897 | 0.00064186 | 542.9395 | 0 | 629.0826 | 0.001185 | 628.6897 | 6.5768e-05 | 628.6897 | 0.0007616 | 544.6349 | 9.8121e-06 | 629.0826 | 0.00087019 | 623.49 | 5.0592e-05 | 629.0826 | 0.00097371 | 542.9395 | 0.2341 | 629.0826 | 0.0012399 | 623.49 | -0.001843 | 629.0826 | 0.0020234 | 623.49 | 0.0010836 | 629.0826 | 0.0097789 | 544.6349 | 6.7337e-06 | 629.0826 | 0.91404 | 544.6349 | 7.3791e-06 | 629.0826 | 0.65564 | 628.6897 | 0.08585 | 815.6867 | 0.03004 | 628.6897 | -0.00040143 | 815.0072 | 0.23099 | 815.6867 | 0.02985 | 628.6897 | 0.10189 | 629.0826 | 0.25474
| 543.0551 | 0.00023058 | 629.313 | 0.0020334 | 628.9205 | 0.00046463 | 543.0551 | 0.00146 | 629.313 | 0.00083717 | 628.9205 | -0.00028935 | 628.9205 | -0.00016867 | 544.7529 | 9.0281e-06 | 629.313 | 0 | 623.72 | 1.6864e-05 | 629.313 | 0 | 543.0551 | 0.23529 | 629.313 | 0 | 623.72 | -0.00064841 | 629.313 | 0.0012251 | 623.72 | -0.0015822 | 629.313 | 0.0085375 | 544.7529 | 8.0687e-06 | 629.313 | 0.90621 | 544.7529 | 5.8857e-06 | 629.313 | 0.67502 | 628.9204 | 0.08598 | 815.8529 | 0.0384 | 628.9205 | -0.00042982 | 815.1736 | 0.23394 | 815.8529 | 0.02931 | 628.9204 | 0.10258 | 629.313 | 0.25689
| 543.1707 | 0 | 629.5434 | 0.0021047 | 629.1512 | 0.00064901 | 543.1707 | 0 | 629.5434 | 0.0012239 | 629.1512 | 0.00054329 | 629.1512 | 0.00076557 | 544.8709 | 7.7735e-06 | 629.5434 | 0.00084767 | 623.95 | -0.00021923 | 629.5434 | 0.00091718 | 543.1707 | 0.23185 | 629.5434 | 0.0012886 | 623.95 | -0.00064841 | 629.5434 | 0.0022041 | 623.95 | -0.00047681 | 629.5434 | 0.0090121 | 544.8709 | 9.2398e-06 | 629.5434 | 0.87851 | 544.8709 | 6.5226e-06 | 629.5434 | 0.6766 | 629.1512 | 0.08895 | 816.0192 | 0.02837 | 629.1512 | 0.00072805 | 815.34 | 0.23825 | 816.0192 | 0.0304 | 629.1512 | 0.10083 | 629.5434 | 0.2516
| 543.2862 | 0.00118 | 629.7739 | 0.0014583 | 629.382 | 0.00041034 | 543.2862 | 0.00276 | 629.7739 | 0.00028215 | 629.382 | -0.00032721 | 629.382 | -6.3694e-05 | 544.9889 | 7.3031e-06 | 629.7738 | 0 | 624.18 | -0.0009275 | 629.7738 | 0 | 543.2862 | 0.23711 | 629.7738 | 0.00036242 | 624.18 | -0.0037479 | 629.7739 | 0.0012462 | 624.18 | -0.00063934 | 629.7738 | 0.0079539 | 544.9889 | 1.0469e-05 | 629.7738 | 0.86794 | 544.9889 | 7.2693e-06 | 629.7739 | 0.69731 | 629.382 | 0.09032 | 816.1855 | 0.03628 | 629.382 | -0.00070425 | 815.5064 | 0.2424 | 816.1855 | 0.02927 | 629.382 | 0.10027 | 629.7739 | 0.2534
| 543.4018 | 0 | 630.0043 | 0.0020996 | 629.6128 | 0.00067592 | 543.4018 | 0 | 630.0043 | 0.0020103 | 629.6128 | -0.00016399 | 629.6128 | 0.00074763 | 545.1069 | 7.3815e-06 | 630.0043 | 0.00062715 | 624.41 | 0.00035414 | 630.0043 | 0.00092234 | 543.4018 | 0.23069 | 630.0043 | 0.0011892 | 624.41 | -0.0016493 | 630.0043 | 0.0021043 | 624.41 | -0.00015171 | 630.0043 | 0.0083926 | 545.1069 | 1.0083e-05 | 630.0043 | 0.84303 | 545.1069 | 8.016e-06 | 630.0043 | 0.70586 | 629.6128 | 0.09313 | 816.3517 | 0.02825 | 629.6128 | 0.00019386 | 815.6728 | 0.24965 | 816.3517 | 0.03074 | 629.6128 | 0.09952 | 630.0043 | 0.25082
| 543.5174 | 0.00151 | 630.2347 | 0.0011981 | 629.8436 | 0.00047516 | 543.5174 | 0.00074563 | 630.2347 | 0.0008055 | 629.8436 | -0.00062746 | 629.8436 | -0.00016472 | 545.2249 | 7.3031e-06 | 630.2348 | 0 | 624.64 | 0.0013997 | 630.2348 | 0 | 543.5174 | 0.22516 | 630.2348 | 0 | 624.64 | 0.00038475 | 630.2347 | 0.0012327 | 624.64 | 0.00014088 | 630.2348 | 0.0071294 | 545.2249 | 1.0341e-05 | 630.2348 | 0.8187 | 545.2249 | 7.4889e-06 | 630.2347 | 0.71919 | 629.8437 | 0.0945 | 816.518 | 0.02613 | 629.8436 | -0.00020975 | 815.8392 | 0.24678 | 816.518 | 0.03025 | 629.8437 | 0.09578 | 630.2347 | 0.2498
| 543.633 | 0 | 630.4652 | 0.0025362 | 630.0745 | 0.00071547 | 543.633 | 0 | 630.4652 | 0.0010616 | 630.0745 | 0.00063811 | 630.0745 | 0.00075735 | 545.3429 | 7.1463e-06 | 630.4652 | 0.00052135 | 624.87 | 0.00079259 | 630.4652 | 0.00091454 | 543.633 | 0.22615 | 630.4652 | 0.0011479 | 624.87 | 0.00099818 | 630.4652 | 0.0019677 | 624.87 | 0.00062851 | 630.4652 | 0.0079656 | 545.3429 | 9.5092e-06 | 630.4652 | 0.79719 | 545.3429 | 8.6639e-06 | 630.4652 | 0.72991 | 630.0745 | 0.09671 | 816.6843 | 0.0276 | 630.0745 | -0.00052183 | 816.0056 | 0.25305 | 816.6843 | 0.03258 | 630.0745 | 0.10093 | 630.4652 | 0.24816
| 543.7486 | 0 | 630.6957 | 0.0020286 | 630.3053 | 0.00044232 | 543.7486 | 0.00109 | 630.6957 | 0.00097821 | 630.3053 | -0.00069173 | 630.3053 | -0.0001995 | 545.4609 | 8.636e-06 | 630.6957 | 0 | 625.1 | -0.0011299 | 630.6957 | 0 | 543.7486 | 0.22845 | 630.6957 | 0.00017857 | 625.1 | -0.0023596 | 630.6957 | 0.0010812 | 625.1 | -0.0022648 | 630.6957 | 0.006649 | 545.4609 | 8.9939e-06 | 630.6957 | 0.77831 | 545.4609 | 7.4889e-06 | 630.6957 | 0.74853 | 630.3053 | 0.09895 | 816.8506 | 0.02536 | 630.3053 | -0.0014792 | 816.1721 | 0.2527 | 816.8506 | 0.03195 | 630.3053 | 0.09708 | 630.6957 | 0.24868
| 543.8642 | 0 | 630.9262 | 0.0024422 | 630.5362 | 0.00063709 | 543.8642 | 0 | 630.9262 | 0.001519 | 630.5362 | 0.00028568 | 630.5362 | 0.00069866 | 545.5789 | 8.9384e-06 | 630.9262 | 0.00077604 | 625.33 | 0.00052277 | 630.9262 | 0.0011512 | 543.8642 | 0.22842 | 630.9262 | 0.0011564 | 625.33 | -0.00055155 | 630.9262 | 0.0018003 | 625.33 | -0.0021348 | 630.9262 | 0.0074409 | 545.5789 | 8.8651e-06 | 630.9262 | 0.75934 | 545.5789 | 6.5226e-06 | 630.9262 | 0.76412 | 630.5362 | 0.10229 | 817.0169 | 0.0289 | 630.5362 | 5.2804e-05 | 816.3385 | 0.25361 | 817.0169 | 0.03379 | 630.5362 | 0.09838 | 630.9262 | 0.24848
| 543.9799 | 0.00089539 | 631.1567 | 0.0015515 | 630.767 | 0.00047055 | 543.9799 | 0.00081498 | 631.1567 | 0.00059046 | 630.767 | -0.00038013 | 630.767 | -0.00025871 | 545.6969 | 9.3417e-06 | 631.1567 | 0 | 625.56 | 0.00072515 | 631.1567 | 3.1023e-05 | 543.9799 | 0.22695 | 631.1567 | 0 | 625.56 | 0.00090132 | 631.1567 | 0.0012262 | 625.56 | -0.0026224 | 631.1567 | 0.0060782 | 545.6969 | 9.6028e-06 | 631.1567 | 0.72885 | 545.6969 | 5.5563e-06 | 631.1567 | 0.77281 | 630.767 | 0.10266 | 817.1831 | 0.02733 | 630.767 | 0.00031849 | 816.5049 | 0.2529 | 817.1831 | 0.03261 | 630.767 | 0.09662 | 631.1567 | 0.24667
| 544.0955 | 0 | 631.3872 | 0.0021597 | 630.9979 | 0.00057228 | 544.0955 | 0 | 631.3872 | 0.0012107 | 630.9979 | 0.00033645 | 630.9979 | 0.00061505 | 545.815 | 9.2633e-06 | 631.3872 | 0.00066801 | 625.79 | 5.0592e-05 | 631.3872 | 0.0012585 | 544.0955 | 0.22436 | 631.3872 | 0.0011477 | 625.79 | -0.00032556 | 631.3872 | 0.0018254 | 625.79 | 0.00053099 | 631.3872 | 0.0069231 | 545.815 | 1.0341e-05 | 631.3872 | 0.70672 | 545.815 | 6.7313e-06 | 631.3872 | 0.78583 | 630.9979 | 0.10544 | 817.3494 | 0.03143 | 630.9979 | -0.00010319 | 816.6713 | 0.25673 | 817.3494 | 0.03435 | 630.9979 | 0.09687 | 631.3872 | 0.24541
| 544.2111 | 0 | 631.6177 | 0.0020292 | 631.2288 | 0.00038585 | 544.2111 | 0.00064159 | 631.6177 | 0.00060076 | 631.2288 | -0.00078043 | 631.2288 | -0.0001939 | 545.933 | 1.0305e-05 | 631.6178 | 0 | 626.03 | 5.0592e-05 | 631.6178 | 6.8585e-05 | 544.2111 | 0.22371 | 631.6178 | 3.3238e-05 | 626.03 | -0.00071299 | 631.6177 | 0.0011799 | 626.03 | -0.0018747 | 631.6178 | 0.0057512 | 545.933 | 1.006e-05 | 631.6178 | 0.69224 | 545.933 | 8.2356e-06 | 631.6177 | 0.80919 | 631.2288 | 0.10981 | 817.5157 | 0.02618 | 631.2288 | -0.0011424 | 816.8378 | 0.25714 | 817.5157 | 0.03343 | 631.2288 | 0.09674 | 631.6177 | 0.24731
| 544.3267 | 0 | 631.8483 | 0.0023949 | 631.4597 | 0.00064677 | 544.3267 | 0 | 631.8483 | 0.00066707 | 631.4597 | 0.00027955 | 631.4597 | 0.00062876 | 546.051 | 1.0641e-05 | 631.8483 | 0.0006799 | 626.26 | -0.00075887 | 631.8483 | 0.0011188 | 544.3267 | 0.22396 | 631.8483 | 0.0012524 | 626.26 | -0.00039012 | 631.8483 | 0.0019263 | 626.26 | -0.001192 | 631.8483 | 0.0065318 | 546.051 | 9.7082e-06 | 631.8483 | 0.66358 | 546.051 | 7.0607e-06 | 631.8483 | 0.81781 | 631.4597 | 0.11319 | 817.682 | 0.03089 | 631.4597 | 0.00014691 | 817.0042 | 0.26453 | 817.682 | 0.03496 | 631.4597 | 0.09724 | 631.8483 | 0.24494
| 544.4424 | 0 | 632.0789 | 0.0017065 | 631.6906 | 0.00047584 | 544.4424 | 0.00224 | 632.0789 | 0.00081961 | 631.6906 | -0.00056865 | 631.6906 | -0.0001025 | 546.169 | 1.0249e-05 | 632.0788 | 0 | 626.49 | -0.0005565 | 632.0788 | 0 | 544.4424 | 0.22119 | 632.0788 | 0 | 626.49 | -0.001617 | 632.0789 | 0.0012843 | 626.49 | 0.00014088 | 632.0788 | 0.00555 | 546.169 | 9.919e-06 | 632.0788 | 0.63504 | 546.169 | 8.3454e-06 | 632.0789 | 0.82623 | 631.6906 | 0.11197 | 817.8483 | 0.02066 | 631.6906 | -0.0010815 | 817.1707 | 0.2633 | 817.8483 | 0.0341 | 631.6906 | 0.09566 | 632.0789 | 0.24251
| 544.558 | 0 | 632.3094 | 0.0023009 | 631.9215 | 0.00056699 | 544.558 | 0 | 632.3094 | 0.0015797 | 631.9215 | 0.00013636 | 631.9215 | 0.00060176 | 546.2871 | 9.4201e-06 | 632.3094 | 0.00059171 | 626.72 | -0.00052277 | 632.3094 | 0.00082403 | 544.558 | 0.22195 | 632.3094 | 0.0013788 | 626.72 | -0.0013587 | 632.3094 | 0.0018004 | 626.72 | -0.0001192 | 632.3094 | 0.0062201 | 546.2871 | 1.0095e-05 | 632.3094 | 0.61663 | 546.2871 | 8.7737e-06 | 632.3094 | 0.84385 | 631.9215 | 0.11716 | 818.0147 | 0.02985 | 631.9215 | 0.0009897 | 817.3371 | 0.26245 | 818.0147 | 0.03512 | 631.9215 | 0.09624 | 632.3094 | 0.24293
| 544.6736 | 8.684e-05 | 632.54 | 0.0020354 | 632.1524 | 0.00026104 | 544.6736 | 0.00123 | 632.54 | 0.00015238 | 632.1524 | -0.00035061 | 632.1524 | -0.00024152 | 546.4051 | 9.0505e-06 | 632.54 | 0 | 626.95 | 0.00072515 | 632.54 | 0 | 544.6736 | 0.2188 | 632.54 | 0.00015295 | 626.95 | -0.002069 | 632.54 | 0.00097243 | 626.95 | -0.0022323 | 632.54 | 0.0047376 | 546.4051 | 9.9307e-06 | 632.54 | 0.58791 | 546.4051 | 1.0805e-05 | 632.54 | 0.85063 | 632.1524 | 0.11709 | 818.181 | 0.02001 | 632.1524 | -0.00080943 | 817.5036 | 0.26982 | 818.181 | 0.03474 | 632.1524 | 0.09491 | 632.54 | 0.24029
| 544.7893 | 0 | 632.7706 | 0.0022722 | 632.3833 | 0.00063545 | 544.7893 | 0 | 632.7706 | 0.0013874 | 632.3833 | 0.00047186 | 632.3833 | 0.00073935 | 546.5232 | 7.7735e-06 | 632.7706 | 0.00053987 | 627.18 | -1.6864e-05 | 632.7706 | 0.00077791 | 544.7893 | 0.2197 | 632.7706 | 0.00087546 | 627.18 | 0.00064304 | 632.7706 | 0.0016933 | 627.18 | 1.0836e-05 | 632.7706 | 0.0059262 | 546.5232 | 9.5911e-06 | 632.7706 | 0.57299 | 546.5232 | 1.0586e-05 | 632.7706 | 0.87347 | 632.3833 | 0.12152 | 818.3473 | 0.02115 | 632.3833 | -0.00083397 | 817.67 | 0.27547 | 818.3473 | 0.03543 | 632.3833 | 0.09638 | 632.7706 | 0.24252
| 544.9049 | 0 | 633.0012 | 0.0014977 | 632.6143 | 0.00048399 | 544.9049 | 0.00029479 | 633.0012 | 0.00077712 | 632.6143 | -0.00053848 | 632.6143 | -0.00023697 | 546.6412 | 8.3224e-06 | 633.0011 | 0.00011709 | 627.41 | -0.0024115 | 633.0011 | 0.00011564 | 544.9049 | 0.2173 | 633.0011 | 0.00026843 | 627.41 | -0.00064841 | 633.0012 | 0.0011817 | 627.41 | -0.0025575 | 633.0011 | 0.0044373 | 546.6412 | 1.0633e-05 | 633.0011 | 0.54412 | 546.6412 | 1.0904e-05 | 633.0012 | 0.87963 | 632.6143 | 0.12257 | 818.5136 | 0.01894 | 632.6143 | -0.0018767 | 817.8365 | 0.27314 | 818.5136 | 0.03514 | 632.6143 | 0.09369 | 633.0012 | 0.23909
| 545.0206 | 0 | 633.2318 | 0.0025724 | 632.8452 | 0.00054664 | 545.0206 | 0 | 633.2318 | 0.0013803 | 632.8452 | 0.00047897 | 632.8452 | 0.00066357 | 546.7592 | 8.3448e-06 | 633.2318 | 0.00061502 | 627.64 | 0.0020068 | 633.2318 | 0.00073341 | 545.0206 | 0.21493 | 633.2318 | 0.0010746 | 627.64 | 0.00028789 | 633.2318 | 0.001602 | 627.64 | -0.001127 | 633.2318 | 0.005372 | 546.7592 | 1.0388e-05 | 633.2318 | 0.52184 | 546.7592 | 7.8074e-06 | 633.2318 | 0.88903 | 632.8452 | 0.12558 | 818.6799 | 0.01944 | 632.8452 | -0.00018904 | 818.003 | 0.27401 | 818.6799 | 0.03514 | 632.8452 | 0.09407 | 633.2318 | 0.23719
| 545.1363 | 0.0004462 | 633.4623 | 0.001074 | 633.0762 | 0.00067998 | 545.1363 | 0.00046818 | 633.4623 | 9.3423e-05 | 633.0762 | -0.00053155 | 633.0762 | -0.00017733 | 546.8773 | 8.6248e-06 | 633.4624 | 0 | 627.87 | 0.0009275 | 633.4624 | 0 | 545.1363 | 0.22105 | 633.4624 | 0.00011167 | 627.87 | -0.00061613 | 633.4623 | 0.0011586 | 627.87 | -0.00063934 | 633.4624 | 0.004547 | 546.8773 | 9.919e-06 | 633.4624 | 0.49803 | 546.8773 | 8.8725e-06 | 633.4623 | 0.89822 | 633.0762 | 0.12838 | 818.8463 | 0.0153 | 633.0762 | -0.00073529 | 818.1694 | 0.27756 | 818.8463 | 0.03478 | 633.0762 | 0.09344 | 633.4623 | 0.23594
| 545.2519 | 0 | 633.693 | 0.0024303 | 633.3072 | 0.00075684 | 545.2519 | 0 | 633.693 | 0.0011188 | 633.3072 | 0.00045521 | 633.3072 | 0.00073721 | 546.9954 | 7.7175e-06 | 633.693 | 0.00063939 | 628.1 | 0.00089378 | 633.693 | 0.0011011 | 545.2519 | 0.21843 | 633.693 | 0.0011117 | 628.1 | 0.0014824 | 633.693 | 0.0019603 | 628.1 | 0.0017663 | 633.693 | 0.0056934 | 546.9954 | 1.0165e-05 | 633.693 | 0.47969 | 546.9954 | 8.6639e-06 | 633.693 | 0.9091 | 633.3072 | 0.1318 | 819.0126 | 0.01781 | 633.3072 | 0.00035365 | 818.3359 | 0.28007 | 819.0126 | 0.03462 | 633.3072 | 0.09378 | 633.693 | 0.2351
| 545.3676 | 0.00035636 | 633.9236 | 0.0013424 | 633.5382 | 0.00041184 | 545.3676 | 0.00132 | 633.9236 | -1.2014e-05 | 633.5382 | -0.00027195 | 633.5382 | -0.00013029 | 547.1134 | 7.8967e-06 | 633.9236 | 0 | 628.33 | -0.0010287 | 633.9236 | 0 | 545.3676 | 0.21633 | 633.9236 | 0 | 628.33 | -0.0028116 | 633.9236 | 0.0011211 | 628.33 | -0.0017446 | 633.9236 | 0.0043181 | 547.1134 | 1.0633e-05 | 633.9236 | 0.46026 | 547.1134 | 9.4106e-06 | 633.9236 | 0.92574 | 633.5382 | 0.13362 | 819.1789 | 0.01326 | 633.5382 | 0.00021185 | 818.5024 | 0.28302 | 819.1789 | 0.03447 | 633.5382 | 0.09324 | 633.9236 | 0.23491
| 545.4833 | 0 | 634.1543 | 0.0022821 | 633.7692 | 0.00051142 | 545.4833 | 0 | 634.1543 | 0.0013023 | 633.7692 | 0.00047085 | 633.7692 | 0.00076982 | 547.2315 | 7.3591e-06 | 634.1543 | 0.00063455 | 628.57 | -0.00042159 | 634.1543 | 0.0008258 | 545.4833 | 0.21862 | 634.1543 | 0.00093923 | 628.57 | -0.0024242 | 634.1543 | 0.0016947 | 628.57 | 0.00059601 | 634.1543 | 0.0046378 | 547.2315 | 1.0282e-05 | 634.1543 | 0.43688 | 547.2315 | 7.6976e-06 | 634.1543 | 0.9275 | 633.7692 | 0.1359 | 819.3453 | 0.01441 | 633.7692 | -0.001038 | 818.6689 | 0.28695 | 819.3453 | 0.03432 | 633.7692 | 0.09292 | 634.1543 | 0.23168
| 545.599 | 0.0006079 | 634.3849 | -2.0317e-05 | 634.0002 | 0.00039394 | 545.599 | 0.00194 | 634.3849 | 0.00044557 | 634.0002 | -0.00028178 | 634.0002 | -0.000248 | 547.3495 | 7.5383e-06 | 634.3849 | 0 | 628.8 | -0.0019393 | 634.3849 | 7.5503e-05 | 545.599 | 0.219 | 634.3849 | 0 | 628.8 | -0.0017461 | 634.3849 | 0.00084223 | 628.8 | 0.00098612 | 634.3849 | 0.0040025 | 547.3495 | 8.5606e-06 | 634.3849 | 0.41518 | 547.3495 | 6.8411e-06 | 634.385 | 0.93119 | 634.0002 | 0.13855 | 819.5116 | 0.01308 | 634.0002 | -0.00066489 | 818.8353 | 0.28054 | 819.5116 | 0.03435 | 634.0002 | 0.09157 | 634.3849 | 0.22912
| 545.7147 | 0 | 634.6156 | 0.0019672 | 634.2312 | 0.00057167 | 545.7147 | 0 | 634.6156 | 0.0012867 | 634.2312 | 0.00030126 | 634.2312 | 0.00067742 | 547.4676 | 6.9334e-06 | 634.6156 | 0.00011992 | 629.03 | -0.0018381 | 634.6156 | 0.00095497 | 545.7147 | 0.218 | 634.6156 | 0.0010607 | 629.03 | -0.0010681 | 634.6156 | 0.0015957 | 629.03 | 0.00082357 | 634.6156 | 0.0048117 | 547.4676 | 8.3381e-06 | 634.6156 | 0.40781 | 547.4676 | 1.0377e-05 | 634.6156 | 0.95942 | 634.2312 | 0.14618 | 819.678 | 0.01601 | 634.2312 | 0.00038616 | 819.0018 | 0.28949 | 819.678 | 0.03411 | 634.2312 | 0.09526 | 634.6156 | 0.23271
| 545.8303 | 0.00163 | 634.8463 | 0.00089548 | 634.4622 | 0.00016968 | 545.8303 | 0.00067626 | 634.8463 | 0.00091454 | 634.4622 | -8.133e-05 | 634.4622 | -0.00031643 | 547.5857 | 7.8519e-06 | 634.8463 | 0 | 629.26 | -0.00072515 | 634.8463 | 0 | 545.8303 | 0.21616 | 634.8463 | 0 | 629.26 | 2.9596e-05 | 634.8463 | 0.00077536 | 629.26 | -0.0013871 | 634.8463 | 0.0033237 | 547.5857 | 9.6731e-06 | 634.8463 | 0.38386 | 547.5857 | 8.9823e-06 | 634.8463 | 0.95459 | 634.4623 | 0.14509 | 819.8443 | 0.01619 | 634.4622 | -0.00077597 | 819.1683 | 0.29118 | 819.8443 | 0.03401 | 634.4623 | 0.09204 | 634.8463 | 0.2281
| 545.946 | 0 | 635.077 | 0.0023699 | 634.6933 | 0.0005911 | 545.946 | 0 | 635.077 | 0.00054365 | 634.6933 | 0.00070368 | 634.6933 | 0.00064375 | 547.7037 | 8.4456e-06 | 635.077 | 0.00057768 | 629.49 | 0.00048905 | 635.077 | 0.000793 | 545.946 | 0.21121 | 635.077 | 0.00093557 | 629.49 | -0.002521 | 635.077 | 0.0017207 | 629.49 | 0.00088859 | 635.077 | 0.0048509 | 547.7037 | 1.0388e-05 | 635.077 | 0.36624 | 547.7037 | 1.0586e-05 | 635.077 | 0.9608 | 634.6933 | 0.14883 | 820.0107 | 0.01781 | 634.6933 | 0.00021024 | 819.3348 | 0.29395 | 820.0107 | 0.03369 | 634.6933 | 0.09338 | 635.077 | 0.22671
| 546.0617 | 0 | 635.3077 | 0.0015536 | 634.9243 | 0.00044673 | 546.0617 | 0.00041617 | 635.3077 | 0.00010291 | 634.9243 | -0.00070455 | 634.9243 | -0.00015655 | 547.8218 | 9.3865e-06 | 635.3077 | 0 | 629.72 | -0.0013997 | 635.3077 | 0 | 546.0617 | 0.21174 | 635.3077 | 0 | 629.72 | -0.0016493 | 635.3077 | 0.00095265 | 629.72 | -0.0012895 | 635.3077 | 0.0028912 | 547.8218 | 1.0516e-05 | 635.3077 | 0.35158 | 547.8218 | 9.4106e-06 | 635.3077 | 0.97557 | 634.9244 | 0.15294 | 820.177 | 0.01461 | 634.9243 | -0.0010785 | 819.5013 | 0.29362 | 820.177 | 0.0337 | 634.9244 | 0.09193 | 635.3077 | 0.22705
| 546.1775 | 0 | 635.5384 | 0.0015423 | 635.1554 | 0.00063833 | 546.1775 | 0 | 635.5384 | 0.0015807 | 635.1554 | 0.00064849 | 635.1554 | 0.00070039 | 547.9399 | 8.916e-06 | 635.5384 | 0.0007073 | 629.95 | -0.0011299 | 635.5384 | 0.00080853 | 546.1775 | 0.21366 | 635.5384 | 0.0012958 | 629.95 | 6.1882e-05 | 635.5384 | 0.001692 | 629.95 | -0.0018422 | 635.5384 | 0.0040565 | 547.9399 | 9.8371e-06 | 635.5384 | 0.33844 | 547.9399 | 1.0267e-05 | 635.5384 | 0.98123 | 635.1554 | 0.15686 | 820.3434 | 0.01677 | 635.1554 | 0.0016514 | 819.6678 | 0.29747 | 820.3434 | 0.03343 | 635.1554 | 0.09207 | 635.5384 | 0.22595
| 546.2932 | 0.00076961 | 635.7691 | 0.00098556 | 635.3865 | 0.00051175 | 546.2932 | 0.00039883 | 635.7691 | 0.00050589 | 635.3865 | -0.00027033 | 635.3865 | -0.00012993 | 548.058 | 8.6248e-06 | 635.7691 | 0 | 630.18 | -5.0592e-05 | 635.7691 | 0 | 546.2932 | 0.21168 | 635.7691 | 0.00040615 | 630.18 | -2.6905e-06 | 635.7691 | 0.00099282 | 630.18 | -0.00054182 | 635.7691 | 0.0029872 | 548.058 | 1.0903e-05 | 635.7691 | 0.32189 | 548.058 | 6.2042e-06 | 635.7691 | 0.98555 | 635.3865 | 0.15827 | 820.5097 | 0.01528 | 635.3865 | -0.00089014 | 819.8343 | 0.29898 | 820.5097 | 0.03334 | 635.3865 | 0.09001 | 635.7691 | 0.22441
| 546.4089 | 0 | 635.9999 | 0.0022409 | 635.6176 | 0.00046756 | 546.4089 | 0 | 635.9999 | 0.0012968 | 635.6176 | 0.00074838 | 635.6176 | 0.00078598 | 548.1761 | 7.2471e-06 | 635.9998 | 0.00053807 | 630.41 | 0.0001855 | 635.9998 | 0.00096054 | 546.4089 | 0.21377 | 635.9998 | 0.00077934 | 630.41 | 0.00015874 | 635.9999 | 0.0014232 | 630.41 | -0.001127 | 635.9998 | 0.0037306 | 548.1761 | 1.0516e-05 | 635.9998 | 0.30682 | 548.1761 | 4.2825e-06 | 635.9999 | 0.98463 | 635.6176 | 0.16243 | 820.6761 | 0.01784 | 635.6176 | 0.001246 | 820.0009 | 0.30621 | 820.6761 | 0.03289 | 635.6176 | 0.08903 | 635.9999 | 0.2218
| 546.5246 | 0.00057197 | 636.2306 | 0.0015064 | 635.8487 | 0.00047166 | 546.5246 | 0.00186 | 636.2306 | 0.00040605 | 635.8487 | -0.00036693 | 635.8487 | -0.00020245 | 548.2941 | 7.6727e-06 | 636.2306 | 0 | 630.65 | -0.00052277 | 636.2306 | 9.503e-05 | 546.5246 | 0.21245 | 636.2306 | 0.0003364 | 630.65 | -0.0030376 | 636.2306 | 0.0010866 | 630.65 | -0.00047681 | 636.2306 | 0.0029488 | 548.2941 | 1.0036e-05 | 636.2306 | 0.29682 | 548.2941 | 7.1595e-06 | 636.2306 | 1 | 635.8487 | 0.16689 | 820.8425 | 0.01732 | 635.8487 | -0.00011 | 820.1674 | 0.30616 | 820.8425 | 0.03289 | 635.8487 | 0.08994 | 636.2306 | 0.22325
| 546.6403 | 0 | 636.4614 | 0.0020068 | 636.0798 | 0.00020909 | 546.6403 | 0 | 636.4614 | 0.0011384 | 636.0798 | 0.0003432 | 636.0798 | 0.00057832 | 548.4122 | 7.2471e-06 | 636.4614 | 0.00060767 | 630.88 | -0.00075887 | 636.4614 | 0.00083818 | 546.6403 | 0.21147 | 636.4614 | 0.00078565 | 630.88 | -0.0012941 | 636.4614 | 0.0014519 | 630.88 | 0.0002384 | 636.4614 | 0.0038276 | 548.4122 | 8.1858e-06 | 636.4614 | 0.28235 | 548.4122 | 9.4106e-06 | 636.4614 | 0.99971 | 636.0798 | 0.17158 | 821.0088 | 0.01494 | 636.0798 | 0.00040399 | 820.3339 | 0.31381 | 821.0088 | 0.03256 | 636.0798 | 0.09002 | 636.4614 | 0.2219
| 546.7561 | 0.00073368 | 636.6921 | 0.0015448 | 636.3109 | 0.00040297 | 546.7561 | 0.0012 | 636.6921 | -0.00018004 | 636.3109 | -0.00049292 | 636.3109 | -0.00023824 | 548.5303 | 9.0729e-06 | 636.6921 | 0 | 631.11 | -0.00096123 | 636.6921 | 7.5906e-05 | 546.7561 | 0.21196 | 636.6921 | 1.1477e-05 | 631.11 | 0.0004816 | 636.6921 | 0.00078948 | 631.11 | -0.00063934 | 636.6921 | 0.0028127 | 548.5303 | 9.2164e-06 | 636.6921 | 0.26825 | 548.5303 | 1.0586e-05 | 636.6921 | 0.99924 | 636.3109 | 0.17306 | 821.1752 | 0.01751 | 636.3109 | -0.00016487 | 820.5004 | 0.30506 | 821.1752 | 0.03283 | 636.3109 | 0.08581 | 636.6921 | 0.21946
| 546.8718 | 0 | 636.9229 | 0.0018488 | 636.542 | 0.00059221 | 546.8718 | 0 | 636.9229 | 0.00065895 | 636.542 | 0.00055376 | 636.542 | 0.00066538 | 548.6484 | 9.2073e-06 | 636.9229 | 0.00078866 | 631.34 | -0.00072515 | 636.9229 | 0.00095914 | 546.8718 | 0.21042 | 636.9229 | 0.0013768 | 631.34 | 0.00051389 | 636.9229 | 0.0016556 | 631.34 | 0.00062851 | 636.9229 | 0.0034875 | 548.6484 | 8.9705e-06 | 636.9229 | 0.25517 | 548.6484 | 7.0607e-06 | 636.9229 | 0.99332 | 636.542 | 0.17624 | 821.3416 | 0.01596 | 636.542 | -0.00028019 | 820.667 | 0.31829 | 821.3416 | 0.03258 | 636.542 | 0.08944 | 636.9229 | 0.21732
| 546.9876 | 0.00106 | 637.1537 | 0.0012666 | 636.7732 | 0.00030269 | 546.9876 | 0.00149 | 637.1537 | 0.0008337 | 636.7732 | -0.00025722 | 636.7732 | -0.00025265 | 548.7665 | 9.8009e-06 | 637.1537 | 0 | 631.57 | -0.00059023 | 637.1537 | 0 | 546.9876 | 0.2104 | 637.1537 | 0.00024173 | 631.57 | 0.00019102 | 637.1537 | 0.00084349 | 631.57 | -0.00073687 | 637.1537 | 0.0022499 | 548.7665 | 1.0598e-05 | 637.1537 | 0.24392 | 548.7665 | 6.9509e-06 | 637.1537 | 0.99412 | 636.7732 | 0.17953 | 821.508 | 0.01762 | 636.7732 | -1.4068e-06 | 820.8335 | 0.31174 | 821.508 | 0.03293 | 636.7732 | 0.08651 | 637.1537 | 0.21636
| 547.1033 | 0 | 637.3845 | 0.0027369 | 637.0043 | 0.0007091 | 547.1033 | 0 | 637.3845 | 0.00071294 | 637.0043 | 0.00020291 | 637.0043 | 0.00071657 | 548.8846 | 8.6024e-06 | 637.3845 | 0.00067263 | 631.8 | 0.0030523 | 637.3845 | 0.0011014 | 547.1033 | 0.20869 | 637.3845 | 0.00095769 | 631.8 | 0.00041703 | 637.3845 | 0.0016258 | 631.8 | -0.00089942 | 637.3845 | 0.0032945 | 548.8846 | 1.0013e-05 | 637.3845 | 0.23644 | 548.8846 | 5.2379e-06 | 637.3845 | 0.998 | 637.0043 | 0.18485 | 821.6744 | 0.0174 | 637.0043 | 0.0013053 | 821 | 0.31941 | 821.6744 | 0.03266 | 637.0043 | 0.08799 | 637.3845 | 0.21665
| 547.2191 | 0.0005001 | 637.6153 | 0.00086549 | 637.2355 | 0.00042506 | 547.2191 | 0.00060691 | 637.6153 | -2.1963e-05 | 637.2355 | -0.00070591 | 637.2355 | -0.00025868 | 549.0027 | 8.972e-06 | 637.6153 | 0 | 632.03 | -8.4319e-05 | 637.6153 | 0.00010664 | 547.2191 | 0.20583 | 637.6153 | 0.0001002 | 632.03 | -0.0016493 | 637.6153 | 0.00094584 | 632.03 | -0.00028175 | 637.6153 | 0.0022004 | 549.0027 | 1.1207e-05 | 637.6153 | 0.22352 | 549.0027 | 5.2379e-06 | 637.6153 | 0.9902 | 637.2355 | 0.18647 | 821.8408 | 0.01734 | 637.2355 | -0.0008715 | 821.1666 | 0.32264 | 821.8408 | 0.03319 | 637.2355 | 0.08578 | 637.6153 | 0.21421
| 547.3348 | 0 | 637.8461 | 0.0024895 | 637.4667 | 0.00048926 | 547.3348 | 0 | 637.8461 | 0.00094103 | 637.4667 | 0.0008028 | 637.4667 | 0.00064158 | 549.1209 | 7.7959e-06 | 637.8461 | 0.00072568 | 632.26 | 0.00011805 | 637.8461 | 0.0009556 | 547.3348 | 0.20679 | 637.8461 | 0.001142 | 632.26 | 0.00057846 | 637.8461 | 0.0014657 | 632.26 | 0.0002384 | 637.8461 | 0.0032307 | 549.1209 | 8.7245e-06 | 637.8461 | 0.21651 | 549.1209 | 4.1727e-06 | 637.8461 | 0.99334 | 637.4667 | 0.19304 | 822.0072 | 0.01457 | 637.4667 | 0.0010368 | 821.3331 | 0.32701 | 822.0072 | 0.03289 | 637.4667 | 0.08606 | 637.8461 | 0.2148
| 547.4506 | 0 | 638.077 | 0.0010907 | 637.6978 | 0.00045245 | 547.4506 | 0.00132 | 638.077 | 0.0004481 | 637.6978 | -0.00051606 | 637.6978 | -0.00014299 | 549.239 | 8.0536e-06 | 638.077 | 0 | 632.5 | -0.0014672 | 638.077 | 2.5491e-05 | 547.4506 | 0.2018 | 638.077 | 0.00022807 | 632.5 | -0.0028116 | 638.077 | 0.0010338 | 632.5 | -0.0015171 | 638.077 | 0.0023623 | 549.239 | 8.5606e-06 | 638.077 | 0.20504 | 549.239 | 3.7445e-06 | 638.077 | 0.98193 | 637.6979 | 0.19461 | 822.1735 | 0.01649 | 637.6978 | -0.00033502 | 821.4996 | 0.32694 | 822.1735 | 0.03332 | 637.6979 | 0.08495 | 638.077 | 0.21201
| 547.5664 | 0 | 638.3078 | 0.0017251 | 637.929 | 0.00040298 | 547.5664 | 0 | 638.3078 | 0.0006551 | 637.929 | 0.000716 | 637.929 | 0.00050529 | 549.3571 | 8.5576e-06 | 638.3078 | 0.00093513 | 632.73 | 0.00015177 | 638.3078 | 0.00083052 | 547.5664 | 0.20156 | 638.3078 | 0.0010205 | 632.73 | 0.00093361 | 638.3078 | 0.0013914 | 632.73 | -0.0011595 | 638.3078 | 0.0032099 | 549.3571 | 8.0922e-06 | 638.3078 | 0.19693 | 549.3571 | 5.1281e-06 | 638.3078 | 0.9742 | 637.929 | 0.1979 | 822.34 | 0.01375 | 637.929 | 0.000727 | 821.6662 | 0.33389 | 822.34 | 0.03291 | 637.929 | 0.08542 | 638.3078 | 0.21098
| 547.6821 | 0.00102 | 638.5386 | 0.00073003 | 638.1602 | 0.00052212 | 547.6821 | 0.00076297 | 638.5386 | 0.00066026 | 638.1602 | -9.1201e-05 | 638.1602 | -0.00014948 | 549.4752 | 8.916e-06 | 638.5386 | 0 | 632.96 | -0.00042159 | 638.5386 | 0.00036482 | 547.6821 | 0.20248 | 638.5386 | 3.3352e-05 | 632.96 | -0.0018108 | 638.5386 | 0.00086469 | 632.96 | -0.00076939 | 638.5386 | 0.0020993 | 549.4752 | 9.7551e-06 | 638.5386 | 0.18779 | 549.4752 | 6.5226e-06 | 638.5386 | 0.96892 | 638.1603 | 0.20154 | 822.5064 | 0.01554 | 638.1602 | -0.00062879 | 821.8328 | 0.33736 | 822.5064 | 0.03335 | 638.1603 | 0.08355 | 638.5386 | 0.20973
| 547.7979 | 0 | 638.7695 | 0.0022117 | 638.3915 | 0.00061594 | 547.7979 | 0 | 638.7695 | 0.00078635 | 638.3915 | 0.00035626 | 638.3915 | 0.00069525 | 549.5933 | 9.5993e-06 | 638.7695 | 0.00067119 | 633.19 | 0.00015177 | 638.7695 | 0.0010804 | 547.7979 | 0.19702 | 638.7695 | 0.0012973 | 633.19 | 0.00041703 | 638.7695 | 0.0016182 | 633.19 | 0.00079106 | 638.7695 | 0.0025712 | 549.5933 | 1.0141e-05 | 638.7695 | 0.18062 | 549.5933 | 7.6976e-06 | 638.7695 | 0.9573 | 638.3915 | 0.20561 | 822.6728 | 0.01406 | 638.3915 | 0.0014445 | 821.9993 | 0.34411 | 822.6728 | 0.03299 | 638.3915 | 0.08413 | 638.7695 | 0.20778
| 547.9137 | 0.00024855 | 639.0004 | 0.00087393 | 638.6227 | 0.00035981 | 547.9137 | 0.00158 | 639.0004 | 1.194e-05 | 638.6227 | -0.00053151 | 638.6227 | -0.00026288 | 549.7115 | 5.8693e-06 | 639.0004 | 0 | 633.42 | -0.0025465 | 639.0004 | 0 | 547.9137 | 0.2024 | 639.0004 | 0 | 633.42 | -0.0029085 | 639.0004 | 0.00062023 | 633.42 | -0.00073687 | 639.0004 | 0.0017209 | 549.7115 | 6.9328e-06 | 639.0004 | 0.17364 | 549.7115 | 4.6998e-06 | 639.0004 | 0.95676 | 638.6227 | 0.21036 | 822.8392 | 0.01554 | 638.6227 | 0.00022394 | 822.1659 | 0.33906 | 822.8392 | 0.03322 | 638.6227 | 0.08336 | 639.0004 | 0.20848
| 548.0295 | 0 | 639.2313 | 0.0017598 | 638.8539 | 0.00050437 | 548.0295 | 0 | 639.2313 | 0.00073687 | 638.8539 | 7.6193e-05 | 638.8539 | -0.00011208 | 549.8296 | 1.6589e-05 | 639.2313 | 0 | 633.65 | -0.0012985 | 639.2313 | 0.00016568 | 548.0295 | 0.19969 | 639.2313 | 0 | 633.65 | -0.0014878 | 639.2313 | 0.00090271 | 633.65 | -0.0018096 | 639.2313 | 0.0016909 | 549.8296 | 1.8901e-05 | 639.2313 | 0.15594 | 549.8296 | 1.5077e-05 | 639.2313 | 0.91296 | 638.8539 | 0.21301 | 823.0056 | 0.01575 | 638.8539 | 0.00064008 | 822.3325 | 0.34863 | 823.0056 | 0.0338 | 638.8539 | 0.08092 | 639.2313 | 0.20163
| 548.1453 | 0.00076961 | 639.4622 | 0.0021221 | 639.0852 | 0.00055502 | 548.1453 | 0.00213 | 639.4622 | 0.00092881 | 639.0852 | 0.0004205 | 639.0852 | 0.00072704 | 549.9477 | 1.3094e-05 | 639.4622 | 0.00055324 | 633.88 | 0.0017032 | 639.4622 | 0.0010299 | 548.1453 | 0.19533 | 639.4622 | 0.0012415 | 633.88 | 0.0015793 | 639.4622 | 0.0014688 | 633.88 | 0.0017338 | 639.4622 | 0.0022633 | 549.9477 | 1.5657e-05 | 639.4622 | 0.15184 | 549.9477 | 1.3045e-05 | 639.4622 | 0.91497 | 639.0852 | 0.22125 | 823.172 | 0.01375 | 639.0852 | 0.0024987 | 822.499 | 0.35914 | 823.172 | 0.03415 | 639.0852 | 0.08201 | 639.4622 | 0.20345
| 548.2611 | 0 | 639.6931 | 0.00040686 | 639.3164 | 0.00040636 | 548.2611 | 0 | 639.6931 | 0.00019805 | 639.3164 | -0.00069294 | 639.3164 | -0.00015828 | 550.0658 | 2.5639e-05 | 639.6931 | 3.6645e-05 | 634.11 | -0.00052277 | 639.6931 | 0 | 548.2611 | 0.19495 | 639.6931 | 0 | 634.11 | -2.6905e-06 | 639.6931 | 0.00088209 | 634.11 | -0.001192 | 639.6931 | 0.0016998 | 550.0658 | 3.1408e-05 | 639.6931 | 0.14383 | 550.0658 | 2.6091e-05 | 639.693 | 0.88901 | 639.3164 | 0.2227 | 823.3384 | 0.01579 | 639.3164 | -0.00061954 | 822.6656 | 0.36333 | 823.3384 | 0.03517 | 639.3164 | 0.08159 | 639.6931 | 0.19958
| 548.3769 | 0.00042823 | 639.924 | 0.0019575 | 639.5477 | 0.00058855 | 548.3769 | 0.00142 | 639.924 | 0.0012674 | 639.5477 | 0.00048348 | 639.5477 | 0.00059066 | 550.184 | 1.2668e-05 | 639.924 | 0.00078054 | 634.35 | -0.00035414 | 639.924 | 0.00082406 | 548.3769 | 0.1905 | 639.924 | 0.00093574 | 634.35 | -0.00097128 | 639.924 | 0.0016034 | 634.35 | -0.0010945 | 639.924 | 0.0022952 | 550.184 | 1.6255e-05 | 639.924 | 0.13976 | 550.184 | 1.3045e-05 | 639.924 | 0.88144 | 639.5477 | 0.22978 | 823.5049 | 0.01352 | 639.5477 | 0.0017761 | 822.8322 | 0.36674 | 823.5049 | 0.0347 | 639.5477 | 0.08226 | 639.924 | 0.2002
| 548.4927 | 0 | 640.1549 | 0.00099513 | 639.779 | 0.00050154 | 548.4927 | 0 | 640.1549 | 0.00058141 | 639.779 | -0.00070005 | 639.779 | -0.00017877 | 550.3021 | 2.4194e-05 | 640.1549 | 0 | 634.58 | -0.00079259 | 640.1549 | 7.9053e-05 | 548.4927 | 0.18955 | 640.1549 | 0.00011421 | 634.58 | -0.00032556 | 640.1549 | 0.00079985 | 634.58 | -0.0018096 | 640.1549 | 0.0017282 | 550.3021 | 3.0834e-05 | 640.1549 | 0.13294 | 550.3021 | 2.6091e-05 | 640.1549 | 0.86306 | 639.779 | 0.232 | 823.6713 | 0.01607 | 639.779 | -0.00019113 | 822.9988 | 0.37159 | 823.6713 | 0.03569 | 639.779 | 0.07961 | 640.1549 | 0.1981
| 548.6085 | 0.00030245 | 640.3859 | 0.0025319 | 640.0103 | 0.00076629 | 548.6085 | 0.00165 | 640.3859 | 0.0011579 | 640.0103 | 0.00044618 | 640.0103 | 0.00073072 | 550.4203 | 1.1705e-05 | 640.3859 | 0.00065791 | 634.81 | 0.0015008 | 640.3859 | 0.00074025 | 548.6085 | 0.18869 | 640.3859 | 0.0013192 | 634.81 | 0.00038475 | 640.3859 | 0.0016792 | 634.81 | 0.00033593 | 640.3859 | 0.0024753 | 550.4203 | 1.5107e-05 | 640.3859 | 0.12846 | 550.4203 | 1.3045e-05 | 640.3859 | 0.84429 | 640.0103 | 0.23562 | 823.8377 | 0.01366 | 640.0103 | 0.00083114 | 823.1654 | 0.37162 | 823.8377 | 0.03503 | 640.0103 | 0.08032 | 640.3859 | 0.19621
| 548.7243 | 0 | 640.6168 | 0.00093155 | 640.2416 | 0.00037453 | 548.7243 | 0 | 640.6168 | 0.00040599 | 640.2416 | -0.00052193 | 640.2416 | -0.00034351 | 550.5384 | 2.5841e-05 | 640.6168 | 0 | 635.04 | -0.0014672 | 640.6168 | 0 | 548.7243 | 0.18739 | 640.6168 | 0 | 635.04 | -9.9549e-05 | 640.6168 | 0.00061438 | 635.04 | -0.0019722 | 640.6168 | 0.001566 | 550.5384 | 2.964e-05 | 640.6168 | 0.12264 | 550.5384 | 2.8012e-05 | 640.6168 | 0.83199 | 640.2416 | 0.24066 | 824.0042 | 0.01586 | 640.2416 | -0.00030759 | 823.332 | 0.37525 | 824.0042 | 0.03611 | 640.2416 | 0.08061 | 640.6168 | 0.19594
| 548.8402 | 0.00106 | 640.8478 | 0.0015224 | 640.4729 | 0.00045325 | 548.8402 | 0.00125 | 640.8478 | 0.0010926 | 640.4729 | 0.00036683 | 640.4729 | 0.00053781 | 550.6566 | 1.4315e-05 | 640.8478 | 0.00075137 | 635.27 | 0.001231 | 640.8478 | 0.00083241 | 548.8402 | 0.18506 | 640.8478 | 0.0011261 | 635.27 | -0.00013183 | 640.8478 | 0.0014805 | 635.27 | 0.00049847 | 640.8478 | 0.0020022 | 550.6566 | 1.5025e-05 | 640.8478 | 0.11757 | 550.6566 | 1.5186e-05 | 640.8478 | 0.80794 | 640.4729 | 0.24362 | 824.1706 | 0.01498 | 640.4729 | 0.00099808 | 823.4986 | 0.37986 | 824.1706 | 0.03565 | 640.4729 | 0.0802 | 640.8478 | 0.19352
| 548.956 | 0 | 641.0787 | 0.0015489 | 640.7042 | 0.00057895 | 548.956 | 0 | 641.0787 | 0.00062244 | 640.7042 | -0.00082 | 640.7042 | -0.00026557 | 550.7747 | 2.6726e-05 | 641.0788 | 0 | 635.5 | -0.0011299 | 641.0788 | 0.00010446 | 548.956 | 0.1818 | 641.0788 | 0 | 635.5 | -0.00080984 | 641.0787 | 0.00081978 | 635.5 | -0.0014521 | 641.0788 | 0.0013941 | 550.7747 | 3.1362e-05 | 641.0788 | 0.11306 | 550.7747 | 2.8232e-05 | 641.0787 | 0.79843 | 640.7042 | 0.24886 | 824.337 | 0.0161 | 640.7042 | -0.00083335 | 823.6652 | 0.38629 | 824.337 | 0.03679 | 640.7042 | 0.07949 | 641.0787 | 0.19358
| 549.0719 | 0.0006079 | 641.3098 | 0.0012727 | 640.9356 | 0.00042986 | 549.0719 | 0.00101 | 641.3098 | 0.0011929 | 640.9356 | 0.00061815 | 640.9356 | 0.00057116 | 550.8929 | 1.2489e-05 | 641.3097 | 0.00068723 | 635.73 | -0.00062396 | 641.3097 | 0.0011131 | 549.0719 | 0.17796 | 641.3097 | 0.0011654 | 635.73 | 0.0022573 | 641.3098 | 0.0012828 | 635.73 | -0.00050931 | 641.3097 | 0.0021047 | 550.8929 | 1.6664e-05 | 641.3097 | 0.10922 | 550.8929 | 1.3254e-05 | 641.3098 | 0.77473 | 640.9356 | 0.25344 | 824.5035 | 0.01447 | 640.9356 | 0.0014945 | 823.8318 | 0.39304 | 824.5035 | 0.03614 | 640.9356 | 0.07974 | 641.3098 | 0.19162
| 549.1877 | 0 | 641.5407 | 0.001544 | 641.1669 | 1.9596e-05 | 549.1877 | 0 | 641.5407 | 0.00026266 | 641.1669 | -0.00053392 | 641.1669 | -0.00024282 | 551.011 | 2.3914e-05 | 641.5407 | 0 | 635.96 | -0.0034908 | 641.5407 | 0 | 549.1877 | 0.17695 | 641.5407 | 8.8618e-05 | 635.96 | -0.0011327 | 641.5407 | 0.00081474 | 635.96 | 0.0002384 | 641.5407 | 0.00096234 | 551.011 | 3.0998e-05 | 641.5407 | 0.10484 | 551.011 | 2.5454e-05 | 641.5407 | 0.7629 | 641.1669 | 0.25911 | 824.6699 | 0.01586 | 641.1669 | -6.3891e-05 | 823.9984 | 0.39457 | 824.6699 | 0.03705 | 641.1669 | 0.0793 | 641.5407 | 0.19224
| 549.3035 | 0.00075165 | 641.7717 | 0.0021836 | 641.3983 | 0.00069381 | 549.3035 | 0.00135 | 641.7717 | 0.0013583 | 641.3983 | 0.00056501 | 641.3983 | 0.00070164 | 551.1292 | 1.1548e-05 | 641.7717 | 0.00067502 | 636.2 | 0.00082632 | 641.7717 | 0.00089757 | 549.3035 | 0.172 | 641.7717 | 0.0012684 | 636.2 | -0.00051927 | 641.7717 | 0.0015029 | 636.2 | 0.00053099 | 641.7717 | 0.0021085 | 551.1292 | 1.4334e-05 | 641.7717 | 0.09994 | 551.1292 | 1.2408e-05 | 641.7717 | 0.73267 | 641.3983 | 0.26115 | 824.8364 | 0.01373 | 641.3983 | 0.0013755 | 824.165 | 0.39878 | 824.8364 | 0.03635 | 641.3983 | 0.07801 | 641.7717 | 0.18828
| 549.4194 | 0 | 642.0027 | 0.0022456 | 641.6296 | 0.00044177 | 549.4194 | 0 | 642.0027 | 0.00012487 | 641.6296 | -0.00054385 | 641.6296 | -0.00021441 | 551.2474 | 2.5068e-05 | 642.0028 | 0 | 636.43 | -0.0005565 | 642.0028 | 0 | 549.4194 | 0.17138 | 642.0028 | 0.00013808 | 636.43 | -0.00058385 | 642.0027 | 0.00067432 | 636.43 | 0.00036844 | 642.0028 | 0.00085207 | 551.2474 | 3.005e-05 | 642.0028 | 0.095809 | 551.2474 | 2.6091e-05 | 642.0027 | 0.71998 | 641.6296 | 0.26575 | 825.0029 | 0.01596 | 641.6296 | -0.00042729 | 824.3316 | 0.40541 | 825.0029 | 0.03736 | 641.6296 | 0.07704 | 642.0027 | 0.18875
| 549.5353 | 0.00106 | 642.2338 | 0.0023234 | 641.861 | 0.00059266 | 549.5353 | 0.00163 | 642.2338 | 0.0012182 | 641.861 | 0.0003439 | 641.861 | 0.00073623 | 551.3655 | 1.3643e-05 | 642.2338 | 0.00061369 | 636.66 | 0.0020742 | 642.2338 | 0.00087106 | 549.5353 | 0.16734 | 642.2338 | 0.00083244 | 636.66 | 0.00073989 | 642.2338 | 0.0013536 | 636.66 | 0.00088859 | 642.2338 | 0.0019626 | 551.3655 | 1.581e-05 | 642.2338 | 0.092247 | 551.3655 | 1.4539e-05 | 642.2338 | 0.69756 | 641.861 | 0.27081 | 825.1693 | 0.01449 | 641.861 | 0.0011069 | 824.4982 | 0.41194 | 825.1693 | 0.03705 | 641.861 | 0.07802 | 642.2338 | 0.18711
| 549.6511 | 0 | 642.4648 | 0.0016421 | 642.0924 | -2.6544e-06 | 549.6511 | 0 | 642.4648 | 0.00042394 | 642.0924 | -0.00043545 | 642.0924 | -0.00016526 | 551.4837 | 2.8014e-05 | 642.4648 | 0 | 636.89 | -0.00015177 | 642.4648 | 0 | 549.6511 | 0.16781 | 642.4648 | 0.0002986 | 636.89 | 0.0007076 | 642.4648 | 0.00050118 | 636.89 | 0.00040094 | 642.4648 | 0.0011236 | 551.4837 | 3.1865e-05 | 642.4648 | 0.087972 | 551.4837 | 2.8869e-05 | 642.4648 | 0.68269 | 642.0924 | 0.27509 | 825.3358 | 0.01624 | 642.0924 | -0.00043263 | 824.6648 | 0.41227 | 825.3358 | 0.0381 | 642.0924 | 0.07644 | 642.4648 | 0.18642
| 549.767 | 5.091e-05 | 642.6959 | 0.0016242 | 642.3238 | 0.00070501 | 549.767 | 0.00118 | 642.6959 | 0.0010769 | 642.3238 | 0.00098009 | 642.3238 | 0.00068227 | 551.6019 | 1.4573e-05 | 642.6959 | 0.00082076 | 637.12 | 0.00035414 | 642.6959 | 0.0010858 | 549.767 | 0.16632 | 642.6959 | 0.0014653 | 637.12 | -0.0013587 | 642.6959 | 0.0015341 | 637.12 | -0.0017446 | 642.6959 | 0.0020898 | 551.6019 | 1.6219e-05 | 642.6959 | 0.084945 | 551.6019 | 1.5186e-05 | 642.6959 | 0.65535 | 642.3238 | 0.27908 | 825.5023 | 0.01468 | 642.3238 | 0.0024267 | 824.8315 | 0.41752 | 825.5023 | 0.03773 | 642.3238 | 0.07684 | 642.6959 | 0.18357
| 549.8829 | 0 | 642.9269 | 0.001218 | 642.5552 | 0.00046783 | 549.8829 | 0 | 642.9269 | 0.00060577 | 642.5552 | -0.00054677 | 642.5552 | -0.00020556 | 551.7201 | 2.7252e-05 | 642.9269 | 0 | 637.35 | -0.0010624 | 642.9269 | 0 | 549.8829 | 0.16255 | 642.9269 | 0 | 637.35 | -0.0022627 | 642.9269 | 0.00063392 | 637.35 | -0.00050931 | 642.9269 | 0.0011287 | 551.7201 | 3.0589e-05 | 642.9269 | 0.080683 | 551.7201 | 2.6091e-05 | 642.9269 | 0.64199 | 642.5552 | 0.28437 | 825.6687 | 0.01612 | 642.5552 | 0.00029219 | 824.9981 | 0.42284 | 825.6687 | 0.0384 | 642.5552 | 0.07362 | 642.9269 | 0.18401
| 549.9987 | 0.00041025 | 643.158 | 0.0018399 | 642.7866 | 0.00026582 | 549.9987 | 0.00154 | 643.158 | 0.0013053 | 642.7866 | 0.00076036 | 642.7866 | 0.00062484 | 551.8382 | 1.2825e-05 | 643.158 | 0.00041184 | 637.58 | -0.00052277 | 643.158 | 0.00051212 | 549.9987 | 0.16431 | 643.158 | 0.00055854 | 637.58 | -0.00097128 | 643.158 | 0.0010905 | 637.58 | -0.00093193 | 643.158 | 0.001722 | 551.8382 | 1.4861e-05 | 643.158 | 0.078952 | 551.8382 | 1.198e-05 | 643.158 | 0.62332 | 642.7866 | 0.29035 | 825.8352 | 0.01509 | 642.7866 | 0.0011617 | 825.1647 | 0.43358 | 825.8352 | 0.03811 | 642.7866 | 0.07828 | 643.158 | 0.18326
| 550.1146 | 0 | 643.3891 | 0.00045756 | 643.0181 | 0.00035315 | 550.1146 | 0 | 643.3891 | -0.00011538 | 643.0181 | -0.0006887 | 643.0181 | -0.00022328 | 551.9564 | 2.5874e-05 | 643.3891 | 0 | 637.82 | -0.00086005 | 643.3891 | 0 | 550.1146 | 0.15957 | 643.3891 | 0 | 637.82 | -0.0013264 | 643.3891 | 0.00053635 | 637.82 | -0.00044429 | 643.3891 | 0.00087269 | 551.9564 | 2.9722e-05 | 643.3891 | 0.075447 | 551.9564 | 2.5025e-05 | 643.3891 | 0.60115 | 643.0181 | 0.29347 | 826.0017 | 0.01631 | 643.0181 | 0.00066075 | 825.3314 | 0.42946 | 826.0017 | 0.03895 | 643.0181 | 0.07415 | 643.3891 | 0.18155
| 550.2305 | 0.00149 | 643.6202 | 0.0027017 | 643.2495 | 0.00045605 | 550.2305 | 0.00102 | 643.6202 | 0.00065142 | 643.2495 | 1.15e-05 | 643.2495 | 0.00057679 | 552.0746 | 1.3195e-05 | 643.6202 | 0.00060485 | 638.05 | 0.0016358 | 643.6202 | 0.0011006 | 550.2305 | 0.15954 | 643.6202 | 0.00063696 | 638.05 | 0.00041703 | 643.6202 | 0.0010671 | 638.05 | -0.00099695 | 643.6202 | 0.0017283 | 552.0746 | 1.5376e-05 | 643.6202 | 0.072639 | 552.0746 | 1.3254e-05 | 643.6202 | 0.58138 | 643.2495 | 0.30037 | 826.1682 | 0.01463 | 643.2495 | 0.00065873 | 825.498 | 0.44012 | 826.1682 | 0.03896 | 643.2495 | 0.07467 | 643.6202 | 0.18003
| 550.3464 | 0 | 643.8513 | 0.0013161 | 643.4809 | 0.00039298 | 550.3464 | 0 | 643.8513 | 0.00013615 | 643.4809 | -0.00089185 | 643.4809 | -0.00031682 | 552.1928 | 2.6916e-05 | 643.8513 | 0 | 638.28 | -0.00038786 | 643.8513 | 0 | 550.3464 | 0.15778 | 643.8513 | 0 | 638.28 | -0.0014878 | 643.8513 | 0.00059585 | 638.28 | -0.0014196 | 643.8513 | 0.0009463 | 552.1928 | 2.9617e-05 | 643.8513 | 0.069126 | 552.1928 | 2.4169e-05 | 643.8513 | 0.56779 | 643.481 | 0.30837 | 826.3347 | 0.01558 | 643.4809 | -0.00038462 | 825.6647 | 0.44136 | 826.3347 | 0.0398 | 643.481 | 0.07406 | 643.8513 | 0.18077
| 550.4623 | 0 | 644.0824 | 0.0015968 | 643.7124 | 0.00077554 | 550.4623 | 0.00151 | 644.0824 | 0.0001978 | 643.7124 | 0.00033098 | 643.7124 | 0.00077041 | 552.311 | 1.3789e-05 | 644.0824 | 0.00079965 | 638.51 | 0.00086005 | 644.0824 | 0.0012981 | 550.4623 | 0.15965 | 644.0824 | 0.0010447 | 638.51 | 0.00073989 | 644.0824 | 0.0014392 | 638.51 | -0.0018096 | 644.0824 | 0.0017939 | 552.311 | 1.4674e-05 | 644.0824 | 0.067934 | 552.311 | 1.1124e-05 | 644.0824 | 0.54868 | 643.7124 | 0.31457 | 826.5011 | 0.01489 | 643.7124 | -0.00088039 | 825.8313 | 0.44878 | 826.5011 | 0.03985 | 643.7124 | 0.07489 | 644.0824 | 0.17972
| 550.5782 | 0 | 644.3135 | 0.0020783 | 643.9439 | 0.00041686 | 550.5782 | 0 | 644.3135 | -0.00010816 | 643.9439 | -0.00055795 | 643.9439 | -0.0001939 | 552.4292 | 2.8003e-05 | 644.3135 | 0 | 638.74 | -0.0010624 | 644.3135 | 0 | 550.5782 | 0.15313 | 644.3135 | 5.6427e-05 | 638.74 | -0.0018108 | 644.3135 | 0.00070132 | 638.74 | 0.00098612 | 644.3135 | 0.00065268 | 552.4292 | 2.9886e-05 | 644.3135 | 0.06389 | 552.4292 | 2.4169e-05 | 644.3135 | 0.52516 | 643.9439 | 0.31676 | 826.6676 | 0.01594 | 643.9439 | 0.0007118 | 825.998 | 0.44968 | 826.6676 | 0.04042 | 643.9439 | 0.07373 | 644.3135 | 0.17699
| 550.6941 | 0.00053603 | 644.5447 | 0.0023206 | 644.1754 | 0.00052984 | 550.6941 | 0.00081498 | 644.5447 | 0.0010728 | 644.1754 | 0.0004978 | 644.1754 | 0.00063905 | 552.5474 | 1.4259e-05 | 644.5447 | 0.00046887 | 638.97 | -1.6864e-05 | 644.5447 | 0.00099827 | 550.6941 | 0.15718 | 644.5447 | 0.0010044 | 638.97 | 0.0010628 | 644.5447 | 0.0011729 | 638.97 | -0.0010945 | 644.5447 | 0.0015433 | 552.5474 | 1.5318e-05 | 644.5447 | 0.061309 | 552.5474 | 1.3045e-05 | 644.5447 | 0.50398 | 644.1754 | 0.32154 | 826.8341 | 0.0151 | 644.1754 | 0.00017819 | 826.1646 | 0.45524 | 826.8341 | 0.04054 | 644.1754 | 0.07477 | 644.5447 | 0.17499
| 550.81 | 0 | 644.7758 | 0.001237 | 644.4069 | 0.00033825 | 550.81 | 0 | 644.7758 | 0.00031994 | 644.4069 | -0.00069963 | 644.4069 | -0.00028761 | 552.6656 | 2.7431e-05 | 644.7758 | 0 | 639.21 | -0.0023104 | 644.7758 | 0 | 550.81 | 0.15585 | 644.7758 | 0 | 639.21 | -0.0034573 | 644.7758 | 0.00044308 | 639.21 | 0.0016038 | 644.7758 | 0.00077278 | 552.6656 | 3.0998e-05 | 644.7758 | 0.058913 | 552.6656 | 2.4806e-05 | 644.7758 | 0.48978 | 644.4069 | 0.32804 | 827.0006 | 0.01607 | 644.4069 | -0.0015911 | 826.3313 | 0.4619 | 827.0006 | 0.04108 | 644.4069 | 0.07428 | 644.7758 | 0.17539
| 550.926 | 0 | 645.007 | 0.0020795 | 644.6384 | 0.00052371 | 550.926 | 0.00184 | 645.007 | 0.00070105 | 644.6384 | 0.00039903 | 644.6384 | 0.00071408 | 552.7838 | 1.3195e-05 | 645.007 | 0.00084487 | 639.44 | -0.00069142 | 645.007 | 0.00090683 | 550.926 | 0.15468 | 645.007 | 0.00079621 | 639.44 | 0.00015874 | 645.007 | 0.0010789 | 639.44 | 0.00082357 | 645.007 | 0.0014134 | 552.7838 | 1.5845e-05 | 645.007 | 0.056599 | 552.7838 | 1.1761e-05 | 645.007 | 0.46821 | 644.6384 | 0.33209 | 827.1671 | 0.01482 | 644.6384 | 0.00027265 | 826.498 | 0.46544 | 827.1671 | 0.04131 | 644.6384 | 0.07362 | 645.007 | 0.17291
| 551.0419 | 0 | 645.2381 | 0.00091189 | 644.8699 | 0.00019909 | 551.0419 | 0 | 645.2381 | 7.7758e-05 | 644.8699 | -0.00054344 | 644.8699 | -0.00028183 | 552.902 | 2.7196e-05 | 645.2381 | 0 | 639.67 | -0.0013322 | 645.2381 | 0 | 551.0419 | 0.15301 | 645.2381 | 0 | 639.67 | -6.7263e-05 | 645.2381 | 0.00028184 | 639.67 | -0.0018422 | 645.2381 | 0.00044044 | 552.902 | 3.005e-05 | 645.2381 | 0.053817 | 552.902 | 2.2236e-05 | 645.2381 | 0.45362 | 644.8699 | 0.33886 | 827.3336 | 0.01487 | 644.8699 | -0.0016858 | 826.6646 | 0.4683 | 827.3336 | 0.04173 | 644.8699 | 0.07261 | 645.2381 | 0.17292
| 551.1578 | 0.00023058 | 645.4693 | 0.002133 | 645.1014 | 0.00055174 | 551.1578 | 0.00064159 | 645.4693 | 0.0013437 | 645.1014 | 0.0002603 | 645.1014 | 0.00073383 | 553.0202 | 1.4449e-05 | 645.4693 | 0.00083968 | 639.9 | 0.00062396 | 645.4693 | 0.00075828 | 551.1578 | 0.15568 | 645.4693 | 0.0007994 | 639.9 | 0.0009659 | 645.4693 | 0.0011648 | 639.9 | 0.00043346 | 645.4693 | 0.0012933 | 553.0202 | 1.4416e-05 | 645.4693 | 0.052782 | 553.0202 | 1.0476e-05 | 645.4693 | 0.43732 | 645.1014 | 0.34381 | 827.5001 | 0.01505 | 645.1014 | 0.00042176 | 826.8313 | 0.47208 | 827.5001 | 0.04204 | 645.1014 | 0.07259 | 645.4693 | 0.1719
| 551.2738 | 0 | 645.7005 | 0.00072995 | 645.333 | 0.00028519 | 551.2738 | 0 | 645.7005 | 0.00038462 | 645.333 | -0.00065649 | 645.333 | -0.0003538 | 553.1385 | 2.6681e-05 | 645.7005 | 0 | 640.13 | -0.0018719 | 645.7005 | 0 | 551.2738 | 0.15299 | 645.7005 | 0 | 640.13 | -0.00032556 | 645.7005 | 0.00044867 | 640.13 | 0.00062851 | 645.7005 | 0.00055869 | 553.1385 | 2.9863e-05 | 645.7005 | 0.049854 | 553.1385 | 2.3521e-05 | 645.7005 | 0.42181 | 645.3329 | 0.3507 | 827.6667 | 0.01587 | 645.333 | -0.00066386 | 826.998 | 0.48502 | 827.6667 | 0.04245 | 645.3329 | 0.07204 | 645.7005 | 0.17088
| 551.3897 | 0.000554 | 645.9317 | 0.0023433 | 645.5645 | 0.00048717 | 551.3897 | 0.00029479 | 645.9317 | 0.001361 | 645.5645 | 0.00056574 | 645.5645 | 0.00051135 | 553.2567 | 1.2702e-05 | 645.9317 | 0.0007535 | 640.36 | -0.0011636 | 645.9317 | 0.00083814 | 551.3897 | 0.14515 | 645.9317 | 0.00078841 | 640.36 | -0.001165 | 645.9317 | 0.0010761 | 640.36 | -0.00076939 | 645.9317 | 0.0015493 | 553.2567 | 1.5657e-05 | 645.9317 | 0.048944 | 553.2567 | 1.3045e-05 | 645.9317 | 0.40202 | 645.5645 | 0.35723 | 827.8332 | 0.01482 | 645.5645 | 0.00059553 | 827.1647 | 0.47874 | 827.8332 | 0.0428 | 645.5645 | 0.07236 | 645.9317 | 0.16872
| 551.5057 | 0 | 646.1629 | 0.0014166 | 645.7961 | 0.00035547 | 551.5057 | 0 | 646.1629 | 0.00054648 | 645.7961 | -0.00070331 | 645.7961 | -0.0002784 | 553.3749 | 2.621e-05 | 646.1629 | 0 | 640.59 | -0.00045532 | 646.1629 | 0 | 551.5057 | 0.14586 | 646.1629 | 0 | 640.59 | -0.00097128 | 646.1629 | 0.00044768 | 640.59 | -0.0026549 | 646.1629 | 0.00073782 | 553.3749 | 3.1303e-05 | 646.1629 | 0.046742 | 553.3749 | 2.6091e-05 | 646.1629 | 0.38909 | 645.7961 | 0.36409 | 827.9997 | 0.01477 | 645.7961 | -0.0009362 | 827.3314 | 0.48252 | 827.9997 | 0.04321 | 645.7961 | 0.07116 | 646.1629 | 0.1687
| 551.6216 | 0.00085945 | 646.3941 | 0.0028298 | 646.0276 | 0.00049865 | 551.6216 | 0.0016 | 646.3941 | 0.00095623 | 646.0276 | 2.3676e-05 | 646.0276 | 0.00056697 | 553.4931 | 1.4214e-05 | 646.3941 | 0.00076963 | 640.83 | 0.00045532 | 646.3941 | 0.00050637 | 551.6216 | 0.14671 | 646.3941 | 0.0010278 | 640.83 | -0.00048698 | 646.3941 | 0.0010614 | 640.83 | 0.0019289 | 646.3941 | 0.0015522 | 553.4931 | 1.5891e-05 | 646.3941 | 0.045957 | 553.4931 | 1.3045e-05 | 646.3941 | 0.37314 | 646.0276 | 0.36968 | 828.1662 | 0.01444 | 646.0276 | 0.00059907 | 827.4981 | 0.48708 | 828.1662 | 0.0437 | 646.0276 | 0.0708 | 646.3941 | 0.16701
| 551.7376 | 0 | 646.6254 | 0.00096715 | 646.2592 | 0.00057218 | 551.7376 | 0 | 646.6254 | 0.00024149 | 646.2592 | -0.00063072 | 646.2592 | -0.00013631 | 553.6113 | 2.723e-05 | 646.6254 | 0 | 641.06 | -1.6864e-05 | 646.6254 | 0 | 551.7376 | 0.14401 | 646.6254 | 0.00018336 | 641.06 | -0.0016815 | 646.6254 | 0.00057054 | 641.06 | -0.0001192 | 646.6254 | 0.00030022 | 553.6113 | 3.0998e-05 | 646.6254 | 0.042494 | 553.6113 | 2.6091e-05 | 646.6254 | 0.35579 | 646.2592 | 0.37174 | 828.3328 | 0.01487 | 646.2592 | -0.00062026 | 827.6648 | 0.48658 | 828.3328 | 0.044 | 646.2592 | 0.06922 | 646.6254 | 0.1651
| 551.8535 | 0.00058994 | 646.8566 | 0.0022997 | 646.4908 | 0.00052699 | 551.8535 | 0.00074563 | 646.8566 | 0.00074124 | 646.4908 | 0.00025587 | 646.4908 | 0.00063206 | 553.7296 | 1.3296e-05 | 646.8566 | 0.00072407 | 641.29 | -0.00048905 | 646.8566 | 0.00087146 | 551.8535 | 0.1393 | 646.8566 | 0.00099791 | 641.29 | -0.00064841 | 646.8566 | 0.0011669 | 641.29 | 0.00027091 | 646.8566 | 0.0014729 | 553.7296 | 1.5318e-05 | 646.8566 | 0.041627 | 553.7296 | 1.3045e-05 | 646.8566 | 0.34266 | 646.4908 | 0.38113 | 828.4993 | 0.01257 | 646.4908 | 0.0015816 | 827.8315 | 0.49284 | 828.4993 | 0.04432 | 646.4908 | 0.06971 | 646.8566 | 0.16445
| 551.9695 | 0 | 647.0878 | 0.0008633 | 646.7224 | 0.00054822 | 551.9695 | 0 | 647.0878 | 0.0011413 | 646.7224 | -0.00051776 | 646.7224 | -0.00015979 | 553.8478 | 2.714e-05 | 647.0879 | 0 | 641.52 | -8.4319e-05 | 647.0879 | 0.00014358 | 551.9695 | 0.14302 | 647.0879 | 1.8346e-06 | 641.52 | 0.0018376 | 647.0878 | 0.00068052 | 641.52 | 0.00062851 | 647.0879 | 0.0007315 | 553.8478 | 2.9781e-05 | 647.0879 | 0.039486 | 553.8478 | 2.9945e-05 | 647.0878 | 0.32883 | 646.7224 | 0.38696 | 828.6658 | 0.01457 | 646.7224 | -0.00020626 | 827.9982 | 0.49818 | 828.6658 | 0.0446 | 646.7224 | 0.06943 | 647.0878 | 0.16363
| 552.0855 | 0.00028449 | 647.3191 | 0.0022739 | 646.954 | 0.00057134 | 552.0855 | 0.00158 | 647.3191 | 0.00012096 | 646.954 | 0.00029828 | 646.954 | 0.00062914 | 553.966 | 1.4236e-05 | 647.3191 | 0.00055992 | 641.75 | -5.0592e-05 | 647.3191 | 0.00065568 | 552.0855 | 0.14231 | 647.3191 | 0.00098234 | 641.75 | 0.00061074 | 647.3191 | 0.0011592 | 641.75 | -0.00076939 | 647.3191 | 0.0013609 | 553.966 | 1.4802e-05 | 647.3191 | 0.038859 | 553.966 | 1.6899e-05 | 647.3191 | 0.31607 | 646.954 | 0.39355 | 828.8324 | 0.01449 | 646.954 | 0.0016499 | 828.1649 | 0.50217 | 828.8324 | 0.04557 | 646.954 | 0.07034 | 647.3191 | 0.16233
| 552.2015 | 0 | 647.5504 | 0.0017881 | 647.1856 | 0.0003774 | 552.2015 | 0 | 647.5504 | -2.2871e-05 | 647.1856 | -0.00058697 | 647.1856 | -0.0002722 | 554.0843 | 2.7532e-05 | 647.5504 | 0 | 641.98 | -0.0010624 | 647.5504 | 0 | 552.2015 | 0.14149 | 647.5504 | 9.4523e-05 | 641.98 | -0.002069 | 647.5504 | 0.00045555 | 641.98 | 0.0026441 | 647.5504 | 0.00012434 | 554.0843 | 2.9066e-05 | 647.5504 | 0.036598 | 554.0843 | 3.0582e-05 | 647.5504 | 0.3053 | 647.1856 | 0.40105 | 828.9989 | 0.01526 | 647.1856 | 0.0005211 | 828.3316 | 0.49954 | 828.9989 | 0.04637 | 647.1856 | 0.06885 | 647.5504 | 0.16257
| 552.3174 | 0.00131 | 647.7817 | 0.002025 | 647.4173 | 0.00069175 | 552.3174 | 0.00161 | 647.7817 | 0.0010108 | 647.4173 | 0.00046364 | 647.4173 | 0.00059286 | 554.2025 | 1.3453e-05 | 647.7817 | 0.00081267 | 642.22 | -0.00075887 | 647.7817 | 0.00081015 | 552.3174 | 0.14149 | 647.7817 | 0.001072 | 642.22 | 0.0022251 | 647.7817 | 0.0013399 | 642.22 | 0.00069354 | 647.7817 | 0.0015104 | 554.2025 | 1.4428e-05 | 647.7817 | 0.03554 | 554.2025 | 1.3682e-05 | 647.7817 | 0.29207 | 647.4173 | 0.40767 | 829.1654 | 0.01226 | 647.4173 | 0.00073427 | 828.4983 | 0.50523 | 829.1654 | 0.04745 | 647.4173 | 0.06953 | 647.7817 | 0.16118
| 552.4334 | 0 | 648.013 | 0.00047456 | 647.6489 | 0.00060559 | 552.4334 | 0 | 648.013 | 0.00048152 | 647.6489 | -8.7304e-05 | 647.6489 | -0.00017 | 554.3208 | 2.658e-05 | 648.013 | 0 | 642.45 | -0.00079259 | 648.013 | 0.00020703 | 552.4334 | 0.13658 | 648.013 | 0.00031955 | 642.45 | -0.0030376 | 648.013 | 0.00072046 | 642.45 | -0.0018096 | 648.013 | 0.00050973 | 554.3208 | 3.012e-05 | 648.013 | 0.033846 | 554.3208 | 2.6091e-05 | 648.013 | 0.28266 | 647.6489 | 0.41714 | 829.332 | 0.01445 | 647.6489 | -0.00033757 | 828.665 | 0.50808 | 829.332 | 0.04787 | 647.6489 | 0.06863 | 648.013 | 0.16096
| 552.5494 | 0.00094928 | 648.2443 | 0.0021457 | 647.8806 | 0.0005352 | 552.5494 | 0.00106 | 648.2443 | 0.0010798 | 647.8806 | 0.00058392 | 647.8806 | 0.00068345 | 554.439 | 1.3307e-05 | 648.2443 | 0.0007103 | 642.68 | -1.6864e-05 | 648.2443 | 0.00093579 | 552.5494 | 0.1313 | 648.2443 | 0.0011303 | 642.68 | 0.0013211 | 648.2443 | 0.0012788 | 642.68 | 0.00017338 | 648.2443 | 0.0017138 | 554.439 | 1.6032e-05 | 648.2443 | 0.0337 | 554.439 | 1.2408e-05 | 648.2443 | 0.27279 | 647.8806 | 0.42765 | 829.4985 | 0.01456 | 647.8806 | -0.0007765 | 828.8317 | 0.51567 | 829.4985 | 0.0483 | 647.8806 | 0.06969 | 648.2443 | 0.161
| 552.6654 | 0 | 648.4756 | 0.00098719 | 648.1122 | 0.00039877 | 552.6654 | 0 | 648.4756 | 0.00018469 | 648.1122 | -0.000585 | 648.1122 | -0.00030224 | 554.5573 | 2.8014e-05 | 648.4756 | 0 | 642.91 | 0.00086005 | 648.4756 | 0 | 552.6654 | 0.13195 | 648.4756 | 0 | 642.91 | -0.0019721 | 648.4756 | 0.00040981 | 642.91 | -0.0013546 | 648.4756 | 0.00062092 | 554.5573 | 3.1596e-05 | 648.4756 | 0.030969 | 554.5573 | 2.6727e-05 | 648.4756 | 0.25937 | 648.1122 | 0.43088 | 829.6651 | 0.01324 | 648.1122 | -0.0013241 | 828.9985 | 0.5099 | 829.6651 | 0.04826 | 648.1122 | 0.06729 | 648.4756 | 0.15819
| 552.7814 | 0.00041025 | 648.7069 | 0.0022372 | 648.3439 | 0.00064802 | 552.7814 | 0.00058956 | 648.7069 | 0.0012921 | 648.3439 | 0.00032732 | 648.3439 | 0.00070554 | 554.6755 | 1.4886e-05 | 648.7069 | 0.00074788 | 643.14 | -0.00052277 | 648.7069 | 0.0009605 | 552.7814 | 0.13203 | 648.7069 | 0.00066429 | 643.14 | 0.001773 | 648.7069 | 0.0011869 | 643.14 | -0.0017121 | 648.7069 | 0.0014691 | 554.6755 | 1.5786e-05 | 648.7069 | 0.031344 | 554.6755 | 1.433e-05 | 648.7069 | 0.25194 | 648.3439 | 0.44449 | 829.8316 | 0.01222 | 648.3439 | 0.00087275 | 829.1652 | 0.51751 | 829.8316 | 0.04841 | 648.3439 | 0.06871 | 648.7069 | 0.15876
| 552.8975 | 0 | 648.9383 | 0.00096127 | 648.5756 | 0.00035985 | 552.8975 | 0 | 648.9383 | -0.00031476 | 648.5756 | -0.00062277 | 648.5756 | -0.00030573 | 554.7938 | 2.7846e-05 | 648.9383 | 0 | 643.37 | -0.00028669 | 648.9383 | 0 | 552.8975 | 0.12917 | 648.9383 | 0 | 643.37 | -0.0024887 | 648.9383 | 0.00019201 | 643.37 | -0.00015171 | 648.9383 | 0.00043752 | 554.7938 | 3.2767e-05 | 648.9383 | 0.029077 | 554.7938 | 2.8012e-05 | 648.9383 | 0.24192 | 648.5756 | 0.45229 | 829.9982 | 0.01181 | 648.5756 | -0.0015246 | 829.3319 | 0.5226 | 829.9982 | 0.04832 | 648.5756 | 0.06832 | 648.9383 | 0.15835
| 553.0135 | 0.00113 | 649.1696 | 0.0021669 | 648.8073 | 0.00045194 | 553.0135 | 0.00137 | 649.1696 | 0.0011308 | 648.8073 | 0.00019912 | 648.8073 | 0.00049938 | 554.9121 | 1.3251e-05 | 649.1696 | 0.00094293 | 643.61 | -0.00086005 | 649.1696 | 0.0011387 | 553.0135 | 0.12661 | 649.1696 | 0.0006897 | 643.61 | 0.00012645 | 649.1696 | 0.00088271 | 643.61 | 0.00072604 | 649.1696 | 0.0010306 | 554.9121 | 1.7285e-05 | 649.1696 | 0.029107 | 554.9121 | 1.3682e-05 | 649.1696 | 0.23257 | 648.8073 | 0.46123 | 830.1648 | 0.01264 | 648.8073 | 0.00082187 | 829.4986 | 0.52507 | 830.1648 | 0.04857 | 648.8073 | 0.06848 | 649.1696 | 0.15743
| 553.1295 | 0 | 649.401 | 0.0013749 | 649.039 | 0.00031355 | 553.1295 | 0 | 649.401 | 0.00064461 | 649.039 | -0.00042784 | 649.039 | -0.00033227 | 555.0303 | 2.5818e-05 | 649.401 | 0 | 643.84 | -0.00089378 | 649.401 | 0.00017036 | 553.1295 | 0.12479 | 649.401 | 0 | 643.84 | 0.0002556 | 649.401 | 0.0004413 | 643.84 | -0.00089942 | 649.401 | 0 | 555.0303 | 3.2474e-05 | 649.401 | 0.026534 | 555.0303 | 2.6091e-05 | 649.401 | 0.22166 | 649.039 | 0.46483 | 830.3314 | 0.01178 | 649.039 | -0.00017938 | 829.6654 | 0.51826 | 830.3314 | 0.04895 | 649.039 | 0.0644 | 649.401 | 0.15477
| 553.2455 | 0.00037433 | 649.6323 | 0.0017957 | 649.2707 | 0.00039636 | 553.2455 | 0.0012 | 649.6323 | 0.0014408 | 649.2707 | 0.0003029 | 649.2707 | 0.00060399 | 555.1486 | 1.2904e-05 | 649.6323 | 0.00066937 | 644.07 | -0.00062396 | 649.6323 | 0.00088686 | 553.2455 | 0.13039 | 649.6323 | 0.00079203 | 644.07 | -0.0027148 | 649.6323 | 0.00097636 | 644.07 | -0.0011595 | 649.6323 | 0.0011519 | 555.1486 | 1.5329e-05 | 649.6323 | 0.026492 | 555.1486 | 1.2408e-05 | 649.6323 | 0.21338 | 649.2707 | 0.47551 | 830.4979 | 0.01004 | 649.2707 | 0.0012529 | 829.8321 | 0.52657 | 830.4979 | 0.04955 | 649.2707 | 0.06921 | 649.6323 | 0.15455
| 553.3615 | 0 | 649.8637 | 0.0013987 | 649.5025 | 0.0004514 | 553.3615 | 0 | 649.8637 | -0.00015596 | 649.5025 | -0.00051051 | 649.5025 | -0.00025748 | 555.2669 | 2.6423e-05 | 649.8637 | 0 | 644.3 | -0.00062396 | 649.8637 | 0 | 553.3615 | 0.12724 | 649.8637 | 0 | 644.3 | -0.001843 | 649.8637 | 0.00052982 | 644.3 | -0.00037928 | 649.8637 | 0.00019387 | 555.2669 | 3.053e-05 | 649.8637 | 0.024939 | 555.2669 | 2.7375e-05 | 649.8637 | 0.2036 | 649.5024 | 0.48112 | 830.6645 | 0.01259 | 649.5025 | -0.0010851 | 829.9989 | 0.52058 | 830.6645 | 0.04984 | 649.5024 | 0.06665 | 649.8637 | 0.15255
| 553.4776 | 0.00053603 | 650.0952 | 0.0024119 | 649.7342 | 0.00045063 | 553.4776 | 0.00191 | 650.0952 | 0.0010045 | 649.7342 | 0.00079736 | 649.7342 | 0.00066348 | 555.3851 | 1.3744e-05 | 650.0951 | 0.00080233 | 644.53 | 0.00089378 | 650.0951 | 0.00095496 | 553.4776 | 0.13045 | 650.0951 | 0.001277 | 644.53 | -0.0012296 | 650.0952 | 0.0012942 | 644.53 | 0.0010186 | 650.0951 | 0.0013608 | 555.3851 | 1.554e-05 | 650.0951 | 0.025168 | 555.3851 | 1.4967e-05 | 650.0951 | 0.19915 | 649.7342 | 0.49876 | 830.8311 | 0.01352 | 649.7342 | 1.6128e-05 | 830.1656 | 0.53017 | 830.8311 | 0.04986 | 649.7342 | 0.06721 | 650.0952 | 0.15407
| 553.5936 | 0 | 650.3265 | 0.0020638 | 649.9659 | 0.00037288 | 553.5936 | 0 | 650.3265 | 0.00013485 | 649.9659 | -0.00051385 | 649.9659 | -0.00028485 | 555.5034 | 2.8271e-05 | 650.3265 | 0 | 644.76 | -5.0592e-05 | 650.3265 | 0 | 553.5936 | 0.12423 | 650.3265 | 0 | 644.76 | -6.7263e-05 | 650.3265 | 0.0005252 | 644.76 | 0.00079106 | 650.3265 | 8.579e-05 | 555.5034 | 2.9523e-05 | 650.3265 | 0.023028 | 555.5034 | 2.6727e-05 | 650.3265 | 0.19062 | 649.9659 | 0.50435 | 830.9977 | 0.00937 | 649.9659 | -0.00039338 | 830.3324 | 0.5262 | 830.9977 | 0.04984 | 649.9659 | 0.06588 | 650.3265 | 0.15276
| 553.7097 | 0.0005001 | 650.5579 | 0.0013763 | 650.1977 | 0.00051267 | 553.7097 | 0.00032946 | 650.5579 | 0.0010582 | 650.1977 | 0.00015267 | 650.1977 | 0.00065596 | 555.6217 | 1.4741e-05 | 650.5579 | 0.00076914 | 645 | 0.00045532 | 650.5579 | 0.00068483 | 553.7097 | 0.1248 | 650.5579 | 0.00093237 | 645 | -0.00058385 | 650.5579 | 0.0010744 | 645 | 0.0023191 | 650.5579 | 0.0012413 | 555.6217 | 1.4311e-05 | 650.5579 | 0.023351 | 555.6217 | 1.198e-05 | 650.5579 | 0.18357 | 650.1977 | 0.51555 | 831.1642 | 0.01053 | 650.1977 | 0.00075949 | 830.4992 | 0.52385 | 831.1642 | 0.04989 | 650.1977 | 0.06697 | 650.5579 | 0.15224
| 553.8257 | 0 | 650.7894 | 0.001327 | 650.4295 | 0.00049299 | 553.8257 | 0 | 650.7894 | 0.00044222 | 650.4295 | -0.00078741 | 650.4295 | -0.00012685 | 555.74 | 2.6804e-05 | 650.7894 | 0 | 645.23 | -0.0015346 | 650.7894 | 0 | 553.8257 | 0.12292 | 650.7894 | 0 | 645.23 | -0.00029326 | 650.7894 | 0.0006525 | 645.23 | 0.0009536 | 650.7894 | 0 | 555.74 | 2.9418e-05 | 650.7894 | 0.02189 | 555.74 | 2.4378e-05 | 650.7894 | 0.175 | 650.4295 | 0.52014 | 831.3308 | 0.00819 | 650.4295 | -0.0013281 | 830.6659 | 0.53182 | 831.3308 | 0.05014 | 650.4295 | 0.0653 | 650.7894 | 0.1504
| 553.9418 | 0.00131 | 651.0208 | 0.002401 | 650.6613 | 0.00054595 | 553.9418 | 0.0006936 | 651.0208 | 0.00084798 | 650.6613 | 0.00043378 | 650.6613 | 0.00066687 | 555.8583 | 1.2209e-05 | 651.0208 | 0.00096524 | 645.46 | 0.00035414 | 651.0208 | 0.0012505 | 553.9418 | 0.12446 | 651.0208 | 0.0012458 | 645.46 | -0.00061613 | 651.0208 | 0.0011839 | 645.46 | 0.00066102 | 651.0208 | 0.0015304 | 555.8583 | 1.5482e-05 | 651.0208 | 0.022081 | 555.8583 | 1.2837e-05 | 651.0208 | 0.17001 | 650.6613 | 0.53369 | 831.4974 | 0.0089 | 650.6613 | -1.2315e-06 | 830.8327 | 0.53105 | 831.4974 | 0.05046 | 650.6613 | 0.06577 | 651.0208 | 0.15065
| 554.0579 | 0 | 651.2523 | 0.0013663 | 650.893 | 0.00042218 | 554.0579 | 0 | 651.2523 | 0.00019022 | 650.893 | -0.00085058 | 650.893 | -0.00026708 | 555.9765 | 2.658e-05 | 651.2522 | 0 | 645.69 | -0.00082632 | 651.2522 | 0 | 554.0579 | 0.1209 | 651.2522 | 1.3979e-05 | 645.69 | -0.0026501 | 651.2523 | 0.00044272 | 645.69 | -2.1673e-05 | 651.2522 | 0.00022964 | 555.9765 | 2.9581e-05 | 651.2522 | 0.020339 | 555.9765 | 2.3741e-05 | 651.2523 | 0.16232 | 650.8931 | 0.54051 | 831.664 | 0.01051 | 650.893 | -0.0017193 | 830.9995 | 0.53036 | 831.664 | 0.0509 | 650.8931 | 0.06392 | 651.2523 | 0.14969
| 554.1739 | 0.00205 | 651.4837 | 0.0022336 | 651.1249 | 0.00039201 | 554.1739 | 0.00060691 | 651.4837 | 0.0016701 | 651.1249 | 0.00033921 | 651.1249 | 0.00063749 | 556.0948 | 1.4494e-05 | 651.4837 | 0.00057745 | 645.92 | 0.0005565 | 651.4837 | 0.00053826 | 554.1739 | 0.11901 | 651.4837 | 0.00049166 | 645.92 | -0.0011004 | 651.4837 | 0.00075131 | 645.92 | -0.00063934 | 651.4837 | 0.00082695 | 556.0948 | 1.4369e-05 | 651.4837 | 0.020552 | 556.0948 | 1.1651e-05 | 651.4837 | 0.15752 | 651.1249 | 0.55539 | 831.8306 | 0.00993 | 651.1249 | 0.00082277 | 831.1662 | 0.53247 | 831.8306 | 0.05114 | 651.1249 | 0.06527 | 651.4837 | 0.15038
| 554.29 | 0 | 651.7151 | 0.0020903 | 651.3567 | 0.00028613 | 554.29 | 0 | 651.7151 | 3.0725e-05 | 651.3567 | -0.00011707 | 651.3567 | -0.0002396 | 556.2131 | 2.7902e-05 | 651.7152 | 0 | 646.16 | -0.00075887 | 651.7152 | 0 | 554.29 | 0.12337 | 651.7152 | 0.00020461 | 646.16 | 0.00090132 | 651.7151 | 0.00039816 | 646.16 | -0.0018096 | 651.7152 | 0.00024013 | 556.2131 | 2.9769e-05 | 651.7152 | 0.018993 | 556.2131 | 2.3203e-05 | 651.7151 | 0.15136 | 651.3567 | 0.56396 | 831.9972 | 0.01074 | 651.3567 | -0.0014982 | 831.333 | 0.53004 | 831.9972 | 0.05148 | 651.3567 | 0.06321 | 651.7151 | 0.14961
| 554.4061 | 0.00035636 | 651.9467 | 0.0025251 | 651.5885 | 0.00050909 | 554.4061 | 0.00039883 | 651.9467 | 0.0013404 | 651.5885 | 0.00071764 | 651.5885 | 0.00058863 | 556.3314 | 1.3408e-05 | 651.9467 | 0.0005319 | 646.39 | -0.00086005 | 651.9467 | 0.00084979 | 554.4061 | 0.1204 | 651.9467 | 0.0010344 | 646.39 | -0.00087442 | 651.9467 | 0.0011329 | 646.39 | -0.00018422 | 651.9467 | 0.0012247 | 556.3314 | 1.5646e-05 | 651.9467 | 0.01896 | 556.3314 | 1.2079e-05 | 651.9467 | 0.14622 | 651.5885 | 0.57253 | 832.1638 | 0.01046 | 651.5885 | 0.00051195 | 831.4998 | 0.53431 | 832.1638 | 0.05161 | 651.5885 | 0.06399 | 651.9467 | 0.14899
| 554.5222 | 0 | 652.1782 | 0.001962 | 651.8203 | 0.00025901 | 554.5222 | 0 | 652.1782 | 0.00022318 | 651.8203 | -0.00045525 | 651.8203 | -0.0002809 | 556.4497 | 2.8473e-05 | 652.1781 | 0 | 646.62 | 0.00069142 | 652.1781 | 0 | 554.5222 | 0.11875 | 652.1781 | 0 | 646.62 | -0.0011973 | 652.1782 | 0.00023215 | 646.62 | -0.0023949 | 652.1781 | 0 | 556.4497 | 2.9991e-05 | 652.1781 | 0.017469 | 556.4497 | 2.2884e-05 | 652.1782 | 0.13963 | 651.8203 | 0.58142 | 832.3304 | 0.00828 | 651.8203 | -0.00031192 | 831.6666 | 0.53584 | 832.3304 | 0.05193 | 651.8203 | 0.06279 | 652.1782 | 0.14807
| 554.6383 | 0.00176 | 652.4097 | 0.0024562 | 652.0522 | 0.00050855 | 554.6383 | 0.0016 | 652.4097 | 0.00058912 | 652.0522 | 0.00065527 | 652.0522 | 0.00060503 | 556.568 | 1.5133e-05 | 652.4096 | 0.00063841 | 646.85 | -0.0021416 | 652.4096 | 0.00090585 | 554.6383 | 0.11932 | 652.4096 | 0.0010061 | 646.85 | -0.001165 | 652.4097 | 0.00092375 | 646.85 | -0.0022648 | 652.4096 | 0.0010007 | 556.568 | 1.4533e-05 | 652.4096 | 0.017979 | 556.568 | 1.1332e-05 | 652.4097 | 0.13559 | 652.0522 | 0.59403 | 832.497 | 0.00964 | 652.0522 | 2.7669e-05 | 831.8334 | 0.53847 | 832.497 | 0.05198 | 652.0522 | 0.06382 | 652.4097 | 0.14757
| 554.7544 | 0 | 652.6412 | 0.001602 | 652.284 | 0.0004946 | 554.7544 | 0 | 652.6412 | 0.00087326 | 652.284 | -0.00059611 | 652.284 | -0.00031359 | 556.6863 | 2.8899e-05 | 652.6412 | 0 | 647.08 | -0.001366 | 652.6412 | 0 | 554.7544 | 0.11347 | 652.6412 | 0.00011434 | 647.08 | -0.0033282 | 652.6412 | 0.00045394 | 647.08 | -0.0024598 | 652.6412 | 8.0833e-05 | 556.6863 | 2.841e-05 | 652.6412 | 0.016442 | 556.6863 | 2.3093e-05 | 652.6412 | 0.13088 | 652.284 | 0.61038 | 832.6636 | 0.00812 | 652.284 | 0.00090775 | 832.0002 | 0.53826 | 832.6636 | 0.05243 | 652.284 | 0.06339 | 652.6412 | 0.14905
| 554.8705 | 0.00032042 | 652.8727 | 0.0015343 | 652.5159 | 0.0004432 | 554.8705 | 0.00125 | 652.8727 | 0.00080115 | 652.5159 | 0.00016284 | 652.5159 | 0.00057325 | 556.8047 | 1.3844e-05 | 652.8727 | 0.00090943 | 647.31 | -0.0010961 | 652.8727 | 0.00077529 | 554.8705 | 0.11424 | 652.8727 | 0.0012153 | 647.31 | 0.00077218 | 652.8727 | 0.0010329 | 647.31 | 0.0010836 | 652.8727 | 0.00066806 | 556.8047 | 1.3959e-05 | 652.8727 | 0.016839 | 556.8047 | 1.198e-05 | 652.8727 | 0.12609 | 652.5159 | 0.62049 | 832.8303 | 0.00754 | 652.5159 | 0.00073101 | 832.167 | 0.53909 | 832.8303 | 0.05273 | 652.5159 | 0.06417 | 652.8727 | 0.14773
| 554.9866 | 0 | 653.1042 | 0.0018115 | 652.7478 | 0.00036062 | 554.9866 | 0 | 653.1042 | 0.00029944 | 652.7478 | -0.00080841 | 652.7478 | -0.00022195 | 556.923 | 2.7409e-05 | 653.1042 | 0 | 647.55 | -0.0019057 | 653.1042 | 0 | 554.9866 | 0.11599 | 653.1042 | 0.00021499 | 647.55 | -0.0012296 | 653.1042 | 0.00041834 | 647.55 | -0.0022973 | 653.1042 | 0.00024688 | 556.923 | 2.9523e-05 | 653.1042 | 0.01552 | 556.923 | 2.4169e-05 | 653.1042 | 0.11946 | 652.7478 | 0.62479 | 832.9969 | 0.0099 | 652.7478 | -0.00055694 | 832.3338 | 0.54312 | 832.9969 | 0.0533 | 652.7478 | 0.06207 | 653.1042 | 0.14623
| 555.1027 | 0.00098522 | 653.3358 | 0.0022428 | 652.9797 | 0.00062143 | 555.1027 | 0.00036414 | 653.3358 | 0.0011441 | 652.9797 | 0.00043886 | 652.9797 | 0.00061135 | 557.0413 | 1.3844e-05 | 653.3357 | 0.00060024 | 647.78 | 0.001366 | 653.3357 | 0.0009058 | 555.1027 | 0.11214 | 653.3357 | 0.0010089 | 647.78 | -0.0014233 | 653.3358 | 0.001307 | 647.78 | 0.0030668 | 653.3357 | 0.0011945 | 557.0413 | 1.5599e-05 | 653.3357 | 0.015741 | 557.0413 | 1.2408e-05 | 653.3357 | 0.11677 | 652.9796 | 0.64015 | 833.1635 | 0.01187 | 652.9797 | 0.00070224 | 832.5006 | 0.54621 | 833.1635 | 0.05335 | 652.9796 | 0.06265 | 653.3358 | 0.14664
| 555.2188 | 0 | 653.5673 | 0.0018623 | 653.2115 | 0.00026359 | 555.2188 | 0 | 653.5673 | 0.00056484 | 653.2115 | -0.00066384 | 653.2115 | -0.00032911 | 557.1596 | 2.6502e-05 | 653.5673 | 0 | 648.01 | -0.0023281 | 653.5673 | 0 | 555.2188 | 0.11577 | 653.5673 | 0 | 648.01 | -0.00035539 | 653.5673 | 0.00025775 | 648.01 | -0.00063499 | 653.5673 | 0.00016864 | 557.1596 | 3.005e-05 | 653.5673 | 0.014325 | 557.1596 | 2.4169e-05 | 653.5673 | 0.11114 | 653.2115 | 0.64221 | 833.3302 | 0.00897 | 653.2115 | -0.00057845 | 832.6674 | 0.54554 | 833.3302 | 0.05359 | 653.2115 | 0.06016 | 653.5673 | 0.14505
| 555.335 | 0 | 653.7989 | 0.0028767 | 653.4435 | 0.00049353 | 555.335 | 0.00149 | 653.7989 | 0.0010708 | 653.4435 | 0.00040473 | 653.4435 | 0.0006426 | 557.2779 | 1.3116e-05 | 653.7989 | 0.00041999 | 648.24 | 0.00025536 | 653.7989 | 0.0007287 | 555.335 | 0.1133 | 653.7989 | 0.0010152 | 648.24 | -0.00058939 | 653.7989 | 0.00096248 | 648.24 | 0.00024068 | 653.7989 | 0.00072812 | 557.2779 | 1.4533e-05 | 653.7989 | 0.014971 | 557.2779 | 1.1761e-05 | 653.7989 | 0.10821 | 653.4435 | 0.65366 | 833.4968 | 0.00904 | 653.4435 | 0.0015986 | 832.8342 | 0.55501 | 833.4968 | 0.05339 | 653.4435 | 0.06031 | 653.7989 | 0.1439
| 555.4511 | 0 | 654.0305 | 0.00085061 | 653.6754 | 0.00019248 | 555.4511 | 0 | 654.0305 | 0.0009683 | 653.6754 | -0.00051415 | 653.6754 | -0.0003789 | 557.3963 | 2.6569e-05 | 654.0304 | 0 | 648.47 | -0.0015092 | 654.0304 | 0 | 555.4511 | 0.10944 | 654.0304 | 0 | 648.47 | -0.0023402 | 654.0305 | 4.9022e-05 | 648.47 | -0.0014274 | 654.0304 | 0 | 557.3963 | 2.9441e-05 | 654.0304 | 0.013482 | 557.3963 | 2.6091e-05 | 654.0305 | 0.10503 | 653.6754 | 0.67162 | 833.6634 | 0.00812 | 653.6754 | -0.00122 | 833.001 | 0.553 | 833.6634 | 0.05353 | 653.6754 | 0.05894 | 654.0305 | 0.14417
| 555.5672 | 0.00073368 | 654.262 | 0.0019034 | 653.9073 | 0.00041147 | 555.5672 | 0.0018 | 654.262 | 0.0016794 | 653.9073 | 0.00062253 | 653.9073 | 0.00077068 | 557.5146 | 1.3901e-05 | 654.262 | 0.00075104 | 648.71 | -0.00018528 | 654.262 | 0.0012217 | 555.5672 | 0.11129 | 654.262 | 0.0010274 | 648.71 | 0.0016419 | 654.262 | 0.00083625 | 648.71 | 0.00023813 | 654.262 | 0.0010006 | 557.5146 | 1.499e-05 | 654.262 | 0.014049 | 557.5146 | 1.433e-05 | 654.262 | 0.10226 | 653.9073 | 0.68592 | 833.8301 | 0.01025 | 653.9073 | -0.00039373 | 833.1679 | 0.55153 | 833.8301 | 0.05336 | 653.9073 | 0.06112 | 654.262 | 0.14449
| 555.6834 | 0 | 654.4936 | 0.0005052 | 654.1392 | 0.00030219 | 555.6834 | 0 | 654.4936 | 0.00058608 | 654.1392 | -0.00084531 | 654.1392 | -0.00039488 | 557.6329 | 2.7543e-05 | 654.4936 | 0 | 648.94 | -0.0019468 | 654.4936 | 0 | 555.6834 | 0.10986 | 654.4936 | 0 | 648.94 | -0.0012991 | 654.4936 | 1.6101e-05 | 648.94 | 0.00014142 | 654.4936 | 0 | 557.6329 | 2.9312e-05 | 654.4936 | 0.012622 | 557.6329 | 2.9945e-05 | 654.4936 | 0.09687 | 654.1392 | 0.68699 | 833.9967 | 0.00733 | 654.1392 | -0.00032523 | 833.3347 | 0.548 | 833.9967 | 0.05373 | 654.1392 | 0.06004 | 654.4936 | 0.14234
| 555.7995 | 0.00032042 | 654.7252 | 0.0015627 | 654.3712 | 0.00013192 | 555.7995 | 0.00192 | 654.7252 | 0.00039569 | 654.3712 | 0.00030063 | 654.3712 | 0.00052655 | 557.7513 | 1.3901e-05 | 654.7252 | 0.00062876 | 649.17 | -8.468e-05 | 654.7252 | 0.00072075 | 555.7995 | 0.1078 | 654.7252 | 0.00061521 | 649.17 | -0.0009106 | 654.7252 | 0.00085189 | 649.17 | 0.00017412 | 654.7252 | 0.00092378 | 557.7513 | 1.4451e-05 | 654.7252 | 0.013167 | 557.7513 | 1.5615e-05 | 654.7252 | 0.09268 | 654.3712 | 0.69062 | 834.1633 | 0.00774 | 654.3712 | 0.001228 | 833.5015 | 0.55291 | 834.1633 | 0.05387 | 654.3712 | 0.05931 | 654.7252 | 0.14064
| 555.9157 | 0 | 654.9568 | 0.00082639 | 654.6032 | 0.00042454 | 555.9157 | 0 | 654.9568 | -0.00011022 | 654.6032 | -0.00098322 | 654.6032 | -0.00042142 | 557.8696 | 2.6726e-05 | 654.9568 | 0 | 649.4 | 1.6807e-05 | 654.9568 | 5.6715e-05 | 555.9157 | 0.10191 | 654.9568 | 0 | 649.4 | -0.0020298 | 654.9568 | 0.00028376 | 649.4 | -0.00011879 | 654.9568 | 0.00010225 | 557.8696 | 2.7427e-05 | 654.9568 | 0.011792 | 557.8696 | 2.6727e-05 | 654.9569 | 0.09036 | 654.6032 | 0.71552 | 834.33 | 0.00782 | 654.6032 | -8.092e-05 | 833.6684 | 0.55474 | 834.33 | 0.05432 | 654.6032 | 0.0601 | 654.9568 | 0.14222
| 556.0318 | 0.00075165 | 655.1885 | 0.0022499 | 654.8351 | 0.00044912 | 556.0318 | 0.00081498 | 655.1885 | 0.00068907 | 654.8351 | 0.00011458 | 654.8351 | 0.00054882 | 557.9879 | 1.2825e-05 | 655.1885 | 0.00089226 | 649.63 | -0.00099422 | 655.1885 | 0.00080705 | 556.0318 | 0.10368 | 655.1885 | 0.00059859 | 649.63 | 0.00096517 | 655.1885 | 0.0011113 | 649.63 | 0.0025446 | 655.1885 | 0.0011951 | 557.9879 | 1.3057e-05 | 655.1885 | 0.012411 | 557.9879 | 1.1124e-05 | 655.1885 | 0.08791 | 654.8351 | 0.72558 | 834.4966 | 0.00746 | 654.8351 | 0.00063125 | 833.8352 | 0.55789 | 834.4966 | 0.05445 | 654.8351 | 0.06056 | 655.1885 | 0.14093
| 556.148 | 0 | 655.4201 | 0.00016142 | 655.0671 | 0.00012654 | 556.148 | 0 | 655.4201 | 0.00024148 | 655.0671 | -0.0011503 | 655.0671 | -0.00041176 | 558.1063 | 2.6703e-05 | 655.4201 | 0 | 649.87 | -0.00018682 | 655.4201 | 0 | 556.148 | 0.10313 | 655.4201 | 0 | 649.87 | -0.00036038 | 655.4201 | 3.0784e-05 | 649.87 | -0.0024773 | 655.4201 | 0 | 558.1063 | 2.6935e-05 | 655.4201 | 0.011105 | 558.1063 | 2.1599e-05 | 655.4201 | 0.08423 | 655.0671 | 0.74203 | 834.6633 | 0.00529 | 655.0671 | 0.00063306 | 834.002 | 0.5574 | 834.6633 | 0.05485 | 655.0671 | 0.06082 | 655.4201 | 0.14108
| 556.2642 | 0.00094928 | 655.6517 | 0.0029026 | 655.2991 | 0.00043828 | 556.2642 | 0.00127 | 655.6517 | 0.0012889 | 655.2991 | 0.00037364 | 655.2991 | 0.00053037 | 558.2246 | 1.408e-05 | 655.6518 | 0.0010568 | 650.1 | -0.00025241 | 655.6518 | 0.00084778 | 556.2642 | 0.10178 | 655.6518 | 0.00095934 | 650.1 | -0.00045371 | 655.6517 | 0.0011341 | 650.1 | -0.00034601 | 655.6518 | 0.0011164 | 558.2246 | 1.3994e-05 | 655.6518 | 0.01185 | 558.2246 | 1.0476e-05 | 655.6517 | 0.08187 | 655.2991 | 0.75079 | 834.83 | 0.00679 | 655.2991 | 0.00088426 | 834.1689 | 0.56507 | 834.83 | 0.05496 | 655.2991 | 0.06187 | 655.6517 | 0.13962
| 556.3803 | 0 | 655.8834 | 0.00025988 | 655.5311 | 0.00010344 | 556.3803 | 0 | 655.8834 | -0.00010513 | 655.5311 | -0.00038476 | 655.5311 | -0.0004805 | 558.343 | 2.7723e-05 | 655.8834 | 0 | 650.33 | -0.00073813 | 655.8834 | 0 | 556.3803 | 0.10183 | 655.8834 | 0 | 650.33 | -0.0006935 | 655.8834 | 1.3923e-05 | 650.33 | -0.0006535 | 655.8834 | 0 | 558.343 | 2.8984e-05 | 655.8834 | 0.010228 | 558.343 | 2.2236e-05 | 655.8834 | 0.07775 | 655.5311 | 0.76143 | 834.9966 | 0.00705 | 655.5311 | -0.001424 | 834.3357 | 0.55534 | 834.9966 | 0.05535 | 655.5311 | 0.05829 | 655.8834 | 0.13852
| 556.4965 | 0.00094928 | 656.1151 | 0.0013989 | 655.7631 | 0.00050957 | 556.4965 | 0.00196 | 656.1151 | 0.00058979 | 655.7631 | 0.00041173 | 655.7631 | 0.00054114 | 558.4613 | 1.3901e-05 | 656.1151 | 0.00075856 | 650.56 | 0.00090859 | 656.1151 | 0.00093448 | 556.4965 | 0.10138 | 656.1151 | 0.0008593 | 650.56 | 0.0011992 | 656.1151 | 0.00089297 | 650.56 | 0.0015074 | 656.1151 | 0.00095444 | 558.4613 | 1.5166e-05 | 656.1151 | 0.010853 | 558.4613 | 1.1761e-05 | 656.115 | 0.07547 | 655.7631 | 0.76951 | 835.1633 | 0.00856 | 655.7631 | 0.001624 | 834.5026 | 0.56853 | 835.1633 | 0.05548 | 655.7631 | 0.06302 | 656.1151 | 0.1371
| 556.6127 | 0 | 656.3467 | 0.00041618 | 655.9951 | 0.00023348 | 556.6127 | 0 | 656.3467 | -0.00047084 | 655.9951 | -0.00051023 | 655.9951 | -0.0003715 | 558.5797 | 2.6255e-05 | 656.3468 | 0 | 650.79 | 0.00060879 | 656.3468 | 0 | 556.6127 | 0.10038 | 656.3468 | 0 | 650.79 | -0.0018612 | 656.3467 | 0.00027491 | 650.79 | 0.0019137 | 656.3468 | 0.00021626 | 558.5797 | 2.9581e-05 | 656.3468 | 0.0097669 | 558.5797 | 2.8012e-05 | 656.3467 | 0.07231 | 655.9951 | 0.78313 | 835.33 | 0.00722 | 655.9951 | -0.00092211 | 834.6694 | 0.56712 | 835.33 | 0.05585 | 655.9951 | 0.05977 | 656.3467 | 0.13654
| 556.7289 | 0.00094928 | 656.5784 | 0.0015373 | 656.2272 | 0.00021453 | 556.7289 | 0.00088435 | 656.5784 | 0.00024705 | 656.2272 | -0.00025512 | 656.2272 | 0.00052318 | 558.698 | 1.2624e-05 | 656.5785 | 0.0005789 | 651.03 | 0.0038956 | 656.5785 | 0.00060558 | 556.7289 | 0.10493 | 656.5785 | 0.00099105 | 651.03 | 0.00065439 | 656.5784 | 0.00088548 | 651.03 | 0.0015329 | 656.5785 | 0.0010192 | 558.698 | 1.4615e-05 | 656.5785 | 0.010559 | 558.698 | 1.6252e-05 | 656.5784 | 0.07036 | 656.2272 | 0.79299 | 835.4966 | 0.0064 | 656.2272 | 9.9573e-05 | 834.8363 | 0.56971 | 835.4966 | 0.05578 | 656.2272 | 0.06148 | 656.5784 | 0.13546
| 556.8451 | 0 | 656.8102 | 0.00069482 | 656.4592 | 4.8258e-05 | 556.8451 | 0 | 656.8102 | 0.00012388 | 656.4592 | -0.00047898 | 656.4592 | -0.00031854 | 558.8164 | 2.4564e-05 | 656.8102 | 0 | 651.26 | -0.00048303 | 656.8102 | 0 | 556.8451 | 0.10208 | 656.8102 | 0 | 651.26 | -0.0020922 | 656.8102 | 0.00011145 | 651.26 | 0.00014945 | 656.8102 | 0 | 558.8164 | 3.0647e-05 | 656.8102 | 0.0090349 | 558.8164 | 2.8012e-05 | 656.8102 | 0.06674 | 656.4592 | 0.80543 | 835.6633 | 0.00642 | 656.4592 | -0.0010887 | 835.0032 | 0.57304 | 835.6633 | 0.05593 | 656.4592 | 0.06017 | 656.8102 | 0.13431
| 556.9613 | 0.00080555 | 657.0419 | 0.0013282 | 656.6913 | 0.000317 | 556.9613 | 0.0017 | 657.0419 | 0.00025331 | 656.6913 | -0.00016945 | 656.6913 | 0.00061333 | 558.9348 | 1.2075e-05 | 657.0419 | 0.00055119 | 651.49 | 0.0019238 | 657.0419 | 0.00057504 | 556.9613 | 0.10036 | 657.0419 | 0.0010212 | 651.49 | 0.00053341 | 657.0419 | 0.00090795 | 651.49 | -0.00052809 | 657.0419 | 0.0012452 | 558.9348 | 1.6301e-05 | 657.0419 | 0.009715 | 558.9348 | 1.1761e-05 | 657.0419 | 0.06575 | 656.6913 | 0.81803 | 835.83 | 0.00717 | 656.6913 | 0.00027963 | 835.17 | 0.57229 | 835.83 | 0.05576 | 656.6913 | 0.06108 | 657.0419 | 0.13392
| 557.0775 | 0 | 657.2736 | 0.00044172 | 656.9233 | 0.00022449 | 557.0775 | 0 | 657.2736 | 0.00010326 | 656.9233 | -0.00088454 | 656.9233 | -0.0003701 | 559.0531 | 2.4777e-05 | 657.2736 | 0 | 651.72 | 0.0013799 | 657.2736 | 0 | 557.0775 | 0.10072 | 657.2736 | 0 | 651.72 | -0.00011158 | 657.2736 | 0.00024723 | 651.72 | -0.0030123 | 657.2736 | 8.9218e-05 | 559.0531 | 3.135e-05 | 657.2736 | 0.0086907 | 559.0531 | 2.4806e-05 | 657.2736 | 0.06301 | 656.9233 | 0.83468 | 835.9967 | 0.00809 | 656.9233 | -0.00089954 | 835.3369 | 0.5684 | 835.9967 | 0.05625 | 656.9233 | 0.0613 | 657.2736 | 0.13417
| 557.1937 | 0.0012 | 657.5053 | 0.0019448 | 657.1554 | 0.00031482 | 557.1937 | 0.00156 | 657.5053 | 0.0008141 | 657.1554 | 0.00022521 | 657.1554 | 0.00047923 | 559.1715 | 1.278e-05 | 657.5053 | 0.00034325 | 651.95 | -0.00090196 | 657.5053 | 0.00058551 | 557.1937 | 0.09721 | 657.5053 | 0.00086231 | 651.95 | 0.0022525 | 657.5053 | 0.00087178 | 651.95 | 0.0021409 | 657.5053 | 0.00086151 | 559.1715 | 1.5166e-05 | 657.5053 | 0.0090981 | 559.1715 | 1.3045e-05 | 657.5053 | 0.0615 | 657.1554 | 0.84865 | 836.1634 | 0.00795 | 657.1554 | 0.001392 | 835.5038 | 0.58139 | 836.1634 | 0.05637 | 657.1554 | 0.06183 | 657.5053 | 0.13321
| 557.3099 | 0 | 657.7371 | 0.00033358 | 657.3875 | -0.00013227 | 557.3099 | 0 | 657.7371 | -0.00058015 | 657.3875 | -0.00046308 | 657.3875 | -0.00047839 | 559.2899 | 2.6882e-05 | 657.7371 | 0 | 652.19 | -0.0019296 | 657.7371 | 0 | 557.3099 | 0.0964 | 657.7371 | 0 | 652.19 | -0.0012113 | 657.7371 | 0.00017336 | 652.19 | -0.0030129 | 657.7371 | 0 | 559.2899 | 3.0507e-05 | 657.7371 | 0.0076785 | 559.2899 | 2.3741e-05 | 657.7371 | 0.05754 | 657.3875 | 0.85341 | 836.33 | 0.0077 | 657.3875 | -0.00038569 | 835.6707 | 0.57368 | 836.33 | 0.05687 | 657.3875 | 0.06035 | 657.7371 | 0.13136
| 557.4262 | 0 | 657.9688 | 0.00078189 | 657.6196 | 0.00015841 | 557.4262 | 0.00187 | 657.9688 | -0.00038726 | 657.6196 | 6.5853e-06 | 657.6196 | 0.00048305 | 559.4083 | 1.4192e-05 | 657.9688 | 0.00036563 | 652.42 | -0.00059931 | 657.9688 | 0.00062797 | 557.4262 | 0.09619 | 657.9688 | 0.00037184 | 652.42 | -0.00048967 | 657.9688 | 0.00072703 | 652.42 | 0.00099193 | 657.9688 | 0.00071326 | 559.4083 | 1.5681e-05 | 657.9688 | 0.0083154 | 559.4083 | 1.0695e-05 | 657.9688 | 0.05701 | 657.6196 | 0.86478 | 836.4967 | 0.0064 | 657.6196 | 0.00026351 | 835.8375 | 0.57701 | 836.4967 | 0.05683 | 657.6196 | 0.06006 | 657.9688 | 0.13025
| 557.5424 | 0 | 658.2006 | 0.00031883 | 657.8517 | 1.2456e-05 | 557.5424 | 0 | 658.2006 | 7.6424e-06 | 657.8517 | -0.00043926 | 657.8517 | -0.00034779 | 559.5266 | 2.7611e-05 | 658.2006 | 0 | 652.65 | -0.0021427 | 658.2006 | 0 | 557.5424 | 0.0978 | 658.2006 | 0 | 652.65 | -0.0027952 | 658.2006 | 0.00014393 | 652.65 | -0.0011339 | 658.2006 | 0 | 559.5266 | 3.1244e-05 | 658.2006 | 0.0073369 | 559.5266 | 2.4378e-05 | 658.2006 | 0.05404 | 657.8517 | 0.8701 | 836.6634 | 0.00652 | 657.8517 | -0.00081896 | 836.0044 | 0.57576 | 836.6634 | 0.05728 | 657.8517 | 0.0585 | 658.2006 | 0.12907
| 557.6586 | 0.00127 | 658.4324 | 0.0011958 | 658.0838 | 0.00017575 | 557.6586 | 0.00144 | 658.4324 | 0.00055712 | 658.0838 | 0.00048334 | 658.0838 | 0.00037583 | 559.645 | 1.3553e-05 | 658.4324 | 0.00054473 | 652.88 | -0.0014237 | 658.4324 | 0.0006046 | 557.6586 | 0.09587 | 658.4324 | 0.00067333 | 652.88 | 0.00016963 | 658.4324 | 0.00081972 | 652.88 | -0.00085692 | 658.4324 | 0.00096015 | 559.645 | 1.581e-05 | 658.4324 | 0.0079613 | 559.645 | 1.5186e-05 | 658.4324 | 0.05288 | 658.0838 | 0.87397 | 836.8301 | 0.00663 | 658.0838 | -0.00012762 | 836.1713 | 0.58569 | 836.8301 | 0.05748 | 658.0838 | 0.05797 | 658.4324 | 0.12762
| 557.7749 | 0 | 658.6641 | -0.00046191 | 658.3159 | 7.1196e-05 | 557.7749 | 0 | 658.6641 | -1.6411e-05 | 658.3159 | -0.0005799 | 658.3159 | -0.00032544 | 559.7634 | 2.7073e-05 | 658.6641 | 0 | 653.12 | -0.00055668 | 658.6641 | 0 | 557.7749 | 0.0943 | 658.6641 | 0 | 653.12 | 0.0014411 | 658.6641 | 8.4289e-05 | 653.12 | 0.0021924 | 658.6641 | 0 | 559.7634 | 2.9663e-05 | 658.6641 | 0.0066132 | 559.7634 | 2.6947e-05 | 658.6641 | 0.04994 | 658.316 | 0.87257 | 836.9968 | 0.00686 | 658.3159 | 0.00057835 | 836.3382 | 0.5826 | 836.9968 | 0.05808 | 658.316 | 0.05509 | 658.6641 | 0.12579
| 557.8911 | 0 | 658.8959 | 0.0014483 | 658.5481 | 0.0001263 | 557.8911 | 0.00111 | 658.8959 | -0.00027524 | 658.5481 | -0.00026387 | 658.5481 | 0.00036691 | 559.8818 | 1.3688e-05 | 658.8959 | 0.00019053 | 653.35 | 0.00016076 | 658.8959 | 0.00053571 | 557.8911 | 0.09196 | 658.8959 | 0.00042993 | 653.35 | -0.00075524 | 658.8959 | 0.00065629 | 653.35 | -0.0022613 | 658.8959 | 0.00069892 | 559.8818 | 1.41e-05 | 658.8959 | 0.0076042 | 559.8818 | 1.3474e-05 | 658.8959 | 0.0498 | 658.5481 | 0.89569 | 837.1635 | 0.00707 | 658.5481 | 0.00031243 | 836.5051 | 0.59055 | 837.1635 | 0.05825 | 658.5481 | 0.0564 | 658.8959 | 0.1276
| 558.0074 | 0 | 659.1277 | 0.00092375 | 658.7802 | 2.855e-05 | 558.0074 | 0 | 659.1277 | 0.00036037 | 658.7802 | -0.00071923 | 658.7802 | -0.00038323 | 560.0002 | 2.7353e-05 | 659.1278 | 0 | 653.58 | 0.0019665 | 659.1278 | 0 | 558.0074 | 0.09141 | 659.1278 | 0 | 653.58 | 0.0016591 | 659.1277 | 2.3697e-05 | 653.58 | -0.00077412 | 659.1278 | 0 | 560.0002 | 2.9172e-05 | 659.1278 | 0.0065673 | 560.0002 | 2.6947e-05 | 659.1277 | 0.04724 | 658.7802 | 0.90557 | 837.3302 | 0.0065 | 658.7802 | -1.6996e-05 | 836.672 | 0.58538 | 837.3302 | 0.05864 | 658.7802 | 0.05593 | 659.1277 | 0.12631
| 558.1236 | 0.000554 | 659.3596 | 0.00099852 | 659.0124 | 0.00025549 | 558.1236 | 0.00095371 | 659.3596 | 0.00052903 | 659.0124 | 0.00057066 | 659.0124 | 0.00051593 | 560.1186 | 1.3789e-05 | 659.3596 | 0.00072553 | 653.81 | 0.0010791 | 659.3596 | 0.000583 | 558.1236 | 0.09077 | 659.3596 | 0.00083703 | 653.81 | 0.0010133 | 659.3596 | 0.00084772 | 653.81 | 0.00025009 | 659.3596 | 0.0010222 | 560.1186 | 1.5072e-05 | 659.3596 | 0.0071957 | 560.1186 | 1.5505e-05 | 659.3596 | 0.04613 | 659.0124 | 0.9171 | 837.4969 | 0.00631 | 659.0124 | 0.0018522 | 836.8389 | 0.58767 | 837.4969 | 0.0587 | 659.0124 | 0.05655 | 659.3596 | 0.12532
| 558.2399 | 0 | 659.5914 | 0.0012916 | 659.2446 | -2.1022e-05 | 558.2399 | 0 | 659.5914 | -0.00014257 | 659.2446 | -0.00087346 | 659.2446 | -0.00052992 | 560.237 | 2.6603e-05 | 659.5914 | 0 | 654.04 | -0.00080375 | 659.5914 | 0 | 558.2399 | 0.0905 | 659.5914 | 0 | 654.04 | 0.00013393 | 659.5914 | 0 | 654.04 | 0.0014232 | 659.5914 | 0 | 560.237 | 3.0261e-05 | 659.5914 | 0.006093 | 560.237 | 3.0263e-05 | 659.5914 | 0.04314 | 659.2446 | 0.91645 | 837.6637 | 0.00624 | 659.2446 | -0.00090763 | 837.0058 | 0.59276 | 837.6637 | 0.05915 | 659.2446 | 0.05528 | 659.5914 | 0.12227
| 558.3561 | 0.00127 | 659.8232 | 0.0012366 | 659.4767 | 0.00028955 | 558.3561 | 0.00095371 | 659.8232 | 0.00060188 | 659.4767 | 0.00035482 | 659.4767 | 0.00041728 | 560.3554 | 1.2937e-05 | 659.8232 | 0.00042089 | 654.28 | -0.0017015 | 659.8232 | 0.00072615 | 558.3561 | 0.08957 | 659.8232 | 0.00071371 | 654.28 | -0.0014773 | 659.8232 | 0.00085997 | 654.28 | -0.0010934 | 659.8232 | 0.00054912 | 560.3554 | 1.5247e-05 | 659.8232 | 0.0066171 | 560.3554 | 1.5285e-05 | 659.8232 | 0.04302 | 659.4767 | 0.93186 | 837.8304 | 0.00499 | 659.4767 | 0.0012496 | 837.1727 | 0.59521 | 837.8304 | 0.05927 | 659.4767 | 0.05569 | 659.8232 | 0.12277
| 558.4724 | 0 | 660.0551 | 0.00039738 | 659.7089 | 5.2404e-05 | 558.4724 | 0 | 660.0551 | -0.00070721 | 659.7089 | -0.00010061 | 659.7089 | -0.00031147 | 560.4738 | 2.6815e-05 | 660.0551 | 0 | 654.51 | -0.00080166 | 660.0551 | 0 | 558.4724 | 0.0899 | 660.0551 | 0 | 654.51 | -0.0002757 | 660.0551 | 0.00016698 | 654.51 | -0.0021178 | 660.0551 | 0 | 560.4738 | 3.0202e-05 | 660.0551 | 0.0056333 | 560.4738 | 3.0582e-05 | 660.0551 | 0.04123 | 659.7089 | 0.94596 | 837.9971 | 0.00731 | 659.7089 | 0.0011271 | 837.3397 | 0.59596 | 837.9971 | 0.05966 | 659.7089 | 0.0557 | 660.0551 | 0.12243
| 558.5887 | 0.00058994 | 660.2869 | 0.0014869 | 659.9411 | 0.0002353 | 558.5887 | 0.0016 | 660.2869 | 0.00069548 | 659.9411 | 0.00016333 | 659.9411 | 0.00045552 | 560.5922 | 1.4024e-05 | 660.2869 | 0.00022291 | 654.74 | 0.0011298 | 660.2869 | 0.00067437 | 558.5887 | 0.09139 | 660.2869 | 0.00065984 | 654.74 | -0.0013761 | 660.2869 | 0.00065626 | 654.74 | -0.00036875 | 660.2869 | 0.00061515 | 560.5922 | 1.5002e-05 | 660.2869 | 0.0062816 | 560.5922 | 1.5823e-05 | 660.2869 | 0.0407 | 659.9411 | 0.95567 | 838.1638 | 0.0052 | 659.9411 | 0.0011641 | 837.5066 | 0.59945 | 838.1638 | 0.05973 | 659.9411 | 0.05628 | 660.2869 | 0.12139
| 558.705 | 0 | 660.5188 | 0.001141 | 660.1733 | 0.00021288 | 558.705 | 0 | 660.5188 | -0.00048108 | 660.1733 | -0.00033164 | 660.1733 | -0.00032223 | 560.7106 | 2.6625e-05 | 660.5188 | 0 | 654.97 | 0.0016814 | 660.5188 | 0 | 558.705 | 0.08695 | 660.5188 | 0 | 654.97 | 0.00013271 | 660.5188 | 0.00019607 | 654.97 | -0.0017968 | 660.5188 | 0 | 560.7106 | 2.9769e-05 | 660.5188 | 0.0057282 | 560.7106 | 2.6947e-05 | 660.5188 | 0.03799 | 660.1733 | 0.95903 | 838.3306 | 0.00538 | 660.1733 | 0.00029415 | 837.6735 | 0.59762 | 838.3306 | 0.06034 | 660.1733 | 0.05422 | 660.5188 | 0.12013
| 558.8213 | 0.00138 | 660.7507 | 0.0012335 | 660.4056 | 0.00013172 | 558.8213 | 0.00102 | 660.7507 | -1.1517e-05 | 660.4056 | 0.00046391 | 660.4056 | 0.0004138 | 560.829 | 1.2747e-05 | 660.7507 | 0.00039768 | 655.2 | -0.0010193 | 660.7507 | 0.00039522 | 558.8213 | 0.08923 | 660.7507 | 0.00033887 | 655.2 | -0.00037945 | 660.7507 | 0.00062887 | 655.2 | 0.00063201 | 660.7507 | 0.00046763 | 560.829 | 1.4826e-05 | 660.7507 | 0.0059845 | 560.829 | 1.1552e-05 | 660.7507 | 0.03752 | 660.4056 | 0.96295 | 838.4973 | 0.0079 | 660.4056 | 3.3204e-05 | 837.8405 | 0.60407 | 838.4973 | 0.06058 | 660.4056 | 0.05503 | 660.7507 | 0.11927
| 558.9376 | 0 | 660.9826 | 0.0011412 | 660.6378 | 0.00021051 | 558.9376 | 0 | 660.9826 | -0.00028502 | 660.6378 | -0.00030324 | 660.6378 | -0.00030295 | 560.9474 | 2.5662e-05 | 660.9826 | 0 | 655.44 | -0.0015747 | 660.9826 | 0 | 558.9376 | 0.0859 | 660.9826 | 0 | 655.44 | -0.00034156 | 660.9826 | 0.00020577 | 655.44 | 0.0013757 | 660.9826 | 0 | 560.9474 | 2.8902e-05 | 660.9826 | 0.0049833 | 560.9474 | 2.5662e-05 | 660.9826 | 0.03601 | 660.6378 | 0.97307 | 838.664 | 0.00466 | 660.6378 | -0.00056779 | 838.0074 | 0.6029 | 838.664 | 0.06129 | 660.6378 | 0.05361 | 660.9826 | 0.11865
| 559.0539 | 0.00187 | 661.2145 | 0.0010353 | 660.87 | 0.00016503 | 559.0539 | 0.00071094 | 661.2145 | 0.00042832 | 660.87 | 0.00051477 | 660.87 | 0.00046718 | 561.0659 | 1.3016e-05 | 661.2145 | 0.00055069 | 655.67 | 0.00040733 | 661.2145 | 0.0006728 | 559.0539 | 0.08549 | 661.2145 | 0.00067255 | 655.67 | -0.0018337 | 661.2145 | 0.00075163 | 655.67 | -0.0018663 | 661.2145 | 0.00072268 | 561.0659 | 1.417e-05 | 661.2145 | 0.0057976 | 561.0659 | 1.4758e-05 | 661.2145 | 0.03505 | 660.87 | 0.97948 | 838.8308 | 0.00615 | 660.87 | 0.00062042 | 838.1743 | 0.60899 | 838.8308 | 0.06137 | 660.87 | 0.05416 | 661.2145 | 0.11822
| 559.1702 | 0 | 661.4464 | 0.00079791 | 661.1023 | 2.3622e-06 | 559.1702 | 0 | 661.4464 | -1.3265e-05 | 661.1023 | -0.00061701 | 661.1023 | -0.00039732 | 561.1843 | 2.4306e-05 | 661.4464 | 0 | 655.9 | -0.0010374 | 661.4464 | 0 | 559.1702 | 0.08567 | 661.4464 | 0 | 655.9 | -0.0005751 | 661.4464 | 0.0001433 | 655.9 | -0.00056496 | 661.4464 | 0 | 561.1843 | 2.923e-05 | 661.4464 | 0.0048293 | 561.1843 | 2.7584e-05 | 661.4464 | 0.03367 | 661.1023 | 0.99724 | 838.9975 | 0.00439 | 661.1023 | -0.00087371 | 838.3413 | 0.6064 | 838.9975 | 0.062 | 661.1023 | 0.05366 | 661.4464 | 0.11866
| 559.2865 | 0.00125 | 661.6783 | 0.0019064 | 661.3346 | 0.00023836 | 559.2865 | 0.00147 | 661.6783 | -0.00035845 | 661.3346 | 7.4098e-05 | 661.3346 | 0.00041141 | 561.3027 | 1.156e-05 | 661.6783 | 0.00038605 | 656.13 | 0.0010798 | 661.6783 | 0.00076497 | 559.2865 | 0.0827 | 661.6783 | 0.00063919 | 656.13 | 0.0022286 | 661.6783 | 0.00078241 | 656.13 | -0.00018722 | 661.6783 | 0.00055122 | 561.3027 | 1.5166e-05 | 661.6783 | 0.0052681 | 561.3027 | 1.3254e-05 | 661.6783 | 0.03282 | 661.3346 | 0.98804 | 839.1642 | 0.00586 | 661.3346 | -0.00017319 | 838.5082 | 0.61431 | 839.1642 | 0.0621 | 661.3346 | 0.05292 | 661.6783 | 0.11622
| 559.4028 | 0 | 661.9103 | 0.00086635 | 661.5668 | 8.6323e-05 | 559.4028 | 0 | 661.9103 | -0.00028124 | 661.5668 | -0.00060168 | 661.5668 | -0.00032893 | 561.4211 | 2.5583e-05 | 661.9103 | 0 | 656.37 | -0.0014106 | 661.9103 | 0 | 559.4028 | 0.08442 | 661.9103 | 0 | 656.37 | -0.0032242 | 661.9103 | 0 | 656.37 | 0.00056793 | 661.9103 | 0 | 561.4211 | 2.9289e-05 | 661.9103 | 0.004498 | 561.4211 | 2.5454e-05 | 661.9103 | 0.03116 | 661.5668 | 0.99419 | 839.331 | 0.00471 | 661.5668 | -0.001089 | 838.6752 | 0.60778 | 839.331 | 0.06278 | 661.5668 | 0.05289 | 661.9103 | 0.11627
| 559.5191 | 0.00051807 | 662.1422 | 0.00010795 | 661.7991 | 0.00029124 | 559.5191 | 0.00123 | 662.1422 | -5.3299e-05 | 661.7991 | 9.0127e-05 | 661.7991 | 0.00044868 | 561.5396 | 1.4348e-05 | 662.1422 | 0.00030287 | 656.6 | 0.00028428 | 662.1422 | 0.00051392 | 559.5191 | 0.08458 | 662.1422 | 0.00078047 | 656.6 | -6.6701e-05 | 662.1422 | 0.00074478 | 656.6 | 0.00084893 | 662.1422 | 0.0007644 | 561.5396 | 1.4311e-05 | 662.1422 | 0.005219 | 561.5396 | 1.2408e-05 | 662.1422 | 0.03048 | 661.7991 | 0.99233 | 839.4977 | 0.0052 | 661.7991 | 0.0018722 | 838.8421 | 0.61541 | 839.4977 | 0.06298 | 661.7991 | 0.05288 | 662.1422 | 0.11502
| 559.6355 | 0 | 662.3741 | 0.00016147 | 662.0314 | 0.00027252 | 559.6355 | 0 | 662.3741 | -0.00077616 | 662.0314 | -0.00095409 | 662.0314 | -0.00038821 | 561.658 | 2.7308e-05 | 662.3742 | 0 | 656.83 | -0.00074274 | 662.3742 | 0 | 559.6355 | 0.08184 | 662.3742 | 0 | 656.83 | 0.002083 | 662.3741 | 0.00021458 | 656.83 | -0.0017394 | 662.3742 | 6.6032e-05 | 561.658 | 2.9359e-05 | 662.3742 | 0.0041843 | 561.658 | 2.6727e-05 | 662.3741 | 0.02891 | 662.0314 | 0.9942 | 839.6645 | 0.00459 | 662.0314 | -0.00063178 | 839.0091 | 0.61412 | 839.6645 | 0.06353 | 662.0314 | 0.04975 | 662.3741 | 0.11397
| 559.7518 | 0.00089539 | 662.6061 | 0.00057046 | 662.2637 | 0.00024682 | 559.7518 | 0.00088435 | 662.6061 | 0.0001312 | 662.2637 | 0.00043575 | 662.2637 | 0.00043882 | 561.7764 | 1.3251e-05 | 662.6061 | 0.00055128 | 657.06 | 0.0015423 | 662.6061 | 0.00048994 | 559.7518 | 0.08407 | 662.6061 | 0.00064319 | 657.06 | -0.00095512 | 662.6061 | 0.00090776 | 657.06 | -0.00046887 | 662.6061 | 0.00057624 | 561.7764 | 1.5166e-05 | 662.6061 | 0.0048356 | 561.7764 | 1.433e-05 | 662.6061 | 0.02881 | 662.2637 | 0.99874 | 839.8312 | 0.00679 | 662.2637 | 0.0016024 | 839.176 | 0.62651 | 839.8312 | 0.06354 | 662.2637 | 0.05376 | 662.6061 | 0.11393
| 559.8682 | 0 | 662.8381 | 0.00082424 | 662.496 | 0.00024557 | 559.8682 | 0 | 662.8381 | -0.00081906 | 662.496 | -0.00073286 | 662.496 | -0.00035787 | 561.8949 | 2.6603e-05 | 662.8381 | 0 | 657.3 | -0.00111 | 662.8381 | 0 | 559.8682 | 0.08025 | 662.8381 | 0 | 657.3 | -0.0010493 | 662.8381 | 7.1113e-05 | 657.3 | 0.00077712 | 662.8381 | 0.00011702 | 561.8949 | 2.9535e-05 | 662.8381 | 0.0038924 | 561.8949 | 2.5454e-05 | 662.8381 | 0.0271 | 662.496 | 1 | 839.998 | 0.0051 | 662.496 | -0.00033698 | 839.343 | 0.62168 | 839.998 | 0.0639 | 662.496 | 0.05129 | 662.8381 | 0.11329
| 559.9845 | 0.00057197 | 663.0701 | 0.00071396 | 662.7284 | 6.0702e-05 | 559.9845 | 0.00019074 | 663.0701 | 0.00013386 | 662.7284 | -0.0001715 | 662.7284 | 0.00048271 | 562.0133 | 1.3464e-05 | 663.0701 | 0.00040149 | 657.53 | -0.00022045 | 663.0701 | 0.00060773 | 559.9845 | 0.07845 | 663.0701 | 0.00049345 | 657.53 | -0.0015936 | 663.0701 | 0.00052988 | 657.53 | -0.00015255 | 663.0701 | 0.00062663 | 562.0133 | 1.4475e-05 | 663.0701 | 0.0045597 | 562.0133 | 1.1124e-05 | 663.0701 | 0.02678 | 662.7283 | 0.99768 | 840.1648 | 0.00408 | 662.7284 | -0.00044771 | 839.51 | 0.62719 | 840.1648 | 0.06399 | 662.7283 | 0.05164 | 663.0701 | 0.11269
| 560.1009 | 0 | 663.3021 | 0.00023664 | 662.9607 | 0.00011188 | 560.1009 | 0 | 663.3021 | -0.00015494 | 662.9607 | -0.00063225 | 662.9607 | -0.00038478 | 562.1318 | 2.6524e-05 | 663.3021 | 0 | 657.76 | -0.0024601 | 663.3021 | 0 | 560.1009 | 0.07974 | 663.3021 | 0 | 657.76 | -0.002374 | 663.3021 | 1.8275e-06 | 657.76 | -0.0024749 | 663.3021 | 0 | 562.1318 | 2.964e-05 | 663.3021 | 0.0039089 | 562.1318 | 2.2884e-05 | 663.3021 | 0.02539 | 662.9607 | 0.99848 | 840.3315 | 0.00468 | 662.9607 | 7.5235e-05 | 839.6769 | 0.6239 | 840.3315 | 0.06439 | 662.9607 | 0.04972 | 663.3021 | 0.11222
| 560.2172 | 0.00106 | 663.5341 | 0.0015788 | 663.193 | 0.00026932 | 560.2172 | 0.0016 | 663.5341 | -8.3135e-05 | 663.193 | 0.00051493 | 663.193 | 0.00043259 | 562.2502 | 1.3116e-05 | 663.5341 | 0.00062482 | 657.99 | -0.00018621 | 663.5341 | 0.00071315 | 560.2172 | 0.07765 | 663.5341 | 0.00096363 | 657.99 | -0.0013316 | 663.5341 | 0.00071427 | 657.99 | 0.0011857 | 663.5341 | 0.00076788 | 562.2502 | 1.5353e-05 | 663.5341 | 0.004466 | 562.2502 | 1.2408e-05 | 663.5341 | 0.02533 | 663.193 | 0.99928 | 840.4983 | 0.00526 | 663.193 | 0.00065979 | 839.8439 | 0.62893 | 840.4983 | 0.06438 | 663.193 | 0.0508 | 663.5341 | 0.11225
| 560.3336 | 0 | 663.7661 | 0.0013262 | 663.4254 | -0.00010307 | 560.3336 | 0 | 663.7661 | -0.00073632 | 663.4254 | -0.00063811 | 663.4254 | -0.00031422 | 562.3687 | 2.7073e-05 | 663.7661 | 0 | 658.22 | -0.0030066 | 663.7661 | 0 | 560.3336 | 0.07454 | 663.7661 | 0 | 658.22 | 0.0022737 | 663.7661 | 8.653e-05 | 658.22 | -0.0002183 | 663.7661 | 0 | 562.3687 | 3.0542e-05 | 663.7661 | 0.0034828 | 562.3687 | 2.6091e-05 | 663.7661 | 0.02384 | 663.4254 | 0.99059 | 840.6651 | 0.0054 | 663.4254 | -0.00057775 | 840.0109 | 0.63224 | 840.6651 | 0.06455 | 663.4254 | 0.04945 | 663.7661 | 0.11073
| 560.4499 | 0.00087741 | 663.9982 | 0.00064673 | 663.6578 | 0.00021041 | 560.4499 | 0.00095371 | 663.9982 | -0.00015294 | 663.6578 | -0.00012251 | 663.6578 | 0.000425 | 562.4871 | 1.4057e-05 | 663.9981 | 0.00045902 | 658.46 | 0.0023764 | 663.9981 | 0.00054099 | 560.4499 | 0.07731 | 663.9981 | 0.00048878 | 658.46 | -3.4956e-05 | 663.9982 | 0.00061258 | 658.46 | 0.0012454 | 663.9981 | 0.00052917 | 562.4871 | 1.5353e-05 | 663.9981 | 0.0043158 | 562.4871 | 1.433e-05 | 663.9982 | 0.024 | 663.6577 | 0.99808 | 840.8319 | 0.00649 | 663.6578 | 0.0016646 | 840.1779 | 0.63461 | 840.8319 | 0.06458 | 663.6577 | 0.05148 | 663.9982 | 0.11141
| 560.5663 | 0 | 664.2302 | 0.00036833 | 663.8901 | 0.00013111 | 560.5663 | 0 | 664.2302 | -0.00067556 | 663.8901 | -0.00063006 | 663.8901 | -0.00029541 | 562.6056 | 2.6423e-05 | 664.2302 | 0 | 658.69 | -0.0025465 | 664.2302 | 0 | 560.5663 | 0.07386 | 664.2302 | 0 | 658.69 | 0.0013533 | 664.2302 | 4.6475e-05 | 658.69 | 7.5855e-05 | 664.2302 | 0 | 562.6056 | 3.1362e-05 | 664.2302 | 0.0031352 | 562.6056 | 2.6299e-05 | 664.2302 | 0.02239 | 663.8901 | 0.97948 | 840.9986 | 0.00599 | 663.8901 | -0.00063068 | 840.3448 | 0.63102 | 840.9986 | 0.06506 | 663.8901 | 0.04936 | 664.2302 | 0.10895
| 560.6827 | 0.00033839 | 664.4622 | 0.0013221 | 664.1225 | 0.00026129 | 560.6827 | 0.00172 | 664.4622 | -3.7288e-05 | 664.1225 | -0.0001243 | 664.1225 | 0.00053765 | 562.724 | 1.2433e-05 | 664.4622 | 0.00041114 | 658.92 | 5.0592e-05 | 664.4622 | 0.00052528 | 560.6827 | 0.07555 | 664.4622 | 0.00098036 | 658.92 | 0.0014502 | 664.4622 | 0.00083069 | 658.92 | 0.0020589 | 664.4622 | 0.00084184 | 562.724 | 1.6173e-05 | 664.4622 | 0.0040002 | 562.724 | 1.2617e-05 | 664.4622 | 0.02229 | 664.1225 | 0.97543 | 841.1654 | 0.0063 | 664.1225 | -0.00013269 | 840.5118 | 0.64017 | 841.1654 | 0.06538 | 664.1225 | 0.05033 | 664.4622 | 0.10861
| 560.7991 | 0 | 664.6943 | 0.00040574 | 664.3549 | 0.0001826 | 560.7991 | 0 | 664.6943 | -5.5042e-05 | 664.3549 | -0.00024639 | 664.3549 | -0.00035988 | 562.8425 | 2.4754e-05 | 664.6943 | 0 | 659.15 | -5.0592e-05 | 664.6943 | 0 | 560.7991 | 0.07446 | 664.6943 | 0.00021166 | 659.15 | -0.0022627 | 664.6943 | 0.00037905 | 659.15 | -0.001127 | 664.6943 | 0 | 562.8425 | 3.2474e-05 | 664.6943 | 0.0033207 | 562.8425 | 2.1808e-05 | 664.6943 | 0.02105 | 664.3549 | 0.96811 | 841.3322 | 0.00452 | 664.3549 | -0.0006777 | 840.6788 | 0.63462 | 841.3322 | 0.06589 | 664.3549 | 0.0495 | 664.6943 | 0.10787
| 560.9155 | 0.00124 | 664.9264 | 0.00015631 | 664.5873 | 0.00018641 | 560.9155 | 0.00088435 | 664.9264 | 0.00012279 | 664.5873 | 0.00032407 | 664.5873 | 0.00035185 | 562.961 | 1.2433e-05 | 664.9264 | 0.00037907 | 659.39 | -0.0027826 | 664.9264 | 0.00061368 | 560.9155 | 0.07243 | 664.9264 | 0.00028348 | 659.39 | -0.0027148 | 664.9264 | 0.0007263 | 659.39 | 0.00030341 | 664.9264 | 0.00054823 | 562.961 | 1.6325e-05 | 664.9264 | 0.0034555 | 562.961 | 9.4106e-06 | 664.9264 | 0.02072 | 664.5873 | 0.95891 | 841.499 | 0.00489 | 664.5873 | -0.00043515 | 840.8458 | 0.64675 | 841.499 | 0.06604 | 664.5873 | 0.04974 | 664.9264 | 0.10731
| 561.0319 | 0 | 665.1584 | -3.6773e-05 | 664.8197 | 0.00024877 | 561.0319 | 0 | 665.1584 | -6.2744e-05 | 664.8197 | -0.000369 | 664.8197 | -0.00026941 | 563.0794 | 2.5482e-05 | 665.1584 | 0 | 659.62 | -0.0011973 | 665.1584 | 0 | 561.0319 | 0.07165 | 665.1584 | 0.00010281 | 659.62 | -0.00080984 | 665.1584 | 0.00032148 | 659.62 | -0.0025248 | 665.1584 | 0.00015241 | 563.0794 | 3.1385e-05 | 665.1584 | 0.00286 | 563.0794 | 2.3093e-05 | 665.1585 | 0.01936 | 664.8197 | 0.95038 | 841.6658 | 0.00548 | 664.8197 | -0.00042372 | 841.0128 | 0.64502 | 841.6658 | 0.06636 | 664.8197 | 0.04884 | 665.1584 | 0.10653
| 561.1483 | 0.00174 | 665.3906 | 0.0015461 | 665.0522 | 0.00027292 | 561.1483 | 0.00123 | 665.3906 | 0.00030282 | 665.0522 | 0.00026702 | 665.0522 | 0.0005103 | 563.1979 | 1.3139e-05 | 665.3905 | 0.00071585 | 659.85 | -0.0017707 | 665.3905 | 0.00064592 | 561.1483 | 0.06919 | 665.3905 | 0.00074773 | 659.85 | 0.0013856 | 665.3906 | 0.00082702 | 659.85 | 0.0014413 | 665.3905 | 0.00073707 | 563.1979 | 1.5084e-05 | 665.3905 | 0.0037514 | 563.1979 | 1.3902e-05 | 665.3906 | 0.01946 | 665.0522 | 0.94135 | 841.8326 | 0.0048 | 665.0522 | 0.00044886 | 841.1798 | 0.64475 | 841.8326 | 0.06645 | 665.0522 | 0.04951 | 665.3906 | 0.10621
| 561.2647 | 0 | 665.6226 | 0.00066718 | 665.2846 | 7.6277e-06 | 561.2647 | 0 | 665.6226 | -0.00095713 | 665.2846 | -0.00028366 | 665.2846 | -0.00041462 | 563.3164 | 2.6412e-05 | 665.6226 | 0 | 660.08 | -0.00028669 | 665.6226 | 0 | 561.2647 | 0.07102 | 665.6226 | 0 | 660.08 | -0.0006807 | 665.6226 | 4.0875e-05 | 660.08 | -0.0032725 | 665.6226 | 0 | 563.3164 | 2.9148e-05 | 665.6226 | 0.0026917 | 563.3164 | 2.4806e-05 | 665.6226 | 0.01823 | 665.2846 | 0.929 | 841.9994 | 0.00524 | 665.2846 | -0.001093 | 841.3468 | 0.65002 | 841.9994 | 0.0668 | 665.2846 | 0.04888 | 665.6226 | 0.10553
| 561.3811 | 0.00084148 | 665.8547 | 0.0012331 | 665.5171 | -5.9363e-05 | 561.3811 | 0.00057222 | 665.8547 | -9.8376e-05 | 665.5171 | -2.1697e-05 | 665.5171 | 0.00039832 | 563.4349 | 1.3374e-05 | 665.8548 | 0.00033011 | 660.32 | -0.00072515 | 665.8548 | 0.00031596 | 561.3811 | 0.07226 | 665.8548 | 0.00078657 | 660.32 | -0.0019399 | 665.8547 | 0.00061163 | 660.32 | -0.0012895 | 665.8548 | 0.00010487 | 563.4349 | 1.4076e-05 | 665.8548 | 0.003407 | 563.4349 | 1.1124e-05 | 665.8547 | 0.01861 | 665.5171 | 0.92138 | 842.1662 | 0.00519 | 665.5171 | 0.00081372 | 841.5139 | 0.65685 | 842.1662 | 0.06685 | 665.5171 | 0.04959 | 665.8547 | 0.10497
| 561.4975 | 0 | 666.0869 | -0.00046961 | 665.7495 | 0.00011753 | 561.4975 | 0 | 666.0869 | -5.5702e-05 | 665.7495 | -0.00022673 | 665.7495 | -0.00038681 | 563.5534 | 2.77e-05 | 666.0869 | 0 | 660.55 | -0.0016358 | 666.0869 | 0 | 561.4975 | 0.07202 | 666.0869 | 0 | 660.55 | -0.00097128 | 666.0869 | 0.00010997 | 660.55 | 0.0020589 | 666.0869 | 0 | 563.5534 | 2.8785e-05 | 666.0869 | 0.0026954 | 563.5534 | 2.2236e-05 | 666.0869 | 0.01693 | 665.7495 | 0.90669 | 842.333 | 0.0054 | 665.7495 | -0.0011195 | 841.6809 | 0.65842 | 842.333 | 0.0674 | 665.7495 | 0.04825 | 666.0869 | 0.10429
| 561.614 | 0.00125 | 666.319 | 0.001259 | 665.982 | 0.00025974 | 561.614 | 0.00114 | 666.319 | 0.00031858 | 665.982 | 0.00044121 | 665.982 | 0.00040865 | 563.6718 | 1.4416e-05 | 666.319 | 0.00042826 | 660.78 | 0.0011299 | 666.319 | 0.00059344 | 561.614 | 0.06783 | 666.319 | 0.0004627 | 660.78 | 0.00057846 | 666.319 | 0.00061356 | 660.78 | 0.00098612 | 666.319 | 0.00057123 | 563.6718 | 1.4697e-05 | 666.319 | 0.0034196 | 563.6718 | 1.1124e-05 | 666.319 | 0.01723 | 665.982 | 0.89405 | 842.4998 | 0.00512 | 665.982 | 0.0013392 | 841.8479 | 0.65265 | 842.4998 | 0.06761 | 665.982 | 0.04932 | 666.319 | 0.10382
| 561.7304 | 0 | 666.5511 | 0.00055715 | 666.2145 | 0.00015385 | 561.7304 | 0 | 666.5511 | -0.00011089 | 666.2145 | -0.0007787 | 666.2145 | -0.00035763 | 563.7903 | 2.6054e-05 | 666.5512 | 0 | 661.01 | -0.00035414 | 666.5512 | 0 | 561.7304 | 0.06662 | 666.5512 | 0 | 661.01 | -0.0029085 | 666.5511 | 5.8834e-05 | 661.01 | 0.00020589 | 666.5512 | 0 | 563.7903 | 2.8785e-05 | 666.5512 | 0.002508 | 563.7903 | 2.2236e-05 | 666.5512 | 0.01609 | 666.2145 | 0.87625 | 842.6666 | 0.00457 | 666.2145 | -0.000156 | 842.0149 | 0.66496 | 842.6666 | 0.06838 | 666.2145 | 0.04811 | 666.5511 | 0.10309
| 561.8468 | 0.00073368 | 666.7833 | 0.0011081 | 666.447 | 0.00028877 | 561.8468 | 0.00137 | 666.7833 | 0.00055518 | 666.447 | 0.00041746 | 666.447 | 0.00041362 | 563.9088 | 1.1683e-05 | 666.7833 | 0.00046316 | 661.25 | -0.0005565 | 666.7833 | 0.00033008 | 561.8468 | 0.06848 | 666.7833 | 0.00054428 | 661.25 | -9.9549e-05 | 666.7833 | 0.00081199 | 661.25 | 0.0009536 | 666.7833 | 0.00052223 | 563.9088 | 1.4076e-05 | 666.7833 | 0.0029755 | 563.9088 | 1.1124e-05 | 666.7833 | 0.0163 | 666.447 | 0.86291 | 842.8334 | 0.00563 | 666.447 | 0.00016727 | 842.1819 | 0.66385 | 842.8334 | 0.06868 | 666.447 | 0.049 | 666.7833 | 0.10238
| 561.9633 | 0 | 667.0155 | -0.00025805 | 666.6795 | -2.0758e-05 | 561.9633 | 0 | 667.0155 | -0.00079794 | 666.6795 | -0.00038714 | 666.6795 | -0.00040283 | 564.0273 | 2.5662e-05 | 667.0155 | 0 | 661.48 | -0.0005565 | 667.0155 | 0 | 561.9633 | 0.06847 | 667.0155 | 0 | 661.48 | -0.00097128 | 667.0155 | 0 | 661.48 | -5.4182e-05 | 667.0155 | 0 | 564.0273 | 2.8539e-05 | 667.0155 | 0.0023175 | 564.0273 | 1.9776e-05 | 667.0155 | 0.01499 | 666.6795 | 0.84562 | 843.0002 | 0.00617 | 666.6795 | -1.5864e-05 | 842.349 | 0.66498 | 843.0002 | 0.06952 | 666.6795 | 0.04749 | 667.0155 | 0.10161
| 562.0797 | 0.00033839 | 667.2477 | 0.0016847 | 666.912 | 0.000126 | 562.0797 | 0.00168 | 667.2477 | 0.00019637 | 666.912 | 0.00024109 | 666.912 | 0.00032372 | 564.1458 | 1.4001e-05 | 667.2477 | 0.00030331 | 661.71 | -0.00086005 | 667.2477 | 0.00038001 | 562.0797 | 0.0688 | 667.2477 | 0.00043671 | 661.71 | -0.00055155 | 667.2477 | 0.00051935 | 661.71 | 0.00082357 | 667.2477 | 0.00051879 | 564.1458 | 1.4533e-05 | 667.2477 | 0.0029744 | 564.1458 | 8.6639e-06 | 667.2477 | 0.01545 | 666.912 | 0.82819 | 843.1671 | 0.00477 | 666.912 | 0.00056695 | 842.516 | 0.67271 | 843.1671 | 0.06985 | 666.912 | 0.04841 | 667.2477 | 0.10112
| 562.1962 | 0 | 667.4799 | 2.764e-05 | 667.1445 | 0.00012211 | 562.1962 | 0 | 667.4799 | 9.2079e-08 | 667.1445 | -0.00039488 | 667.1445 | -0.00032223 | 564.2643 | 2.7062e-05 | 667.4798 | 0 | 661.94 | -0.00011805 | 667.4798 | 0 | 562.1962 | 0.06728 | 667.4798 | 0 | 661.94 | -0.00077756 | 667.4799 | 0.00011711 | 661.94 | 1.0836e-05 | 667.4798 | 0 | 564.2643 | 2.8492e-05 | 667.4798 | 0.0021115 | 564.2643 | 2.0424e-05 | 667.4799 | 0.01412 | 667.1445 | 0.80965 | 843.3339 | 0.00369 | 667.1445 | -0.00071225 | 842.683 | 0.6696 | 843.3339 | 0.07048 | 667.1445 | 0.04702 | 667.4799 | 0.10055
| 562.3126 | 0.00111 | 667.712 | 0.00021275 | 667.377 | 0.00017683 | 562.3126 | 0.00156 | 667.712 | 0.00038251 | 667.377 | 0.00010658 | 667.377 | 0.00045456 | 564.3828 | 1.3094e-05 | 667.712 | 0.00028722 | 662.18 | 0.0017032 | 667.712 | 0.00053349 | 562.3126 | 0.06641 | 667.712 | 0.00056006 | 662.18 | -0.00035784 | 667.712 | 0.0007052 | 662.18 | 0.00046596 | 667.712 | 0.00039807 | 564.3828 | 1.4065e-05 | 667.712 | 0.0028948 | 564.3828 | 1.1761e-05 | 667.712 | 0.01469 | 667.377 | 0.78966 | 843.5007 | 0.00464 | 667.377 | 0.00064778 | 842.8501 | 0.66779 | 843.5007 | 0.07051 | 667.377 | 0.04845 | 667.712 | 0.1
| 562.4291 | 0 | 667.9442 | 0.00067435 | 667.6096 | 4.7547e-06 | 562.4291 | 0 | 667.9442 | 0.00019432 | 667.6096 | -0.0009702 | 667.6096 | -0.0005066 | 564.5013 | 2.7219e-05 | 667.9442 | 0 | 662.41 | -0.0019731 | 667.9442 | 0 | 562.4291 | 0.06779 | 667.9442 | 0 | 662.41 | -0.0033282 | 667.9442 | 0 | 662.41 | -0.0014521 | 667.9442 | 0 | 564.5013 | 2.9535e-05 | 667.9442 | 0.0020281 | 564.5013 | 2.0962e-05 | 667.9442 | 0.01309 | 667.6096 | 0.76971 | 843.6675 | 0.00563 | 667.6096 | -0.00091011 | 843.0171 | 0.67418 | 843.6675 | 0.07067 | 667.6096 | 0.04738 | 667.9442 | 0.099074
| 562.5456 | 0.00057197 | 668.1765 | 0.001246 | 667.8421 | 0.0001079 | 562.5456 | 0.00109 | 668.1765 | -8.1162e-05 | 667.8421 | 0.00047078 | 667.8421 | 0.00031104 | 564.6198 | 1.4158e-05 | 668.1765 | 0.00046065 | 662.64 | 0.0010961 | 668.1765 | 0.00034594 | 562.5456 | 0.06445 | 668.1765 | 0.00064547 | 662.64 | -0.0010036 | 668.1765 | 0.00069447 | 662.64 | 0.00059601 | 668.1765 | 0.0007653 | 564.6198 | 1.5575e-05 | 668.1765 | 0.0026081 | 564.6198 | 9.191e-06 | 668.1765 | 0.0136 | 667.8421 | 0.75013 | 843.8344 | 0.00563 | 667.8421 | 0.00092943 | 843.1842 | 0.68239 | 843.8344 | 0.07058 | 667.8421 | 0.04773 | 668.1765 | 0.098755
| 562.6621 | 0 | 668.4087 | 0.00081757 | 668.0747 | 3.4099e-05 | 562.6621 | 0 | 668.4087 | -0.00073087 | 668.0747 | -0.00041626 | 668.0747 | -0.00038617 | 564.7383 | 2.7297e-05 | 668.4087 | 0 | 662.87 | 0.0018381 | 668.4087 | 0 | 562.6621 | 0.06509 | 668.4087 | 0 | 662.87 | -0.00019641 | 668.4087 | 0 | 662.87 | 0.00085607 | 668.4087 | 0 | 564.7383 | 2.964e-05 | 668.4087 | 0.0019289 | 564.7383 | 2.2884e-05 | 668.4087 | 0.01235 | 668.0747 | 0.72831 | 844.0012 | 0.00443 | 668.0747 | -0.00012399 | 843.3512 | 0.6824 | 844.0012 | 0.07099 | 668.0747 | 0.0464 | 668.4087 | 0.098001
| 562.7785 | 0.00094928 | 668.6409 | 0.00087216 | 668.3072 | 0.00026299 | 562.7785 | 0.00137 | 668.6409 | 0.00032785 | 668.3072 | -0.00011467 | 668.3072 | 0.00034216 | 564.8569 | 1.3172e-05 | 668.6409 | 0.00039289 | 663.11 | -0.0011299 | 668.6409 | 0.0007746 | 562.7785 | 0.06664 | 668.6409 | 0.00072883 | 663.11 | -0.0015202 | 668.6409 | 0.00060242 | 663.11 | -0.0001192 | 668.6409 | 0.00043879 | 564.8569 | 1.41e-05 | 668.6409 | 0.002799 | 564.8569 | 1.3682e-05 | 668.6409 | 0.01282 | 668.3072 | 0.70945 | 844.168 | 0.00666 | 668.3072 | 0.00092827 | 843.5183 | 0.68809 | 844.168 | 0.07128 | 668.3072 | 0.0473 | 668.6409 | 0.097672
| 562.895 | 0 | 668.8732 | 0.00072691 | 668.5398 | 3.2617e-05 | 562.895 | 0 | 668.8732 | -0.00046563 | 668.5398 | -0.00064924 | 668.5398 | -0.00043738 | 564.9754 | 2.4821e-05 | 668.8732 | 0 | 663.34 | -0.00045532 | 668.8732 | 0 | 562.895 | 0.06296 | 668.8732 | 0 | 663.34 | 0.0012888 | 668.8732 | 0 | 663.34 | -0.00057433 | 668.8732 | 0 | 564.9754 | 2.8633e-05 | 668.8732 | 0.0016934 | 564.9754 | 2.4806e-05 | 668.8732 | 0.0116 | 668.5398 | 0.68851 | 844.3349 | 0.0054 | 668.5398 | -0.00096123 | 843.6853 | 0.69326 | 844.3349 | 0.07178 | 668.5398 | 0.04411 | 668.8732 | 0.096539
| 563.0115 | 0 | 669.1054 | 0.0011438 | 668.7724 | 0.00020919 | 563.0115 | 0.00139 | 669.1054 | 0.00027649 | 668.7724 | 0.00042201 | 668.7724 | 0.00033482 | 565.0939 | 1.184e-05 | 669.1054 | 0.00019168 | 663.57 | -0.0016358 | 669.1054 | 0.0004862 | 563.0115 | 0.06556 | 669.1054 | 0.00063649 | 663.57 | 0.00054618 | 669.1054 | 0.0005881 | 663.57 | 0.00056349 | 669.1054 | 0.00074677 | 565.0939 | 1.4639e-05 | 669.1054 | 0.002408 | 565.0939 | 1.1124e-05 | 669.1054 | 0.01215 | 668.7724 | 0.66866 | 844.5017 | 0.00477 | 668.7724 | 0.00057847 | 843.8524 | 0.69873 | 844.5017 | 0.07196 | 668.7724 | 0.04809 | 669.1054 | 0.096217
| 563.128 | 0 | 669.3377 | 0.00032899 | 669.005 | 8.7983e-05 | 563.128 | 0 | 669.3377 | -4.421e-05 | 669.005 | -0.0006246 | 669.005 | -0.00024992 | 565.2124 | 2.4273e-05 | 669.3377 | 0 | 663.8 | -0.00089378 | 669.3377 | 0 | 563.128 | 0.06452 | 669.3377 | 0 | 663.8 | 0.00093361 | 669.3377 | 3.5379e-06 | 663.8 | 7.5855e-05 | 669.3377 | 0 | 565.2124 | 2.9254e-05 | 669.3377 | 0.0020626 | 565.2124 | 2.2236e-05 | 669.3377 | 0.01094 | 669.005 | 0.64742 | 844.6686 | 0.00381 | 669.005 | -0.0012773 | 844.0195 | 0.70286 | 844.6686 | 0.0724 | 669.005 | 0.04518 | 669.3377 | 0.095371
| 563.2445 | 0.00096726 | 669.57 | 0.0013402 | 669.2376 | 0.00032597 | 563.2445 | 0.00182 | 669.57 | -0.00062842 | 669.2376 | 0.00023803 | 669.2376 | 0.00046808 | 565.3309 | 1.2624e-05 | 669.57 | 0.00075428 | 664.04 | -0.00038786 | 669.57 | 0.0004948 | 563.2445 | 0.05994 | 669.57 | 0.00074364 | 664.04 | -0.00022869 | 669.57 | 0.00083957 | 664.04 | 0.0010836 | 669.57 | 0.00061686 | 565.3309 | 1.4756e-05 | 669.57 | 0.0025541 | 565.3309 | 1.1124e-05 | 669.57 | 0.01149 | 669.2376 | 0.62688 | 844.8355 | 0.00573 | 669.2376 | 0.0011054 | 844.1866 | 0.71195 | 844.8355 | 0.07267 | 669.2376 | 0.04665 | 669.57 | 0.094964
| 563.361 | 0 | 669.8022 | 0.00069573 | 669.4703 | 0.0001162 | 563.361 | 0 | 669.8022 | -0.00031328 | 669.4703 | -0.00080933 | 669.4703 | -0.00045964 | 565.4495 | 2.3881e-05 | 669.8023 | 0 | 664.27 | -0.0011299 | 669.8023 | 0 | 563.361 | 0.06157 | 669.8023 | 0 | 664.27 | -0.0012296 | 669.8022 | 0.0001343 | 664.27 | -0.0024274 | 669.8023 | 0 | 565.4495 | 2.9745e-05 | 669.8023 | 0.0012108 | 565.4495 | 2.1599e-05 | 669.8022 | 0.01004 | 669.4703 | 0.60535 | 845.0023 | 0.00413 | 669.4703 | -0.00088314 | 844.3536 | 0.70442 | 845.0023 | 0.07306 | 669.4703 | 0.04485 | 669.8022 | 0.093892
| 563.4776 | 0.00080555 | 670.0345 | 0.0015152 | 669.7029 | 0.0002332 | 563.4776 | 0.00225 | 670.0345 | 0.00027757 | 669.7029 | 4.7436e-05 | 669.7029 | 0.00041736 | 565.568 | 1.1481e-05 | 670.0346 | 0.00022341 | 664.5 | 0.0016358 | 670.0346 | 0.0006738 | 563.4776 | 0.06286 | 670.0346 | 0.00075276 | 664.5 | -0.0010681 | 670.0345 | 0.00053277 | 664.5 | 0.0017663 | 670.0346 | 0.00064067 | 565.568 | 1.5107e-05 | 670.0346 | 0.0019388 | 565.568 | 1.0476e-05 | 670.0345 | 0.0105 | 669.7029 | 0.58502 | 845.1692 | 0.0035 | 669.7029 | 9.2876e-05 | 844.5207 | 0.71547 | 845.1692 | 0.07321 | 669.7029 | 0.0453 | 670.0345 | 0.093508
| 563.5941 | 0 | 670.2669 | 0.00036544 | 669.9355 | 0.00012018 | 563.5941 | 0 | 670.2669 | -0.0008392 | 669.9355 | -0.0004448 | 669.9355 | -0.00039355 | 565.6865 | 2.3858e-05 | 670.2669 | 0 | 664.73 | 0.00096123 | 670.2669 | 0 | 563.5941 | 0.06217 | 670.2669 | 3.1968e-05 | 664.73 | -0.00016412 | 670.2669 | 4.2192e-05 | 664.73 | 0.0002384 | 670.2669 | 0 | 565.6865 | 2.8656e-05 | 670.2669 | 0.001637 | 565.6865 | 2.1599e-05 | 670.2669 | 0.00962 | 669.9355 | 0.56512 | 845.336 | 0.00432 | 669.9355 | -7.5525e-05 | 844.6878 | 0.71458 | 845.336 | 0.07353 | 669.9355 | 0.04457 | 670.2669 | 0.092991
| 563.7106 | 0.00023058 | 670.4992 | 0.00085777 | 670.1682 | 0.00014218 | 563.7106 | 0.00147 | 670.4992 | -0.00014958 | 670.1682 | 0.00015696 | 670.1682 | 0.00030033 | 565.8051 | 1.2433e-05 | 670.4992 | 0.00051018 | 664.97 | 0.00042159 | 670.4992 | 0.00064413 | 563.7106 | 0.06017 | 670.4992 | 0.00065146 | 664.97 | 0.00064304 | 670.4992 | 0.00069843 | 664.97 | 0.0011812 | 670.4992 | 0.00054324 | 565.8051 | 1.3608e-05 | 670.4992 | 0.0018959 | 565.8051 | 1.1124e-05 | 670.4992 | 0.01002 | 670.1682 | 0.54455 | 845.5029 | 0.00686 | 670.1682 | -0.00030774 | 844.8549 | 0.72345 | 845.5029 | 0.07385 | 670.1682 | 0.04519 | 670.4992 | 0.092269
| 563.8271 | 0 | 670.7316 | 0.00026977 | 670.4009 | 9.3597e-06 | 563.8271 | 0 | 670.7316 | -8.4336e-05 | 670.4009 | -0.001065 | 670.4009 | -0.00039835 | 565.9236 | 2.5068e-05 | 670.7315 | 0 | 665.2 | -0.003592 | 670.7315 | 0 | 563.8271 | 0.0633 | 670.7315 | 0 | 665.2 | -0.00039012 | 670.7316 | 6.5482e-05 | 665.2 | -0.0029475 | 670.7315 | 0 | 565.9236 | 2.7813e-05 | 670.7315 | 0.0012005 | 565.9236 | 2.3521e-05 | 670.7316 | 0.009 | 670.4009 | 0.52324 | 845.6698 | 0.00439 | 670.4009 | -0.0018009 | 845.022 | 0.72186 | 845.6698 | 0.07439 | 670.4009 | 0.04334 | 670.7316 | 0.091415
| 563.9437 | 0.00058994 | 670.9639 | 0.00081539 | 670.6335 | 0.00019813 | 563.9437 | 0.00104 | 670.9639 | 0.0011055 | 670.6335 | 0.00030538 | 670.6335 | 0.00033034 | 566.0421 | 1.2724e-05 | 670.9639 | 0.00032119 | 665.43 | -0.0020405 | 670.9639 | 0.00036995 | 563.9437 | 0.05767 | 670.9639 | 0.00083802 | 665.43 | 0.0034842 | 670.9639 | 0.00066019 | 665.43 | 0.00010836 | 670.9639 | 0.00043684 | 566.0421 | 1.4229e-05 | 670.9639 | 0.0022009 | 566.0421 | 1.2408e-05 | 670.9639 | 0.00958 | 670.6335 | 0.50602 | 845.8366 | 0.00485 | 670.6335 | 0.00047871 | 845.1891 | 0.72727 | 845.8366 | 0.07475 | 670.6335 | 0.04377 | 670.9639 | 0.091077
| 564.0602 | 0 | 671.1962 | 0.00018779 | 670.8662 | -8.3852e-05 | 564.0602 | 0 | 671.1962 | 1.2331e-05 | 670.8662 | -0.0003317 | 670.8662 | -0.00045317 | 566.1607 | 2.6345e-05 | 671.1962 | 0 | 665.67 | -0.0023441 | 671.1962 | 0 | 564.0602 | 0.06083 | 671.1962 | 0 | 665.67 | -0.0024564 | 671.1962 | 6.6729e-05 | 665.67 | 0.0012462 | 671.1962 | 0 | 566.1607 | 2.6396e-05 | 671.1962 | 0.0011345 | 566.1607 | 2.6091e-05 | 671.1962 | 0.00841 | 670.8662 | 0.4864 | 846.0035 | 0.0048 | 670.8662 | -0.0008981 | 845.3562 | 0.7311 | 846.0035 | 0.07527 | 670.8662 | 0.04291 | 671.1962 | 0.09045
| 564.1768 | 0.00037433 | 671.4286 | 0.0016277 | 671.0989 | 0.00021904 | 564.1768 | 0.00137 | 671.4286 | 0.00028105 | 671.0989 | -1.5494e-05 | 671.0989 | 0.00040661 | 566.2792 | 1.371e-05 | 671.4286 | 0.00040699 | 665.9 | 0.00082632 | 671.4286 | 0.00077412 | 564.1768 | 0.06051 | 671.4286 | 0.00072352 | 665.9 | 0.0002556 | 671.4286 | 0.00075888 | 665.9 | 0.0013763 | 671.4286 | 0.00072907 | 566.2792 | 1.2191e-05 | 671.4286 | 0.0019917 | 566.2792 | 1.3682e-05 | 671.4286 | 0.00883 | 671.0989 | 0.46944 | 846.1704 | 0.00533 | 671.0989 | -0.00015762 | 845.5233 | 0.73579 | 846.1704 | 0.07554 | 671.0989 | 0.04347 | 671.4286 | 0.089892
| 564.2934 | 0 | 671.6609 | 9.3741e-05 | 671.3316 | 3.4301e-05 | 564.2934 | 0 | 671.6609 | -0.00058758 | 671.3316 | -0.00067539 | 671.3316 | -0.00035039 | 566.3978 | 2.658e-05 | 671.661 | 0 | 666.13 | -0.0017707 | 671.661 | 0 | 564.2934 | 0.05856 | 671.661 | 0 | 666.13 | -0.00077756 | 671.6609 | 6.0241e-05 | 666.13 | -0.0016472 | 671.661 | 0 | 566.3978 | 2.7052e-05 | 671.661 | 0.001135 | 566.3978 | 2.6727e-05 | 671.6609 | 0.00802 | 671.3316 | 0.45045 | 846.3373 | 0.00401 | 671.3316 | 0.00086272 | 845.6904 | 0.7431 | 846.3373 | 0.07605 | 671.3316 | 0.04218 | 671.6609 | 0.088988
| 564.4099 | 0.00048213 | 671.8934 | 0.00099 | 671.5643 | 0.00014816 | 564.4099 | 0.00127 | 671.8934 | 0.00058052 | 671.5643 | 0.00038695 | 671.5643 | 0.00036912 | 566.5163 | 1.3228e-05 | 671.8934 | 0.00047431 | 666.36 | -0.0011973 | 671.8934 | 0.00062722 | 564.4099 | 0.05588 | 671.8934 | 0.00049226 | 666.36 | -0.0017139 | 671.8934 | 0.0004231 | 666.36 | -0.00070437 | 671.8934 | 0.00019125 | 566.5163 | 1.4861e-05 | 671.8934 | 0.0020409 | 566.5163 | 1.3045e-05 | 671.8934 | 0.00848 | 671.5643 | 0.43378 | 846.5041 | 0.00468 | 671.5643 | -6.9414e-05 | 845.8575 | 0.74985 | 846.5041 | 0.07635 | 671.5643 | 0.04312 | 671.8934 | 0.088498
| 564.5265 | 0 | 672.1257 | -0.00038027 | 671.7971 | 0.00011424 | 564.5265 | 0 | 672.1257 | -0.00072649 | 671.7971 | -0.00032256 | 671.7971 | -0.00040514 | 566.6349 | 2.649e-05 | 672.1258 | 0 | 666.6 | -0.0025465 | 672.1258 | 0 | 564.5265 | 0.05791 | 672.1258 | 0 | 666.6 | -0.00084214 | 672.1257 | 0.00024544 | 666.6 | -0.0024274 | 672.1258 | 0 | 566.6349 | 2.8211e-05 | 672.1258 | 0.0010756 | 566.6349 | 2.2236e-05 | 672.1257 | 0.00767 | 671.7971 | 0.41596 | 846.671 | 0.00497 | 671.7971 | -0.0008803 | 846.0246 | 0.7543 | 846.671 | 0.07712 | 671.7971 | 0.04208 | 672.1257 | 0.088102
| 564.6431 | 0.00058994 | 672.3582 | 0.00057327 | 672.0298 | 0.0001686 | 564.6431 | 0.00036414 | 672.3582 | -0.0001038 | 672.0298 | -0.00012324 | 672.0298 | 0.00030009 | 566.7535 | 1.3587e-05 | 672.3582 | 0.00070149 | 666.83 | -0.00035414 | 672.3582 | 0.00050826 | 564.6431 | 0.05441 | 672.3582 | 0.00089714 | 666.83 | 0.0017085 | 672.3582 | 0.00066857 | 666.83 | 4.3346e-05 | 672.3582 | 0.0005317 | 566.7535 | 1.3421e-05 | 672.3582 | 0.0019877 | 566.7535 | 9.191e-06 | 672.3582 | 0.00801 | 672.0298 | 0.40087 | 846.8379 | 0.00422 | 672.0298 | 0.00052608 | 846.1917 | 0.76455 | 846.8379 | 0.07759 | 672.0298 | 0.0427 | 672.3582 | 0.087618
| 564.7596 | 0 | 672.5906 | 0.00055784 | 672.2625 | -8.4843e-05 | 564.7596 | 0 | 672.5906 | -0.00074725 | 672.2625 | -0.00048789 | 672.2625 | -0.00040337 | 566.872 | 2.4833e-05 | 672.5906 | 0 | 667.06 | 0.00099496 | 672.5906 | 0 | 564.7596 | 0.05518 | 672.5906 | 0 | 667.06 | -0.0019076 | 672.5906 | 0 | 667.06 | -0.00034676 | 672.5906 | 0 | 566.872 | 2.7298e-05 | 672.5906 | 0.00087939 | 566.872 | 2.0315e-05 | 672.5906 | 0.00682 | 672.2625 | 0.38457 | 847.0048 | 0.00439 | 672.2625 | -0.00067429 | 846.3588 | 0.76568 | 847.0048 | 0.07832 | 672.2625 | 0.04193 | 672.5906 | 0.086804
| 564.8762 | 0.00156 | 672.823 | 0.00090992 | 672.4953 | 0.0001014 | 564.8762 | 0.00146 | 672.823 | 0.00038061 | 672.4953 | 0.00028476 | 672.4953 | 0.00041938 | 566.9906 | 1.1582e-05 | 672.823 | 0.00065084 | 667.29 | 0.001231 | 672.823 | 0.00079901 | 564.8762 | 0.0571 | 672.823 | 0.00023606 | 667.29 | -0.0010358 | 672.823 | 0.00054431 | 667.29 | 0.00010836 | 672.823 | 0.00025116 | 566.9906 | 1.3994e-05 | 672.823 | 0.001817 | 566.9906 | 1.1124e-05 | 672.823 | 0.00764 | 672.4953 | 0.37079 | 847.1717 | 0.00445 | 672.4953 | -0.0017208 | 846.526 | 0.77919 | 847.1717 | 0.07858 | 672.4953 | 0.04189 | 672.823 | 0.086499
| 564.9928 | 0 | 673.0554 | -0.0001281 | 672.7281 | 7.1438e-05 | 564.9928 | 0 | 673.0554 | -0.00013832 | 672.7281 | -0.00051029 | 672.7281 | -0.00043193 | 567.1092 | 2.3466e-05 | 673.0554 | 0 | 667.53 | 0.00045532 | 673.0554 | 0 | 564.9928 | 0.0528 | 673.0554 | 0 | 667.53 | 0.00032017 | 673.0554 | 1.9933e-06 | 667.53 | -0.00067186 | 673.0554 | 0 | 567.1092 | 2.827e-05 | 673.0554 | 0.0012219 | 567.1092 | 2.4169e-05 | 673.0554 | 0.00651 | 672.7281 | 0.35459 | 847.3386 | 0.00394 | 672.7281 | -0.0023801 | 846.6931 | 0.7815 | 847.3386 | 0.0791 | 672.7281 | 0.04166 | 673.0554 | 0.085876
| 565.1094 | 0.00030245 | 673.2879 | 0.001419 | 672.9608 | 0.00016431 | 565.1094 | 0.00192 | 673.2879 | 0.00018986 | 672.9608 | 0.00034465 | 672.9608 | 0.00022413 | 567.2277 | 1.1963e-05 | 673.2879 | 0.00055428 | 667.76 | 0.0024453 | 673.2879 | 0.00037256 | 565.1094 | 0.05398 | 673.2879 | 0.0006362 | 667.76 | 0.0014824 | 673.2879 | 0.00047342 | 667.76 | 0.0010836 | 673.2879 | 0.00022823 | 567.2277 | 1.4533e-05 | 673.2879 | 0.0016105 | 567.2277 | 1.3045e-05 | 673.2879 | 0.00719 | 672.9608 | 0.34291 | 847.5055 | 0.00452 | 672.9608 | 0.0010358 | 846.8602 | 0.78731 | 847.5055 | 0.07942 | 672.9608 | 0.04226 | 673.2879 | 0.085474
| 565.226 | 0 | 673.5203 | 0.00068063 | 673.1936 | 3.1542e-05 | 565.226 | 0 | 673.5203 | 0.00022525 | 673.1936 | -0.00066235 | 673.1936 | -0.00036383 | 567.3463 | 2.4855e-05 | 673.5203 | 0 | 667.99 | -0.0009275 | 673.5203 | 0 | 565.226 | 0.05464 | 673.5203 | 0 | 667.99 | -0.00087442 | 673.5203 | 0 | 667.99 | 0.0010511 | 673.5203 | 0 | 567.3463 | 2.8211e-05 | 673.5203 | 0.00097263 | 567.3463 | 2.4806e-05 | 673.5203 | 0.00595 | 673.1936 | 0.32759 | 847.6724 | 0.00515 | 673.1936 | -0.001329 | 847.0273 | 0.79188 | 847.6724 | 0.07988 | 673.1936 | 0.04059 | 673.5203 | 0.084896
| 565.3426 | 0 | 673.7528 | 0.00077506 | 673.4264 | 0.00014348 | 565.3426 | 0.00153 | 673.7528 | 0.00044537 | 673.4264 | 9.5087e-05 | 673.4264 | 0.00034312 | 567.4649 | 1.3094e-05 | 673.7528 | 0.00060336 | 668.23 | 0.0029174 | 673.7528 | 0.0004511 | 565.3426 | 0.05619 | 673.7528 | 0.00057638 | 668.23 | 0.00019102 | 673.7528 | 0.00060645 | 668.23 | 0.00036844 | 673.7528 | 0.00088993 | 567.4649 | 1.3854e-05 | 673.7528 | 0.001581 | 567.4649 | 1.1761e-05 | 673.7528 | 0.00676 | 673.4264 | 0.31452 | 847.8393 | 0.00434 | 673.4264 | 0.00038602 | 847.1945 | 0.80245 | 847.8393 | 0.08027 | 673.4264 | 0.04149 | 673.7528 | 0.084412
| 565.4593 | 0 | 673.9853 | 0.00016078 | 673.6592 | 9.4987e-05 | 565.4593 | 0 | 673.9853 | -0.00048105 | 673.6592 | -0.00084322 | 673.6592 | -0.00036862 | 567.5835 | 2.6703e-05 | 673.9853 | 0 | 668.46 | 8.4319e-05 | 673.9853 | 0 | 565.4593 | 0.05098 | 673.9853 | 0 | 668.46 | 0.0013533 | 673.9853 | 0.00019604 | 668.46 | -0.0015822 | 673.9853 | 0 | 567.5835 | 2.8785e-05 | 673.9853 | 0.00093598 | 567.5835 | 2.6091e-05 | 673.9853 | 0.00565 | 673.6592 | 0.30227 | 848.0062 | 0.0041 | 673.6592 | -0.00060708 | 847.3616 | 0.80708 | 848.0062 | 0.08068 | 673.6592 | 0.04095 | 673.9853 | 0.083744
| 565.5759 | 0.00158 | 674.2178 | 0.0013081 | 673.892 | 0.00020104 | 565.5759 | 0.00158 | 674.2178 | 0.00030749 | 673.892 | -0.00012624 | 673.892 | 0.00040928 | 567.7021 | 1.38e-05 | 674.2178 | 0.00058108 | 668.69 | -0.00045532 | 674.2178 | 0.00030834 | 565.5759 | 0.05143 | 674.2178 | 0.00061255 | 668.69 | -0.0004547 | 674.2178 | 0.00066382 | 668.69 | 0.0014088 | 674.2178 | 0.00065601 | 567.7021 | 1.5107e-05 | 674.2178 | 0.0016533 | 567.7021 | 1.433e-05 | 674.2178 | 0.00633 | 673.8921 | 0.28916 | 848.1731 | 0.00434 | 673.892 | 0.00094204 | 847.5288 | 0.81689 | 848.1731 | 0.08076 | 673.8921 | 0.04164 | 674.2178 | 0.083198
| 565.6925 | 0 | 674.4503 | 0.0005716 | 674.1249 | 1.0223e-06 | 565.6925 | 0 | 674.4503 | -0.00062523 | 674.1249 | -0.00078437 | 674.1249 | -0.00050519 | 567.8207 | 2.6625e-05 | 674.4503 | 0 | 668.92 | -0.0012648 | 674.4503 | 0 | 565.6925 | 0.05257 | 674.4503 | 0 | 668.92 | 9.4169e-05 | 674.4503 | 0 | 668.92 | 0.0032292 | 674.4503 | 0 | 567.8207 | 2.7134e-05 | 674.4503 | 0.00059733 | 567.8207 | 2.3521e-05 | 674.4503 | 0.00533 | 674.1249 | 0.27803 | 848.3401 | 0.00619 | 674.1249 | -0.00074347 | 847.6959 | 0.82128 | 848.3401 | 0.08099 | 674.1249 | 0.03996 | 674.4503 | 0.082498
| 565.8091 | 0.00066181 | 674.6828 | 0.0011617 | 674.3577 | 0.0002793 | 565.8091 | 0.00111 | 674.6828 | 0.0010005 | 674.3577 | 0.00042005 | 674.3577 | 0.00036646 | 567.9392 | 1.2982e-05 | 674.6828 | 0.00047263 | 669.16 | -0.00079259 | 674.6828 | 0.00078253 | 565.8091 | 0.0535 | 674.6828 | 0.00042001 | 669.16 | -0.00093899 | 674.6828 | 0.00060318 | 669.16 | -0.00050931 | 674.6828 | 0.00046208 | 567.9392 | 1.2074e-05 | 674.6828 | 0.0014656 | 567.9392 | 1.0047e-05 | 674.6828 | 0.0061 | 674.3577 | 0.26652 | 848.507 | 0.00496 | 674.3577 | 0.00010344 | 847.8631 | 0.82801 | 848.507 | 0.08116 | 674.3577 | 0.0406 | 674.6828 | 0.082143
| 565.9258 | 0 | 674.9153 | 8.8118e-05 | 674.5906 | 0.0001823 | 565.9258 | 0 | 674.9153 | -0.00076499 | 674.5906 | -0.0003296 | 674.5906 | -0.00046444 | 568.0578 | 2.5762e-05 | 674.9153 | 0 | 669.39 | -0.0018381 | 674.9153 | 0 | 565.9258 | 0.05212 | 674.9153 | 0 | 669.39 | -0.001843 | 674.9153 | 5.9518e-05 | 669.39 | 0.00062851 | 674.9153 | 0 | 568.0578 | 2.5682e-05 | 674.9153 | 0.00082403 | 568.0578 | 1.9249e-05 | 674.9153 | 0.00499 | 674.5906 | 0.25588 | 848.6739 | 0.00559 | 674.5906 | -3.754e-05 | 848.0302 | 0.83706 | 848.6739 | 0.0818 | 674.5906 | 0.03967 | 674.9153 | 0.081537
| 566.0424 | 0.00124 | 675.1478 | 0.00078837 | 674.8234 | 9.2268e-05 | 566.0424 | 0.0007803 | 675.1478 | 0.00049749 | 674.8234 | 0.00049497 | 674.8234 | 0.00038564 | 568.1764 | 1.2904e-05 | 675.1478 | 0.00045809 | 669.62 | 0.0015346 | 675.1478 | 0.00062285 | 566.0424 | 0.05092 | 675.1478 | 0.00036106 | 669.62 | 0.0011919 | 675.1478 | 0.00050018 | 669.62 | -0.00050931 | 675.1478 | 0.00047407 | 568.1764 | 1.3713e-05 | 675.1478 | 0.0013991 | 568.1764 | 1.0904e-05 | 675.1478 | 0.00569 | 674.8234 | 0.24654 | 848.8408 | 0.00403 | 674.8234 | 0.00075501 | 848.1974 | 0.84912 | 848.8408 | 0.08223 | 674.8234 | 0.04055 | 675.1478 | 0.081012
| 566.1591 | 0 | 675.3804 | 0.00084218 | 675.0563 | -4.1082e-05 | 566.1591 | 0 | 675.3804 | 3.8296e-05 | 675.0563 | -0.00018575 | 675.0563 | -0.00048505 | 568.295 | 2.5684e-05 | 675.3804 | 0 | 669.86 | -0.0018044 | 675.3804 | 0 | 566.1591 | 0.04763 | 675.3804 | 0 | 669.86 | -2.6905e-06 | 675.3804 | 0 | 669.86 | -0.00060684 | 675.3804 | 0 | 568.295 | 2.6724e-05 | 675.3804 | 0.00079407 | 568.295 | 2.2456e-05 | 675.3804 | 0.00465 | 675.0563 | 0.23653 | 849.0078 | 0.00555 | 675.0563 | -0.0011546 | 848.3646 | 0.8482 | 849.0078 | 0.08302 | 675.0563 | 0.03684 | 675.3804 | 0.080231
| 566.2757 | 0 | 675.6129 | 0.0011098 | 675.2892 | 4.2355e-05 | 566.2757 | 0.00224 | 675.6129 | 0.00035948 | 675.2892 | 0.00029772 | 675.2892 | 0.00032754 | 568.4136 | 1.2993e-05 | 675.6129 | 0.00052419 | 670.09 | -0.00079259 | 675.6129 | 0.00058143 | 566.2757 | 0.04779 | 675.6129 | 0.00049023 | 670.09 | -0.0013587 | 675.6129 | 0.00039645 | 670.09 | 0.0011162 | 675.6129 | 0.00044745 | 568.4136 | 1.3081e-05 | 675.6129 | 0.0014694 | 568.4136 | 1.3254e-05 | 675.6129 | 0.00535 | 675.2892 | 0.22786 | 849.1747 | 0.00339 | 675.2892 | 0.00082187 | 848.5317 | 0.85928 | 849.1747 | 0.08355 | 675.2892 | 0.04102 | 675.6129 | 0.079617
| 566.3924 | 0 | 675.8455 | 5.4381e-05 | 675.522 | -0.00014759 | 566.3924 | 0 | 675.8455 | -0.00013566 | 675.522 | -0.00055239 | 675.522 | -0.00045932 | 568.5322 | 2.6233e-05 | 675.8455 | 0 | 670.32 | -0.0022092 | 675.8455 | 0 | 566.3924 | 0.04536 | 675.8455 | 0 | 670.32 | 0.00090132 | 675.8455 | 0 | 670.32 | -0.00054182 | 675.8455 | 0 | 568.5322 | 2.7895e-05 | 675.8455 | 0.00045443 | 568.5322 | 2.2236e-05 | 675.8455 | 0.00446 | 675.5221 | 0.21864 | 849.3416 | 0.00519 | 675.522 | -0.00014004 | 848.6989 | 0.85984 | 849.3416 | 0.0843 | 675.5221 | 0.0384 | 675.8455 | 0.079433
| 566.5091 | 0.00046416 | 676.0781 | 0.00028843 | 675.7549 | 1.2742e-05 | 566.5091 | 0.0018 | 676.0781 | -0.00028081 | 675.7549 | 0.0004914 | 675.7549 | 0.00032715 | 568.6508 | 1.3453e-05 | 676.078 | 0.00036446 | 670.55 | 0.00045532 | 676.078 | 0.00048868 | 566.5091 | 0.04864 | 676.078 | 0.00030124 | 670.55 | -0.00013183 | 676.0781 | 0.0003522 | 670.55 | -0.0021673 | 676.078 | 0.00023249 | 568.6508 | 1.4884e-05 | 676.078 | 0.0015265 | 568.6508 | 9.8388e-06 | 676.0781 | 0.00486 | 675.755 | 0.2112 | 849.5086 | 0.0057 | 675.7549 | -0.00090378 | 848.8661 | 0.87136 | 849.5086 | 0.0846 | 675.755 | 0.03914 | 676.0781 | 0.079088
| 566.6258 | 0 | 676.3106 | -0.00033739 | 675.9879 | -1.944e-05 | 566.6258 | 0 | 676.3106 | -0.00043483 | 675.9879 | -0.00034117 | 675.9879 | -0.00048605 | 568.7695 | 2.6311e-05 | 676.3106 | 0 | 670.79 | -0.0010624 | 676.3106 | 0 | 566.6258 | 0.04556 | 676.3106 | 0 | 670.79 | -0.0015524 | 676.3106 | 4.8363e-05 | 670.79 | -0.0024274 | 676.3106 | 0 | 568.7695 | 2.9453e-05 | 676.3106 | 0.00070896 | 568.7695 | 2.2884e-05 | 676.3106 | 0.00417 | 675.9879 | 0.20276 | 849.6755 | 0.00443 | 675.9879 | -0.00084027 | 849.0333 | 0.8803 | 849.6755 | 0.08527 | 675.9879 | 0.03794 | 676.3106 | 0.078389
| 566.7424 | 0.00062587 | 676.5432 | 0.00019824 | 676.2208 | 0.00021275 | 566.7424 | 0.00024276 | 676.5432 | 0.00028955 | 676.2208 | 0.00038015 | 676.2208 | 0.00031976 | 568.8881 | 1.3016e-05 | 676.5432 | 0.00042232 | 671.02 | 0.001737 | 676.5432 | 0.00050198 | 566.7424 | 0.04683 | 676.5432 | 0.00060258 | 671.02 | -6.7263e-05 | 676.5432 | 0.00053868 | 671.02 | 0.00059601 | 676.5432 | 0.00037251 | 568.8881 | 1.4592e-05 | 676.5432 | 0.0013736 | 568.8881 | 1.3364e-05 | 676.5432 | 0.00489 | 676.2208 | 0.19621 | 849.8425 | 0.00498 | 676.2208 | 0.00056426 | 849.2004 | 0.88452 | 849.8425 | 0.08578 | 676.2208 | 0.03857 | 676.5432 | 0.078135
| 566.8591 | 0 | 676.7758 | 0.00025184 | 676.4537 | -3.1054e-06 | 566.8591 | 0 | 676.7758 | -0.00099774 | 676.4537 | -0.00065172 | 676.4537 | -0.00047173 | 569.0067 | 2.6681e-05 | 676.7758 | 0 | 671.25 | -0.0016695 | 676.7758 | 0 | 566.8591 | 0.04692 | 676.7758 | 0 | 671.25 | -0.0026824 | 676.7758 | 0 | 671.25 | -0.00298 | 676.7758 | 0 | 569.0067 | 2.8305e-05 | 676.7758 | 0.0007001 | 569.0067 | 2.4487e-05 | 676.7758 | 0.00369 | 676.4537 | 0.18791 | 850.0094 | 0.00338 | 676.4537 | -0.00051971 | 849.3676 | 0.88854 | 850.0094 | 0.08644 | 676.4537 | 0.03781 | 676.7758 | 0.077487
| 566.9758 | 0.00147 | 677.0084 | 0.0007481 | 676.6866 | 2.3623e-05 | 566.9758 | 0.0016 | 677.0084 | 5.4723e-06 | 676.6866 | 0.00021428 | 676.6866 | 0.00030785 | 569.1253 | 1.3688e-05 | 677.0084 | 0.00033594 | 671.49 | -0.0001855 | 677.0084 | 0.00049855 | 566.9758 | 0.04632 | 677.0084 | 0.00028525 | 671.49 | 0.0019345 | 677.0084 | 0.00044652 | 671.49 | -0.00063934 | 677.0084 | 0.00025236 | 569.1253 | 1.3749e-05 | 677.0084 | 0.0014751 | 569.1253 | 1.1651e-05 | 677.0084 | 0.00459 | 676.6866 | 0.18085 | 850.1764 | 0.00531 | 676.6866 | 0.00075383 | 849.5348 | 0.90236 | 850.1764 | 0.08675 | 676.6866 | 0.03819 | 677.0084 | 0.077201
| 567.0925 | 0 | 677.2411 | 9.4424e-05 | 676.9196 | -0.0001046 | 567.0925 | 0 | 677.2411 | -0.00056342 | 676.9196 | -0.00092411 | 676.9196 | -0.00046141 | 569.2439 | 2.6255e-05 | 677.2411 | 0 | 671.72 | -0.0023104 | 677.2411 | 0 | 567.0925 | 0.04482 | 677.2411 | 0 | 671.72 | -0.00019641 | 677.2411 | 0 | 671.72 | -0.0012895 | 677.2411 | 0 | 569.2439 | 2.6584e-05 | 677.2411 | 0.00052369 | 569.2439 | 2.3741e-05 | 677.2411 | 0.00355 | 676.9196 | 0.17262 | 850.3433 | 0.00438 | 676.9196 | -0.0011794 | 849.702 | 0.90352 | 850.3433 | 0.08714 | 676.9196 | 0.0371 | 677.2411 | 0.076031
| 567.2092 | 0 | 677.4737 | 0.0010572 | 677.1525 | 0.0001331 | 567.2092 | 0.00173 | 677.4737 | 0.00093357 | 677.1525 | 0.00024474 | 677.1525 | 0.00035007 | 569.3625 | 1.2646e-05 | 677.4737 | 0.00034482 | 671.95 | -0.0001855 | 677.4737 | 0.00040536 | 567.2092 | 0.0451 | 677.4737 | 0.0003848 | 671.95 | -0.00061613 | 677.4737 | 0.00053348 | 671.95 | 0.0014413 | 677.4737 | 0.00069652 | 569.3625 | 1.287e-05 | 677.4737 | 0.0012473 | 569.3625 | 1.2617e-05 | 677.4737 | 0.00422 | 677.1526 | 0.1667 | 850.5103 | 0.0058 | 677.1525 | 0.001238 | 849.8692 | 0.91398 | 850.5103 | 0.08744 | 677.1526 | 0.03748 | 677.4737 | 0.075552
| 567.3259 | 0 | 677.7064 | 0.0011767 | 677.3855 | 9.6125e-05 | 567.3259 | 0 | 677.7064 | 0.0001334 | 677.3855 | -0.00070231 | 677.3855 | -0.00034823 | 569.4812 | 2.537e-05 | 677.7063 | 0 | 672.18 | 0.0009275 | 677.7063 | 0 | 567.3259 | 0.0461 | 677.7063 | 0.00010655 | 672.18 | -0.0023596 | 677.7064 | 0 | 672.18 | 0.00062851 | 677.7063 | 0 | 569.4812 | 2.7919e-05 | 677.7063 | 0.00078085 | 569.4812 | 2.2236e-05 | 677.7064 | 0.0034 | 677.3855 | 0.15923 | 850.6772 | 0.00436 | 677.3855 | -0.0010945 | 850.0364 | 0.92067 | 850.6772 | 0.08814 | 677.3855 | 0.03679 | 677.7064 | 0.075024
| 567.4426 | 0.00085945 | 677.939 | 0.00068548 | 677.6185 | 9.7294e-05 | 567.4426 | 0.0012 | 677.939 | 0.00021939 | 677.6185 | 0.00013918 | 677.6185 | 0.00038433 | 569.5998 | 1.2825e-05 | 677.939 | 0.00046095 | 672.42 | 0.0019393 | 677.939 | 0.00058375 | 567.4426 | 0.04166 | 677.939 | 0.0005734 | 672.42 | -0.00019641 | 677.939 | 0.00050527 | 672.42 | 0.00072604 | 677.939 | 0.00041073 | 569.5998 | 1.5318e-05 | 677.939 | 0.0012432 | 569.5998 | 1.0476e-05 | 677.939 | 0.00422 | 677.6185 | 0.15491 | 850.8442 | 0.0058 | 677.6185 | 0.00068294 | 850.2036 | 0.9269 | 850.8442 | 0.08837 | 677.6185 | 0.03766 | 677.939 | 0.074964
| 567.5594 | 0 | 678.1716 | -0.00014666 | 677.8515 | 7.4185e-06 | 567.5594 | 0 | 678.1716 | -0.00049068 | 677.8515 | -0.00097435 | 677.8515 | -0.00046465 | 569.7184 | 2.5303e-05 | 678.1717 | 0 | 672.65 | 0.0013322 | 678.1717 | 0 | 567.5594 | 0.04198 | 678.1717 | 0 | 672.65 | -0.0021013 | 678.1716 | 0 | 672.65 | -0.00028175 | 678.1717 | 0 | 569.7184 | 2.8785e-05 | 678.1717 | 0.0004788 | 569.7184 | 2.0315e-05 | 678.1716 | 0.00301 | 677.8515 | 0.14779 | 851.0112 | 0.00297 | 677.8515 | 0.00054897 | 850.3708 | 0.93585 | 851.0112 | 0.08869 | 677.8515 | 0.03585 | 678.1716 | 0.074011
| 567.6761 | 0.0016 | 678.4043 | 0.0014396 | 678.0845 | 0.00026708 | 567.6761 | 0.00189 | 678.4043 | 0.00041941 | 678.0845 | 0.00044217 | 678.0845 | 0.00037063 | 569.8371 | 1.2624e-05 | 678.4043 | 0.00069945 | 672.88 | 0.0011636 | 678.4043 | 0.00054123 | 567.6761 | 0.04192 | 678.4043 | 0.00081535 | 672.88 | -0.00019641 | 678.4043 | 0.00060953 | 672.88 | 0.0010186 | 678.4043 | 0.00042199 | 569.8371 | 1.3737e-05 | 678.4043 | 0.0014046 | 569.8371 | 1.0476e-05 | 678.4043 | 0.00384 | 678.0845 | 0.14375 | 851.1781 | 0.00524 | 678.0845 | -0.00022424 | 850.538 | 0.93966 | 851.1781 | 0.08859 | 678.0845 | 0.03771 | 678.4043 | 0.074118
| 567.7928 | 0 | 678.637 | 2.8311e-05 | 678.3175 | -0.00010887 | 567.7928 | 0 | 678.637 | -0.00048066 | 678.3175 | -0.00010642 | 678.3175 | -0.00052393 | 569.9557 | 2.611e-05 | 678.637 | 0 | 673.12 | -0.001231 | 678.637 | 0 | 567.7928 | 0.03971 | 678.637 | 0 | 673.12 | -0.001617 | 678.637 | 0 | 673.12 | -0.00047681 | 678.637 | 0 | 569.9557 | 2.6584e-05 | 678.637 | 0.00067457 | 569.9557 | 2.3521e-05 | 678.637 | 0.00306 | 678.3175 | 0.13744 | 851.3451 | 0.00492 | 678.3175 | -9.8249e-05 | 850.7052 | 0.94515 | 851.3451 | 0.08908 | 678.3175 | 0.0362 | 678.637 | 0.073685
| 567.9096 | 0.00073368 | 678.8697 | 0.00099081 | 678.5505 | 0.00032916 | 567.9096 | 0.0018 | 678.8697 | 0.00027411 | 678.5505 | 8.9639e-06 | 678.5505 | 0.00045201 | 570.0743 | 1.3587e-05 | 678.8697 | 0.00016403 | 673.35 | 0.00072515 | 678.8697 | 0.00072777 | 567.9096 | 0.0409 | 678.8697 | 0.0006252 | 673.35 | 0.0030968 | 678.8697 | 0.00083289 | 673.35 | 0.00072604 | 678.8697 | 0.00058475 | 570.0743 | 1.3116e-05 | 678.8697 | 0.0010983 | 570.0743 | 1.3682e-05 | 678.8697 | 0.00384 | 678.5505 | 0.13344 | 851.5121 | 0.0039 | 678.5505 | 0.00058769 | 850.8725 | 0.95194 | 851.5121 | 0.08941 | 678.5505 | 0.03662 | 678.8697 | 0.073178
| 568.0263 | 0 | 679.1024 | 0.00077048 | 678.7835 | 3.1779e-05 | 568.0263 | 0 | 679.1024 | -0.00044036 | 678.7835 | -0.00055365 | 678.7835 | -0.00045986 | 570.193 | 2.6255e-05 | 679.1024 | 0 | 673.58 | 0.00086005 | 679.1024 | 0 | 568.0263 | 0.03923 | 679.1024 | 0 | 673.58 | 0.00054618 | 679.1024 | 5.7346e-06 | 673.58 | 0.0019939 | 679.1024 | 0 | 570.193 | 2.6806e-05 | 679.1024 | 0.00046257 | 570.193 | 2.6091e-05 | 679.1024 | 0.00266 | 678.7835 | 0.12774 | 851.6791 | 0.00343 | 678.7835 | -0.00055929 | 851.0397 | 0.95555 | 851.6791 | 0.09006 | 678.7835 | 0.03515 | 679.1024 | 0.072475
| 568.1431 | 0.00058994 | 679.3351 | 0.00063435 | 679.0166 | 0.00014388 | 568.1431 | 0.00132 | 679.3351 | 0.00042979 | 679.0166 | 0.000105 | 679.0166 | 0.00042528 | 570.3116 | 1.2758e-05 | 679.3351 | 7.4652e-05 | 673.82 | -0.0009275 | 679.3351 | 0.00066278 | 568.1431 | 0.04149 | 679.3351 | 0.00039859 | 673.82 | -0.001165 | 679.3351 | 0.00048695 | 673.82 | -0.0015822 | 679.3351 | 0.00038111 | 570.3116 | 1.3901e-05 | 679.3351 | 0.0013804 | 570.3116 | 1.2408e-05 | 679.3351 | 0.00354 | 679.0166 | 0.12333 | 851.8461 | 0.00244 | 679.0166 | -0.00019968 | 851.2069 | 0.95888 | 851.8461 | 0.09052 | 679.0166 | 0.03625 | 679.3351 | 0.07218
| 568.2598 | 0 | 679.5679 | 0.00035868 | 679.2496 | -5.2198e-05 | 568.2598 | 0 | 679.5679 | -0.00031169 | 679.2496 | -0.00046774 | 679.2496 | -0.00050239 | 570.4303 | 2.6804e-05 | 679.5679 | 0 | 674.05 | -0.00052277 | 679.5679 | 0 | 568.2598 | 0.03897 | 679.5679 | 0 | 674.05 | 0.0014179 | 679.5679 | 0 | 674.05 | -0.0034026 | 679.5679 | 0 | 570.4303 | 2.6993e-05 | 679.5679 | 0.00063736 | 570.4303 | 2.5344e-05 | 679.5679 | 0.00256 | 679.2496 | 0.11801 | 852.013 | 0.00439 | 679.2496 | -0.00071341 | 851.3741 | 0.96213 | 852.013 | 0.09112 | 679.2496 | 0.03488 | 679.5679 | 0.071468
| 568.3766 | 0.00111 | 679.8006 | 0.00096826 | 679.4827 | 9.4888e-05 | 568.3766 | 0.0013 | 679.8006 | 0.0004515 | 679.4827 | 0.00035113 | 679.4827 | 0.00033506 | 570.5489 | 1.4113e-05 | 679.8006 | 0.0004229 | 674.28 | 0.00075887 | 679.8006 | 0.00027208 | 568.3766 | 0.03953 | 679.8006 | 0.00065935 | 674.28 | -0.0009067 | 679.8006 | 0.00056253 | 674.28 | -0.0019072 | 679.8006 | 0.00048107 | 570.5489 | 1.328e-05 | 679.8006 | 0.0010019 | 570.5489 | 1.2935e-05 | 679.8006 | 0.00328 | 679.4827 | 0.11474 | 852.18 | 0.00447 | 679.4827 | -0.00033688 | 851.5414 | 0.96914 | 852.18 | 0.09132 | 679.4827 | 0.03567 | 679.8006 | 0.070993
| 568.4934 | 0 | 680.0333 | 8.0664e-05 | 679.7158 | 9.2996e-05 | 568.4934 | 0 | 680.0333 | -0.00079392 | 679.7158 | -0.00053487 | 679.7158 | -0.00039953 | 570.6676 | 2.6782e-05 | 680.0333 | 0 | 674.51 | 0.00082632 | 680.0333 | 0 | 568.4934 | 0.03781 | 680.0333 | 0 | 674.51 | -0.0043613 | 680.0333 | 0 | 674.51 | -0.0034351 | 680.0333 | 0 | 570.6676 | 2.7204e-05 | 680.0333 | 0.00042953 | 570.6676 | 2.4059e-05 | 680.0333 | 0.00253 | 679.7158 | 0.10956 | 852.347 | 0.00415 | 679.7158 | -0.00040363 | 851.7086 | 0.96827 | 852.347 | 0.09141 | 679.7158 | 0.03424 | 680.0333 | 0.070604
| 568.6101 | 0 | 680.2661 | 0.0010601 | 679.9488 | 0.00019941 | 568.6101 | 0.00186 | 680.2661 | 6.3079e-05 | 679.9488 | 0.00059726 | 679.9488 | 0.00033733 | 570.7863 | 1.3072e-05 | 680.2661 | 0.00035949 | 674.75 | -1.6864e-05 | 680.2661 | 0.0005714 | 568.6101 | 0.03837 | 680.2661 | 0.00060904 | 674.75 | 0.00044931 | 680.2661 | 0.00057641 | 674.75 | 0.00010836 | 680.2661 | 0.00049141 | 570.7863 | 1.4229e-05 | 680.2661 | 0.0010933 | 570.7863 | 1.1124e-05 | 680.2661 | 0.00302 | 679.9488 | 0.10649 | 852.514 | 0.0045 | 679.9488 | 4.5781e-05 | 851.8759 | 0.98164 | 852.514 | 0.09129 | 679.9488 | 0.03543 | 680.2661 | 0.070363
| 568.7269 | 0 | 680.4988 | -0.00044636 | 680.1819 | -4.0589e-05 | 568.7269 | 0 | 680.4988 | -7.3987e-05 | 680.1819 | -0.00054354 | 680.1819 | -0.00046032 | 570.9049 | 2.6737e-05 | 680.4989 | 0 | 674.98 | 0.00045532 | 680.4989 | 0 | 568.7269 | 0.03741 | 680.4989 | 0 | 674.98 | -0.0011327 | 680.4988 | 0 | 674.98 | -0.00050931 | 680.4989 | 0 | 570.9049 | 2.6771e-05 | 680.4989 | 0.00036152 | 570.9049 | 2.4806e-05 | 680.4988 | 0.00222 | 680.1819 | 0.10147 | 852.681 | 0.00381 | 680.1819 | 0.00021748 | 852.0431 | 0.97629 | 852.681 | 0.09165 | 680.1819 | 0.03472 | 680.4988 | 0.069675
| 568.8437 | 0.00113 | 680.7316 | 0.0011133 | 680.415 | 0.00014743 | 568.8437 | 0.00128 | 680.7316 | 0.00063262 | 680.415 | 0.00010526 | 680.415 | 0.00035334 | 571.0236 | 1.4035e-05 | 680.7316 | 5.5312e-05 | 675.21 | 0.0010624 | 680.7316 | 0.00064013 | 568.8437 | 0.03794 | 680.7316 | 0.00052789 | 675.21 | -0.00084214 | 680.7316 | 0.00060847 | 675.21 | -0.0019722 | 680.7316 | 0.00044994 | 571.0236 | 1.2671e-05 | 680.7316 | 0.0013709 | 571.0236 | 1.3682e-05 | 680.7316 | 0.00295 | 680.415 | 0.0991 | 852.848 | 0.00515 | 680.415 | 0.00034055 | 852.2104 | 0.98368 | 852.848 | 0.09189 | 680.415 | 0.03442 | 680.7316 | 0.069365
| 568.9605 | 0 | 680.9644 | 0.00031134 | 680.6481 | 3.5023e-05 | 568.9605 | 0 | 680.9644 | -0.00067667 | 680.6481 | -0.00062934 | 680.6481 | -0.00047648 | 571.1422 | 2.6625e-05 | 680.9644 | 0 | 675.45 | -0.00052277 | 680.9644 | 0 | 568.9605 | 0.0403 | 680.9644 | 0 | 675.45 | 0.0016439 | 680.9644 | 0 | 675.45 | 0.0023515 | 680.9644 | 0 | 571.1422 | 2.4042e-05 | 680.9644 | 0.00019892 | 571.1422 | 2.6727e-05 | 680.9644 | 0.00214 | 680.6481 | 0.0936 | 853.015 | 0.00411 | 680.6481 | 0.00086072 | 852.3776 | 0.98855 | 853.015 | 0.09262 | 680.6481 | 0.03347 | 680.9644 | 0.068605
| 569.0773 | 0.00058994 | 681.1972 | 0.00031684 | 680.8813 | 5.1289e-05 | 569.0773 | 0.00098839 | 681.1972 | 0.00055547 | 680.8813 | 0.00010204 | 680.8813 | 0.000464 | 571.2609 | 1.2937e-05 | 681.1972 | 0.00074471 | 675.68 | -0.00052277 | 681.1972 | 0.00067117 | 569.0773 | 0.03542 | 681.1972 | 0.0006906 | 675.68 | -0.0021336 | 681.1972 | 0.00053885 | 675.68 | -0.00054182 | 681.1972 | 0.00021867 | 571.2609 | 1.164e-05 | 681.1972 | 0.00097314 | 571.2609 | 1.3045e-05 | 681.1972 | 0.0029 | 680.8813 | 0.0917 | 853.182 | 0.00338 | 680.8813 | 0.0018812 | 852.5449 | 0.9891 | 853.182 | 0.09297 | 680.8813 | 0.03408 | 681.1972 | 0.068111
| 569.1941 | 0 | 681.4301 | -5.6543e-05 | 681.1144 | -0.00010397 | 569.1941 | 0 | 681.4301 | 9.0999e-05 | 681.1144 | -0.00081496 | 681.1144 | -0.00047379 | 571.3796 | 2.602e-05 | 681.43 | 0 | 675.91 | -0.00011805 | 681.43 | 0 | 569.1941 | 0.035 | 681.43 | 0 | 675.91 | -0.0036188 | 681.4301 | 0 | 675.91 | -0.00047681 | 681.43 | 0 | 571.3796 | 2.4675e-05 | 681.43 | 0.0003073 | 571.3796 | 2.2774e-05 | 681.4301 | 0.00202 | 681.1144 | 0.08797 | 853.349 | 0.00431 | 681.1144 | 7.306e-05 | 852.7121 | 0.99259 | 853.349 | 0.09388 | 681.1144 | 0.03344 | 681.4301 | 0.067537
| 569.3109 | 0.00129 | 681.6628 | 0.0015751 | 681.3475 | 0.0001824 | 569.3109 | 0.0014 | 681.6628 | 0.00084653 | 681.3475 | 0.00016385 | 681.3475 | 0.00031882 | 571.4983 | 1.3139e-05 | 681.6628 | 0.00063993 | 676.15 | -8.4319e-05 | 681.6628 | 0.00049767 | 569.3109 | 0.03542 | 681.6628 | 0.00045787 | 676.15 | -0.00029326 | 681.6628 | 0.00043311 | 676.15 | -0.00054182 | 681.6628 | 0.00067353 | 571.4983 | 1.3222e-05 | 681.6628 | 0.00098561 | 571.4983 | 9.729e-06 | 681.6628 | 0.00256 | 681.3475 | 0.08551 | 853.516 | 0.0042 | 681.3475 | 0.0004338 | 852.8794 | 0.9943 | 853.516 | 0.09462 | 681.3475 | 0.0343 | 681.6628 | 0.067428
| 569.4277 | 0 | 681.8957 | -9.4929e-05 | 681.5807 | 4.42e-05 | 569.4277 | 0 | 681.8957 | -0.00039651 | 681.5807 | -0.00048559 | 681.5807 | -0.00052136 | 571.6169 | 2.5975e-05 | 681.8957 | 0 | 676.38 | -0.0011636 | 681.8957 | 0 | 569.4277 | 0.03758 | 681.8957 | 0 | 676.38 | -0.00071299 | 681.8957 | 0 | 676.38 | 0.00072604 | 681.8957 | 0 | 571.6169 | 2.5248e-05 | 681.8957 | 0.00045837 | 571.6169 | 2.2774e-05 | 681.8957 | 0.00196 | 681.5807 | 0.08086 | 853.6831 | 0.00413 | 681.5807 | -0.00085102 | 853.0467 | 0.98749 | 853.6831 | 0.09569 | 681.5807 | 0.03102 | 681.8957 | 0.066377
| 569.5446 | 0.0016 | 682.1285 | 0.00050582 | 681.8138 | 0.000143 | 569.5446 | 0.00127 | 682.1285 | 0.00042441 | 681.8138 | 0.00027809 | 681.8138 | 0.00039879 | 571.7356 | 1.2904e-05 | 682.1285 | 0.00076485 | 676.61 | 0.0012985 | 682.1285 | 0.00019033 | 569.5446 | 0.03383 | 682.1285 | 0.00013474 | 676.61 | -0.00093899 | 682.1285 | 0.00031054 | 676.61 | 0.0010511 | 682.1285 | 0.00014886 | 571.7356 | 1.2214e-05 | 682.1285 | 0.0010929 | 571.7356 | 1.3045e-05 | 682.1285 | 0.00267 | 681.8138 | 0.07907 | 853.8501 | 0.00517 | 681.8138 | 0.00071409 | 853.2139 | 1 | 853.8501 | 0.09605 | 681.8138 | 0.03558 | 682.1285 | 0.066277
| 569.6614 | 0.00010798 | 682.3614 | 0.00056453 | 682.047 | 7.9711e-05 | 569.6614 | 0 | 682.3614 | -0.00041706 | 682.047 | -0.00039308 | 682.047 | -0.00055211 | 571.8543 | 2.4833e-05 | 682.3614 | 0 | 676.85 | -0.0012985 | 682.3614 | 0 | 569.6614 | 0.03693 | 682.3614 | 0 | 676.85 | -0.0019399 | 682.3614 | 5.4693e-05 | 676.85 | -0.0015171 | 682.3614 | 0 | 571.8543 | 2.4616e-05 | 682.3614 | 0.00017687 | 571.8543 | 2.4169e-05 | 682.3614 | 0.00183 | 682.047 | 0.07543 | 854.0171 | 0.00538 | 682.047 | 0.00039551 | 853.3812 | 0.98749 | 854.0171 | 0.09655 | 682.047 | 0.03322 | 682.3614 | 0.065689
| 569.7782 | 0.00019465 | 682.5942 | 0.0010516 | 682.2802 | 0.00021946 | 569.7782 | 0.00123 | 682.5942 | -8.4677e-06 | 682.2802 | 0.00026939 | 682.2802 | 0.00046593 | 571.973 | 1.2176e-05 | 682.5942 | 0.00049743 | 677.08 | 0.0010961 | 682.5942 | 0.00034539 | 569.7782 | 0.03394 | 682.5942 | 0.0006211 | 677.08 | -0.00022869 | 682.5942 | 0.0005962 | 677.08 | 0.00066102 | 682.5942 | 0.00037932 | 571.973 | 1.2484e-05 | 682.5942 | 0.0011431 | 571.973 | 1.1124e-05 | 682.5942 | 0.00263 | 682.2802 | 0.07429 | 854.1841 | 0.00478 | 682.2802 | 0.00046324 | 853.5485 | 0.99604 | 854.1841 | 0.09673 | 682.2802 | 0.03329 | 682.5942 | 0.06556
| 569.8951 | 0 | 682.8271 | 0.00041559 | 682.5134 | -7.7805e-05 | 569.8951 | 0 | 682.8271 | -0.00048721 | 682.5134 | -0.00093513 | 682.5134 | -0.00036425 | 572.0917 | 2.3813e-05 | 682.8271 | 0 | 677.31 | -0.00038786 | 682.8271 | 0 | 569.8951 | 0.03236 | 682.8271 | 0 | 677.31 | -0.00084214 | 682.8271 | 0 | 677.31 | -0.0014196 | 682.8271 | 0 | 572.0917 | 2.334e-05 | 682.8271 | 0 | 572.0917 | 2.2884e-05 | 682.8271 | 0.00188 | 682.5134 | 0.07019 | 854.3511 | 0.00394 | 682.5134 | -0.0010347 | 853.7158 | 0.99737 | 854.3511 | 0.09747 | 682.5134 | 0.03237 | 682.8271 | 0.065053
| 570.0119 | 0.00127 | 683.06 | 0.0013454 | 682.7466 | 4.4906e-05 | 570.0119 | 0.00010404 | 683.06 | -4.9708e-05 | 682.7466 | 0.00036147 | 682.7466 | 0.0002817 | 572.2104 | 1.1817e-05 | 683.06 | 0.00015908 | 677.54 | 0.00042159 | 683.06 | 0.00056202 | 570.0119 | 0.03488 | 683.06 | 0.00040725 | 677.54 | -0.00077756 | 683.06 | 0.00027158 | 677.54 | 1.0836e-05 | 683.06 | 0.00033226 | 572.2104 | 1.0903e-05 | 683.06 | 0.00066934 | 572.2104 | 1.1761e-05 | 683.06 | 0.0024 | 682.7466 | 0.06781 | 854.5182 | 0.00503 | 682.7466 | 0.001377 | 853.8831 | 0.99932 | 854.5182 | 0.09815 | 682.7466 | 0.03317 | 683.06 | 0.06479
| 570.1288 | 0 | 683.2928 | -2.0839e-05 | 682.9798 | -5.8877e-05 | 570.1288 | 0 | 683.2928 | -0.00011082 | 682.9798 | -0.00062779 | 682.9798 | -0.00048381 | 572.3291 | 2.4486e-05 | 683.2929 | 0 | 677.78 | -0.0025465 | 683.2929 | 0 | 570.1288 | 0.03358 | 683.2929 | 0 | 677.78 | 0.00090132 | 683.2928 | 0 | 677.78 | 0.00082357 | 683.2929 | 0 | 572.3291 | 2.2602e-05 | 683.2929 | 0 | 572.3291 | 2.2884e-05 | 683.2929 | 0.00157 | 682.9798 | 0.06525 | 854.6852 | 0.00383 | 682.9798 | -0.0011158 | 854.0503 | 0.99373 | 854.6852 | 0.09936 | 682.9798 | 0.032 | 683.2928 | 0.06436
| 570.2456 | 0.00019465 | 683.5258 | 0.0014131 | 683.213 | 2.7923e-05 | 570.2456 | 0.00097105 | 683.5258 | 0.00015005 | 683.213 | 0.00010375 | 683.213 | 0.00035907 | 572.4478 | 1.2836e-05 | 683.5258 | 0.0004134 | 678.01 | 0.0012985 | 683.5258 | 0.00048634 | 570.2456 | 0.03275 | 683.5258 | 0.00047998 | 678.01 | 0.0022573 | 683.5258 | 0.00048214 | 678.01 | 0.0030668 | 683.5258 | 0.00020846 | 572.4478 | 1.1746e-05 | 683.5258 | 0.00091098 | 572.4478 | 1.1124e-05 | 683.5258 | 0.00231 | 683.213 | 0.06438 | 854.8523 | 0.00607 | 683.213 | 0.0010622 | 854.2176 | 0.99946 | 854.8523 | 0.10012 | 683.213 | 0.03353 | 683.5258 | 0.064204
| 570.3625 | 0 | 683.7587 | 0.00033915 | 683.4462 | -0.0002136 | 570.3625 | 0 | 683.7587 | -0.00046008 | 683.4462 | -0.00061689 | 683.4462 | -0.00059381 | 572.5665 | 2.6255e-05 | 683.7587 | 0 | 678.24 | -0.0035582 | 683.7587 | 0 | 570.3625 | 0.03227 | 683.7587 | 0 | 678.24 | -0.003425 | 683.7587 | 0 | 678.24 | -0.001062 | 683.7587 | 0 | 572.5665 | 2.375e-05 | 683.7587 | 0.00019742 | 572.5665 | 2.5772e-05 | 683.7587 | 0.00139 | 683.4462 | 0.06087 | 855.0193 | 0.00371 | 683.4462 | -0.00037557 | 854.3849 | 0.99519 | 855.0193 | 0.1009 | 683.4462 | 0.03168 | 683.7587 | 0.06369
| 570.4794 | 0.00084148 | 683.9916 | 0.00056002 | 683.6795 | 0.00011786 | 570.4794 | 0.00243 | 683.9916 | 0.00070891 | 683.6795 | 0.0003131 | 683.6795 | 0.00038637 | 572.6852 | 1.3632e-05 | 683.9916 | 0.00051307 | 678.48 | -0.0010624 | 683.9916 | 0.00052866 | 570.4794 | 0.03366 | 683.9916 | 0.000198 | 678.48 | -0.00048698 | 683.9916 | 0.00041648 | 678.48 | 0.00079106 | 683.9916 | 0.00053128 | 572.6852 | 1.2003e-05 | 683.9916 | 0.0012751 | 572.6852 | 1.4648e-05 | 683.9916 | 0.00217 | 683.6795 | 0.05985 | 855.1863 | 0.00489 | 683.6795 | 0.00023441 | 854.5522 | 0.9904 | 855.1863 | 0.10113 | 683.6795 | 0.03277 | 683.9916 | 0.063358
| 570.5962 | 0 | 684.2245 | 0.00069476 | 683.9127 | -0.00011509 | 570.5962 | 0 | 684.2245 | -0.00028289 | 683.9127 | -0.0006111 | 683.9127 | -0.0005229 | 572.8039 | 2.602e-05 | 684.2245 | 0 | 678.71 | 0.001231 | 684.2245 | 0 | 570.5962 | 0.03156 | 684.2245 | 0 | 678.71 | -0.0022627 | 684.2245 | 0 | 678.71 | -0.001062 | 684.2245 | 0 | 572.8039 | 2.3305e-05 | 684.2245 | 0.00018326 | 572.8039 | 2.6409e-05 | 684.2246 | 0.00154 | 683.9127 | 0.05694 | 855.3534 | 0.00388 | 683.9127 | -0.00089876 | 854.7195 | 0.98943 | 855.3534 | 0.1016 | 683.9127 | 0.03144 | 684.2245 | 0.062703
| 570.7131 | 0.00080555 | 684.4575 | 0.0010715 | 684.146 | -0.00014149 | 570.7131 | 0.00076297 | 684.4575 | 0.00019583 | 684.146 | 0.00024735 | 684.146 | 0.00040116 | 572.9226 | 1.2624e-05 | 684.4575 | 0.00015365 | 678.94 | 0.0017707 | 684.4575 | 0.00046792 | 570.7131 | 0.03465 | 684.4575 | 0.00021035 | 678.94 | -0.00087442 | 684.4575 | 0.0004117 | 678.94 | -0.00086692 | 684.4575 | 0.00034701 | 572.9226 | 1.1313e-05 | 684.4575 | 0.00092291 | 572.9226 | 1.1761e-05 | 684.4575 | 0.00218 | 684.146 | 0.05509 | 855.5204 | 0.00506 | 684.146 | -0.00044308 | 854.8868 | 0.99016 | 855.5204 | 0.10169 | 684.146 | 0.03168 | 684.4575 | 0.062334
| 570.83 | 0 | 684.6904 | 0.00041733 | 684.3793 | -1.7568e-05 | 570.83 | 0 | 684.6904 | -0.0007975 | 684.3793 | -0.00083044 | 684.3793 | -0.00042474 | 573.0413 | 2.5191e-05 | 684.6904 | 0 | 679.18 | 0.0020068 | 684.6904 | 0 | 570.83 | 0.03113 | 684.6904 | 0 | 679.18 | -0.00051927 | 684.6904 | 3.9411e-05 | 679.18 | 0.0016038 | 684.6904 | 0 | 573.0413 | 2.3223e-05 | 684.6904 | 0.00010612 | 573.0413 | 2.2236e-05 | 684.6904 | 0.00123 | 684.3793 | 0.05213 | 855.6875 | 0.00348 | 684.3793 | -3.2615e-05 | 855.0541 | 0.98371 | 855.6875 | 0.10187 | 684.3793 | 0.03066 | 684.6904 | 0.061267
| 570.9469 | 0.00206 | 684.9234 | 0.00051832 | 684.6125 | 1.8018e-05 | 570.9469 | 0.00101 | 684.9234 | 0.00065627 | 684.6125 | 0.00024002 | 684.6125 | 0.00039636 | 573.16 | 1.2803e-05 | 684.9234 | 0.0003121 | 679.41 | 0.0011299 | 684.9234 | 0.00060772 | 570.9469 | 0.03332 | 684.9234 | 0.00066235 | 679.41 | 0.00077218 | 684.9234 | 0.00053007 | 679.41 | -0.00015171 | 684.9234 | 0.00065795 | 573.16 | 1.1922e-05 | 684.9234 | 0.0011087 | 573.16 | 1.0695e-05 | 684.9234 | 0.0021 | 684.6125 | 0.05078 | 855.8545 | 0.00513 | 684.6125 | 0.0015189 | 855.2215 | 0.98182 | 855.8545 | 0.10188 | 684.6125 | 0.03188 | 684.9234 | 0.061059
| 571.0638 | 0 | 685.1564 | 0.00032972 | 684.8458 | -0.00019799 | 571.0638 | 0 | 685.1564 | -0.00070965 | 684.8458 | -0.00072147 | 684.8458 | -0.00046454 | 573.2787 | 2.5606e-05 | 685.1564 | 0 | 679.64 | -0.00069142 | 685.1564 | 0 | 571.0638 | 0.03074 | 685.1564 | 0 | 679.64 | 0.0011273 | 685.1564 | 0 | 679.64 | -0.0008344 | 685.1564 | 0 | 573.2787 | 2.3937e-05 | 685.1564 | 0.00021487 | 573.2787 | 2.0534e-05 | 685.1564 | 0.00119 | 684.8458 | 0.04839 | 856.0216 | 0.00366 | 684.8458 | -0.0012234 | 855.3888 | 0.97403 | 856.0216 | 0.10237 | 684.8458 | 0.03073 | 685.1564 | 0.060854
| 571.1807 | 0.00156 | 685.3893 | 0.0008058 | 685.0791 | 0.0001611 | 571.1807 | 0.00111 | 685.3893 | 0.00045181 | 685.0791 | 0.00016016 | 685.0791 | 0.00047686 | 573.3975 | 1.2825e-05 | 685.3893 | 0.00031745 | 679.88 | 0.00089378 | 685.3893 | 0.00038825 | 571.1807 | 0.03054 | 685.3893 | 0.00091915 | 679.88 | -0.00016412 | 685.3893 | 0.00052297 | 679.88 | 0.0019939 | 685.3893 | 0.00048112 | 573.3975 | 1.2027e-05 | 685.3893 | 0.00095849 | 573.3975 | 1.0047e-05 | 685.3893 | 0.00187 | 685.0791 | 0.04795 | 856.1887 | 0.00545 | 685.0791 | 0.0015699 | 855.5561 | 0.97484 | 856.1887 | 0.10287 | 685.0791 | 0.03124 | 685.3893 | 0.060613
| 571.2976 | 0 | 685.6223 | 3.079e-05 | 685.3124 | 5.2747e-05 | 571.2976 | 0 | 685.6223 | -6.0175e-05 | 685.3124 | -0.00083825 | 685.3124 | -0.00051289 | 573.5162 | 2.6188e-05 | 685.6223 | 0 | 680.11 | -0.002108 | 685.6223 | 0 | 571.2976 | 0.0325 | 685.6223 | 0 | 680.11 | -0.0015524 | 685.6223 | 0 | 680.11 | -0.0021998 | 685.6223 | 0 | 573.5162 | 2.4464e-05 | 685.6223 | 0 | 573.5162 | 1.9678e-05 | 685.6223 | 0.00101 | 685.3124 | 0.04486 | 856.3557 | 0.00388 | 685.3124 | -1.801e-05 | 855.7234 | 0.97075 | 856.3557 | 0.10364 | 685.3124 | 0.02956 | 685.6223 | 0.059889
| 571.4145 | 0.00046416 | 685.8553 | 0.00065074 | 685.5458 | 6.6106e-05 | 571.4145 | 0.00158 | 685.8553 | -0.00023842 | 685.5458 | 0.00051875 | 685.5458 | 0.00040028 | 573.6349 | 1.3374e-05 | 685.8553 | 0.00052876 | 680.34 | -0.0005565 | 685.8553 | 0.00099265 | 571.4145 | 0.03065 | 685.8553 | 0.00037881 | 680.34 | -0.00061613 | 685.8553 | 0.0005309 | 680.34 | -0.0014196 | 685.8553 | 0.00058132 | 573.6349 | 1.2437e-05 | 685.8553 | 0.0011435 | 573.6349 | 9.8388e-06 | 685.8554 | 0.00204 | 685.5458 | 0.04414 | 856.5228 | 0.00513 | 685.5458 | 0.0013791 | 855.8908 | 0.97376 | 856.5228 | 0.10398 | 685.5458 | 0.0312 | 685.8553 | 0.059892
| 571.5315 | 0 | 686.0883 | 0.00068208 | 685.7791 | -4.8432e-05 | 571.5315 | 0 | 686.0883 | -0.0012936 | 685.7791 | -0.0011717 | 685.7791 | -0.00051598 | 573.7537 | 2.6703e-05 | 686.0883 | 0 | 680.58 | -5.0592e-05 | 686.0883 | 0 | 571.5315 | 0.02983 | 686.0883 | 0 | 680.58 | 0.00012645 | 686.0883 | 0 | 680.58 | 0.0014088 | 686.0883 | 0 | 573.7537 | 2.1969e-05 | 686.0883 | 0.00014232 | 573.7537 | 2.2884e-05 | 686.0883 | 0.00115 | 685.7791 | 0.04227 | 856.6898 | 0.00473 | 685.7791 | -0.00095185 | 856.0581 | 0.96157 | 856.6898 | 0.10454 | 685.7791 | 0.02963 | 686.0883 | 0.059422
| 571.6484 | 0.00158 | 686.3214 | -0.00014851 | 686.0124 | 0.00012464 | 571.6484 | 0.0014 | 686.3214 | 9.4756e-05 | 686.0124 | 0.0001995 | 686.0124 | 0.00038683 | 573.8724 | 1.3352e-05 | 686.3214 | 0.00052508 | 680.81 | -0.0014334 | 686.3214 | 0.00041975 | 571.6484 | 0.03093 | 686.3214 | 0.00074539 | 680.81 | -0.0017461 | 686.3214 | 0.000422 | 680.81 | -0.00076939 | 686.3214 | 0.00048211 | 573.8724 | 9.5209e-06 | 686.3214 | 0.0009215 | 573.8724 | 1.3045e-05 | 686.3214 | 0.00189 | 686.0124 | 0.04188 | 856.8569 | 0.00475 | 686.0124 | -0.00019144 | 856.2254 | 0.95188 | 856.8569 | 0.10491 | 686.0124 | 0.03083 | 686.3214 | 0.059386
| 571.7654 | 0 | 686.5544 | 0.0003661 | 686.2458 | 1.2327e-05 | 571.7654 | 0 | 686.5544 | -0.00035689 | 686.2458 | -0.0010518 | 686.2458 | -0.00052264 | 573.9911 | 2.5482e-05 | 686.5544 | 0 | 681.04 | -0.00032042 | 686.5544 | 0 | 571.7654 | 0.02946 | 686.5544 | 0 | 681.04 | -0.0029407 | 686.5544 | 0 | 681.04 | -0.0014521 | 686.5544 | 0 | 573.9911 | 2.1267e-05 | 686.5544 | 5.9374e-05 | 573.9911 | 2.2884e-05 | 686.5544 | 0.00089203 | 686.2458 | 0.0396 | 857.024 | 0.00482 | 686.2458 | -0.0001176 | 856.3927 | 0.94765 | 857.024 | 0.10567 | 686.2458 | 0.02927 | 686.5544 | 0.058719
| 571.8823 | 0 | 686.7874 | 0.001014 | 686.4791 | 0.00015984 | 571.8823 | 0.0018 | 686.7874 | 9.2996e-05 | 686.4791 | -5.925e-05 | 686.4791 | 0.0003461 | 574.1099 | 1.2153e-05 | 686.7874 | 0.00055304 | 681.28 | -0.0010624 | 686.7874 | 0.00069636 | 571.8823 | 0.02985 | 686.7874 | 0.00059564 | 681.28 | -0.0006807 | 686.7874 | 0.00060661 | 681.28 | -0.0014521 | 686.7874 | 0.00056925 | 574.1099 | 1.1781e-05 | 686.7874 | 0.00086329 | 574.1099 | 1.0047e-05 | 686.7874 | 0.00177 | 686.4791 | 0.03919 | 857.1911 | 0.00571 | 686.4791 | 0.00083014 | 856.5601 | 0.94398 | 857.1911 | 0.10608 | 686.4791 | 0.0307 | 686.7874 | 0.058747
| 571.9992 | 0 | 687.0205 | 0.00038342 | 686.7125 | -2.3762e-05 | 571.9992 | 0 | 687.0205 | -0.0010425 | 686.7125 | -0.000549 | 686.7125 | -0.00064812 | 574.2286 | 2.4306e-05 | 687.0205 | 0 | 681.51 | -0.0014334 | 687.0205 | 0 | 571.9992 | 0.02767 | 687.0205 | 0 | 681.51 | 0.00012645 | 687.0205 | 0 | 681.51 | 0.0010511 | 687.0205 | 0 | 574.2286 | 2.2684e-05 | 687.0205 | 9.7911e-05 | 574.2286 | 1.9886e-05 | 687.0205 | 0.00105 | 686.7125 | 0.03699 | 857.3582 | 0.00563 | 686.7125 | -0.002097 | 856.7274 | 0.93235 | 857.3582 | 0.10675 | 686.7125 | 0.02984 | 687.0205 | 0.058218
| 572.1162 | 0.00069774 | 687.2535 | 0.00026734 | 686.9459 | 0.0004588 | 572.1162 | 0.0007803 | 687.2535 | 0.00069121 | 686.9459 | 0.00034932 | 686.9459 | 0.0004221 | 574.3474 | 1.2176e-05 | 687.2536 | 0.00055312 | 681.74 | 8.4319e-05 | 687.2536 | 0.0009313 | 572.1162 | 0.0273 | 687.2536 | 0.00087934 | 681.74 | -0.00080984 | 687.2535 | 0.00076649 | 681.74 | 7.5855e-05 | 687.2536 | 0.00066471 | 574.3474 | 1.0938e-05 | 687.2536 | 0.00087292 | 574.3474 | 1.0047e-05 | 687.2535 | 0.00189 | 686.9459 | 0.03718 | 857.5252 | 0.00577 | 686.9459 | 0.0019504 | 856.8948 | 0.9317 | 857.5252 | 0.10706 | 686.9459 | 0.03025 | 687.2535 | 0.057732
| 572.2332 | 0 | 687.4866 | 0.0010864 | 687.1793 | -3.771e-05 | 572.2332 | 0 | 687.4866 | -5.2373e-05 | 687.1793 | -0.00032058 | 687.1793 | -0.00054971 | 574.4661 | 2.5225e-05 | 687.4866 | 0 | 681.98 | -0.0013997 | 687.4866 | 0 | 572.2332 | 0.02776 | 687.4866 | 0 | 681.98 | -0.0041031 | 687.4866 | 0 | 681.98 | 4.3346e-05 | 687.4866 | 0 | 574.4661 | 2.1923e-05 | 687.4866 | 0.00020314 | 574.4661 | 2.2236e-05 | 687.4866 | 0.00097041 | 687.1793 | 0.03478 | 857.6923 | 0.0039 | 687.1793 | 0.00079369 | 857.0621 | 0.92715 | 857.6923 | 0.10775 | 687.1793 | 0.02873 | 687.4866 | 0.057238
| 572.3501 | 0 | 687.7197 | 0.0013921 | 687.4127 | 0.00014303 | 572.3501 | 0.00208 | 687.7197 | -0.00019691 | 687.4127 | 0.00023429 | 687.4127 | 0.00045047 | 574.5848 | 1.3116e-05 | 687.7197 | 0.00081979 | 682.21 | -0.0001855 | 687.7197 | 0.00048914 | 572.3501 | 0.02988 | 687.7197 | 0.00065331 | 682.21 | -0.0019721 | 687.7197 | 0.00042145 | 682.21 | -0.00063934 | 687.7197 | 0.00018712 | 574.5848 | 1.102e-05 | 687.7197 | 0.00066186 | 574.5848 | 1.2408e-05 | 687.7197 | 0.00181 | 687.4127 | 0.03427 | 857.8594 | 0.00466 | 687.4127 | 0.00068689 | 857.2295 | 0.91324 | 857.8594 | 0.10808 | 687.4127 | 0.02942 | 687.7197 | 0.056743
| 572.4671 | 0 | 687.9528 | 0.00042297 | 687.6461 | -0.00018334 | 572.4671 | 0 | 687.9528 | -0.00010531 | 687.6461 | -0.00053232 | 687.6461 | -0.00062207 | 574.7036 | 2.5348e-05 | 687.9528 | 0 | 682.44 | -0.00015177 | 687.9528 | 0 | 572.4671 | 0.02776 | 687.9528 | 0 | 682.44 | -0.0013264 | 687.9528 | 0 | 682.44 | -0.00067186 | 687.9528 | 0 | 574.7036 | 2.3258e-05 | 687.9528 | 0 | 574.7036 | 2.2884e-05 | 687.9528 | 0.00087419 | 687.6461 | 0.03288 | 858.0265 | 0.00397 | 687.6461 | -0.00073428 | 857.3969 | 0.90116 | 858.0265 | 0.10904 | 687.6461 | 0.02896 | 687.9528 | 0.056322
| 572.5841 | 0.00046416 | 688.1859 | 0.0011137 | 687.8795 | 0.000126 | 572.5841 | 0.00192 | 688.1859 | 0.00028284 | 687.8795 | -0.00042792 | 687.8795 | 0.00034593 | 574.8224 | 1.2288e-05 | 688.1859 | 0.00083186 | 682.68 | 0.0016695 | 688.1859 | 0.00039504 | 572.5841 | 0.02815 | 688.1859 | 0.00062868 | 682.68 | 0.0016761 | 688.1859 | 0.00046684 | 682.68 | 0.0015062 | 688.1859 | 0.00050768 | 574.8224 | 1.2238e-05 | 688.1859 | 0.00099334 | 574.8224 | 1.0476e-05 | 688.1859 | 0.00176 | 687.8795 | 0.03254 | 858.1936 | 0.00475 | 687.8795 | 0.00033048 | 857.5642 | 0.9024 | 858.1936 | 0.10972 | 687.8795 | 0.02961 | 688.1859 | 0.056091
| 572.7011 | 0 | 688.419 | 0.00014866 | 688.1129 | 4.0881e-05 | 572.7011 | 0 | 688.419 | -0.00034767 | 688.1129 | -0.00084883 | 688.1129 | -0.00058784 | 574.9411 | 2.3399e-05 | 688.419 | 0 | 682.91 | -0.00072515 | 688.419 | 0 | 572.7011 | 0.0256 | 688.419 | 0 | 682.91 | -0.0016493 | 688.419 | 0 | 682.91 | -0.0027524 | 688.419 | 0 | 574.9411 | 2.3726e-05 | 688.419 | 0 | 574.9411 | 2.1808e-05 | 688.419 | 0.00077664 | 688.1129 | 0.03046 | 858.3607 | 0.0039 | 688.1129 | -0.0014503 | 857.7316 | 0.88704 | 858.3607 | 0.1106 | 688.1129 | 0.02601 | 688.419 | 0.05544
| 572.8181 | 0 | 688.6522 | 0.00035928 | 688.3464 | 0.00016853 | 572.8181 | 0.00139 | 688.6522 | -9.353e-05 | 688.3464 | 0.00016532 | 688.3464 | 0.00041762 | 575.0599 | 1.1324e-05 | 688.6522 | 0.00037994 | 683.14 | -0.00045532 | 688.6522 | 0.00079886 | 572.8181 | 0.02696 | 688.6522 | 0.00094773 | 683.14 | 0.0022896 | 688.6522 | 0.00062125 | 683.14 | 0.0028392 | 688.6522 | 0.00032775 | 575.0599 | 1.15e-05 | 688.6522 | 0.00066637 | 575.0599 | 1.1332e-05 | 688.6522 | 0.00146 | 688.3464 | 0.03062 | 858.5278 | 0.00455 | 688.3464 | 0.0005193 | 857.899 | 0.87472 | 858.5278 | 0.11081 | 688.3464 | 0.03019 | 688.6522 | 0.055257
| 572.9351 | 0 | 688.8853 | -0.00037571 | 688.5798 | -3.6083e-06 | 572.9351 | 0 | 688.8853 | -0.00084889 | 688.5798 | -0.00059543 | 688.5798 | -0.00062632 | 575.1786 | 2.238e-05 | 688.8853 | 0 | 683.38 | 0.00052277 | 688.8853 | 0 | 572.9351 | 0.02588 | 688.8853 | 0 | 683.38 | -0.0030053 | 688.8853 | 0 | 683.38 | -0.001127 | 688.8853 | 0 | 575.1786 | 1.9826e-05 | 688.8853 | 0 | 575.1786 | 2.3741e-05 | 688.8853 | 0.00088992 | 688.5798 | 0.02841 | 858.6949 | 0.00308 | 688.5798 | 0.0001335 | 858.0663 | 0.86726 | 858.6949 | 0.11141 | 688.5798 | 0.02761 | 688.8853 | 0.054675
| 573.0521 | 0.00026652 | 689.1185 | 0.0014635 | 688.8133 | 0.00013815 | 573.0521 | 0.00088435 | 689.1185 | 2.3224e-05 | 688.8133 | 0.00035605 | 688.8133 | 0.00047614 | 575.2974 | 1.1246e-05 | 689.1184 | 0.0004258 | 683.61 | 0.00079259 | 689.1184 | 0.00059356 | 573.0521 | 0.02616 | 689.1184 | 0.00052301 | 683.61 | -0.0013909 | 689.1185 | 0.00031258 | 683.61 | 0.00027091 | 689.1184 | 0.00031191 | 575.2974 | 8.3381e-06 | 689.1184 | 0.00063134 | 575.2974 | 1.2617e-05 | 689.1185 | 0.00151 | 688.8133 | 0.02893 | 858.862 | 0.00209 | 688.8133 | 0.0012047 | 858.2337 | 0.8528 | 858.862 | 0.11194 | 688.8133 | 0.02905 | 689.1185 | 0.054453
| 573.1691 | 0 | 689.3516 | -1.4348e-05 | 689.0468 | -0.00020611 | 573.1691 | 0 | 689.3516 | -4.5918e-05 | 689.0468 | -0.00052602 | 689.0468 | -0.00058096 | 575.4162 | 2.3701e-05 | 689.3516 | 0 | 683.84 | -0.0013997 | 689.3516 | 0 | 573.1691 | 0.02631 | 689.3516 | 0 | 683.84 | -3.4977e-05 | 689.3516 | 0 | 683.84 | 1.0836e-05 | 689.3516 | 0 | 575.4162 | 1.8234e-05 | 689.3516 | 0 | 575.4162 | 2.5662e-05 | 689.3516 | 0.00067437 | 689.0467 | 0.02703 | 859.0291 | 0.00294 | 689.0468 | 0.00028195 | 858.4011 | 0.84916 | 859.0291 | 0.11287 | 689.0467 | 0.02791 | 689.3516 | 0.053814
| 573.2861 | 0.00151 | 689.5848 | 0.0010826 | 689.2802 | -3.4799e-05 | 573.2861 | 0.00123 | 689.5848 | 0.00094665 | 689.2802 | 0.00012909 | 689.2802 | 0.00042035 | 575.5349 | 1.2668e-05 | 689.5848 | 0.00019232 | 684.08 | 0.00025296 | 689.5848 | 0.00035142 | 573.2861 | 0.02438 | 689.5848 | 0.00027489 | 684.08 | -0.0010036 | 689.5848 | 0.00055364 | 684.08 | -0.00021673 | 689.5848 | 0.00048431 | 575.5349 | 9.8956e-06 | 689.5848 | 0.00088939 | 575.5349 | 1.3254e-05 | 689.5848 | 0.00136 | 689.2802 | 0.02727 | 859.1962 | 0.00478 | 689.2802 | 0.0011982 | 858.5685 | 0.83794 | 859.1962 | 0.11339 | 689.2802 | 0.02886 | 689.5848 | 0.054021
| 573.4031 | 0 | 689.8179 | -0.00012592 | 689.5137 | 0.00010228 | 573.4031 | 0 | 689.8179 | -0.00018132 | 689.5137 | -0.00063279 | 689.5137 | -0.00044148 | 575.6537 | 2.5684e-05 | 689.8179 | 0 | 684.31 | 0.00048905 | 689.8179 | 0 | 573.4031 | 0.02523 | 689.8179 | 0 | 684.31 | 0.00012645 | 689.8179 | 0 | 684.31 | -0.0012895 | 689.8179 | 0 | 575.6537 | 1.9112e-05 | 689.8179 | 8.6269e-05 | 575.6537 | 2.1599e-05 | 689.8179 | 0.0007185 | 689.5137 | 0.02539 | 859.3633 | 0.00381 | 689.5137 | -0.00023128 | 858.7359 | 0.81722 | 859.3633 | 0.11404 | 689.5137 | 0.02724 | 689.8179 | 0.053571
| 573.5202 | 0.00113 | 690.0511 | 0.00072438 | 689.7472 | -1.5703e-07 | 573.5202 | 0.00081498 | 690.0511 | 6.7896e-05 | 689.7472 | -4.8609e-05 | 689.7472 | 0.00042426 | 575.7725 | 1.3072e-05 | 690.0511 | 0.00023379 | 684.54 | 0.00015177 | 690.0511 | 0.00026418 | 573.5202 | 0.02469 | 690.0511 | 0.0004636 | 684.54 | -0.0010358 | 690.0511 | 0.00050022 | 684.54 | 0.0022214 | 690.0511 | 0.00023859 | 575.7725 | 9.2164e-06 | 690.0511 | 0.00073813 | 575.7725 | 8.5541e-06 | 690.0512 | 0.00146 | 689.7472 | 0.02553 | 859.5305 | 0.00366 | 689.7472 | 0.0010927 | 858.9033 | 0.82021 | 859.5305 | 0.11449 | 689.7472 | 0.02806 | 690.0511 | 0.053371
| 573.6372 | 0 | 690.2843 | 0.00020099 | 689.9807 | -0.00010253 | 573.6372 | 0 | 690.2843 | -0.00081488 | 689.9807 | -0.001347 | 689.9807 | -0.0005163 | 575.8913 | 2.6972e-05 | 690.2843 | 0 | 684.78 | -1.6864e-05 | 690.2843 | 0 | 573.6372 | 0.0246 | 690.2843 | 0 | 684.78 | -0.00029326 | 690.2843 | 0 | 684.78 | -0.00099695 | 690.2843 | 0 | 575.8913 | 1.9791e-05 | 690.2843 | 0 | 575.8913 | 1.9249e-05 | 690.2843 | 0.00054015 | 689.9807 | 0.02403 | 859.6976 | 0.00323 | 689.9807 | -0.0012621 | 859.0707 | 0.79742 | 859.6976 | 0.11537 | 689.9807 | 0.02749 | 690.2843 | 0.052559
| 573.7542 | 0.00134 | 690.5175 | 0.00057623 | 690.2142 | 6.2525e-06 | 573.7542 | 0.00153 | 690.5175 | 9.9281e-05 | 690.2142 | 4.1899e-06 | 690.2142 | 0.00034342 | 576.0101 | 1.3945e-05 | 690.5175 | 0.00054804 | 685.01 | 0.0011299 | 690.5175 | 0.00046723 | 573.7542 | 0.02307 | 690.5175 | 0.00046119 | 685.01 | 0.0012242 | 690.5175 | 0.00052891 | 685.01 | -0.0015822 | 690.5175 | 0.00042161 | 576.0101 | 1.061e-05 | 690.5175 | 0.00086188 | 576.0101 | 1.0695e-05 | 690.5175 | 0.0015 | 690.2142 | 0.02454 | 859.8647 | 0.00622 | 690.2142 | 0.00021596 | 859.2381 | 0.78829 | 859.8647 | 0.11589 | 690.2142 | 0.02789 | 690.5175 | 0.052528
| 573.8713 | 0 | 690.7507 | 0.00072899 | 690.4478 | -9.4725e-05 | 573.8713 | 0 | 690.7507 | -0.00081435 | 690.4478 | -0.00091038 | 690.4478 | -0.00060304 | 576.1289 | 2.6076e-05 | 690.7507 | 0 | 685.25 | 0.00075887 | 690.7507 | 0 | 573.8713 | 0.02571 | 690.7507 | 0 | 685.25 | -0.0004547 | 690.7507 | 0 | 685.25 | -0.00054182 | 690.7507 | 0 | 576.1289 | 1.9405e-05 | 690.7507 | 8.1196e-05 | 576.1289 | 2.1171e-05 | 690.7507 | 0.00063507 | 690.4478 | 0.02251 | 860.0318 | 0.0042 | 690.4478 | -0.0014664 | 859.4055 | 0.77262 | 860.0318 | 0.11655 | 690.4478 | 0.02669 | 690.7507 | 0.052213
| 573.9883 | 0.00024855 | 690.9839 | 0.00049535 | 690.6813 | 0.0001244 | 573.9883 | 0.00142 | 690.9839 | 0.00053684 | 690.6813 | 0.00028551 | 690.6813 | 0.00031304 | 576.2476 | 1.2153e-05 | 690.984 | 0.00060199 | 685.48 | -0.0014334 | 690.984 | 0.00098055 | 573.9883 | 0.02174 | 690.984 | 0.00020718 | 685.48 | -0.0021982 | 690.9839 | 0.00037859 | 685.48 | -0.001127 | 690.984 | 0.00044597 | 576.2476 | 8.8299e-06 | 690.984 | 0.00048215 | 576.2476 | 1.0476e-05 | 690.984 | 0.00137 | 690.6813 | 0.02301 | 860.199 | 0.00538 | 690.6813 | 7.9152e-05 | 859.5729 | 0.76811 | 860.199 | 0.11674 | 690.6813 | 0.02734 | 690.9839 | 0.051776
| 574.1054 | 0 | 691.2172 | -0.00034075 | 690.9149 | 6.5431e-05 | 574.1054 | 0 | 691.2172 | 6.622e-05 | 690.9149 | -0.00095074 | 690.9149 | -0.00051677 | 576.3664 | 2.6188e-05 | 691.2172 | 0 | 685.71 | -0.00035414 | 691.2172 | 0 | 574.1054 | 0.02333 | 691.2172 | 0 | 685.71 | 0.00019102 | 691.2172 | 0 | 685.71 | -0.00063934 | 691.2172 | 0 | 576.3664 | 1.9252e-05 | 691.2172 | 0 | 576.3664 | 2.2236e-05 | 691.2172 | 0.00060992 | 690.9149 | 0.02123 | 860.3661 | 0.00345 | 690.9149 | 0.0013778 | 859.7403 | 0.74248 | 860.3661 | 0.11767 | 690.9149 | 0.02631 | 691.2172 | 0.051314
| 574.2225 | 0.00032042 | 691.4504 | 0.00094033 | 691.1484 | -9.1829e-06 | 574.2225 | 0.00116 | 691.4504 | -6.6532e-05 | 691.1484 | -0.00014466 | 691.1484 | 0.00047738 | 576.4852 | 1.4102e-05 | 691.4505 | 0.00070338 | 685.95 | 0.00096123 | 691.4505 | 0.00040123 | 574.2225 | 0.02367 | 691.4505 | 0.00067031 | 685.95 | 0.00073989 | 691.4504 | 0.00030659 | 685.95 | -0.00063934 | 691.4505 | 3.4676e-05 | 576.4852 | 1.0469e-05 | 691.4505 | 0.0009036 | 576.4852 | 1.1761e-05 | 691.4504 | 0.00151 | 691.1484 | 0.02142 | 860.5332 | 0.00248 | 691.1484 | -0.00012981 | 859.9077 | 0.73797 | 860.5332 | 0.11832 | 691.1484 | 0.02676 | 691.4504 | 0.051008
| 574.3395 | 0 | 691.6837 | 5.6767e-05 | 691.382 | 1.4404e-05 | 574.3395 | 0 | 691.6837 | -5.7096e-06 | 691.382 | -0.0012649 | 691.382 | -0.00066845 | 576.604 | 2.8092e-05 | 691.6837 | 0 | 686.18 | -0.0019393 | 691.6837 | 0 | 574.3395 | 0.02117 | 691.6837 | 0 | 686.18 | 2.9596e-05 | 691.6837 | 0 | 686.18 | -0.0023624 | 691.6837 | 0 | 576.604 | 2.0798e-05 | 691.6837 | 0 | 576.604 | 2.3203e-05 | 691.6837 | 0.00054643 | 691.382 | 0.01982 | 860.7004 | 0.00411 | 691.382 | -0.0005238 | 860.0751 | 0.71924 | 860.7004 | 0.11939 | 691.382 | 0.02612 | 691.6837 | 0.050662
| 574.4566 | 0.00035636 | 691.917 | 0.0016941 | 691.6156 | 0.00021112 | 574.4566 | 0.0002601 | 691.917 | 0.00017436 | 691.6156 | 0.00043277 | 691.6156 | 0.00043104 | 576.7228 | 1.408e-05 | 691.917 | 0.00044747 | 686.41 | 0.00096123 | 691.917 | 0.00066693 | 574.4566 | 0.02333 | 691.917 | 0.0007758 | 686.41 | -0.0006807 | 691.917 | 0.00025502 | 686.41 | -0.00018422 | 691.917 | 0.0005936 | 576.7228 | 1.0329e-05 | 691.917 | 0.00094087 | 576.7228 | 1.1442e-05 | 691.917 | 0.00139 | 691.6156 | 0.0203 | 860.8675 | 0.00464 | 691.6156 | -0.00024606 | 860.2425 | 0.71429 | 860.8675 | 0.11995 | 691.6156 | 0.02697 | 691.917 | 0.050563
| 574.5737 | 0 | 692.1503 | 0.0002275 | 691.8491 | -0.00010964 | 574.5737 | 0 | 692.1503 | -0.00062572 | 691.8491 | -0.00087851 | 691.8491 | -0.00057164 | 576.8416 | 2.5628e-05 | 692.1503 | 0 | 686.65 | -0.0022092 | 692.1503 | 0 | 574.5737 | 0.02009 | 692.1503 | 0 | 686.65 | -3.4977e-05 | 692.1503 | 0 | 686.65 | -0.00080189 | 692.1503 | 0 | 576.8416 | 1.9979e-05 | 692.1503 | 0 | 576.8416 | 2.2566e-05 | 692.1503 | 0.00039202 | 691.8492 | 0.01857 | 861.0347 | 0.00371 | 691.8491 | 6.75e-05 | 860.41 | 0.70052 | 861.0347 | 0.12086 | 691.8492 | 0.02547 | 692.1503 | 0.049625
| 574.6908 | 0.00161 | 692.3835 | 0.00037486 | 692.0827 | 0.00012841 | 574.6908 | 0.00102 | 692.3835 | 0.00019887 | 692.0827 | 7.164e-05 | 692.0827 | 0.00036948 | 576.9604 | 1.1817e-05 | 692.3835 | 0.00046648 | 686.88 | 0.00072515 | 692.3835 | 0.00073485 | 574.6908 | 0.02168 | 692.3835 | 0.00050529 | 686.88 | 0.0012888 | 692.3835 | 0.00042813 | 686.88 | -0.0030125 | 692.3835 | 0.00063819 | 576.9604 | 9.6731e-06 | 692.3835 | 0.00077728 | 576.9604 | 1.1124e-05 | 692.3835 | 0.00132 | 692.0827 | 0.01935 | 861.2018 | 0.00614 | 692.0827 | -0.00014306 | 860.5774 | 0.68885 | 861.2018 | 0.12166 | 692.0827 | 0.02565 | 692.3835 | 0.049648
| 574.8079 | 0 | 692.6168 | 0.00045559 | 692.3164 | -0.00014362 | 574.8079 | 0 | 692.6168 | -0.00022201 | 692.3164 | -0.00079753 | 692.3164 | -0.00051565 | 577.0792 | 2.4934e-05 | 692.6168 | 0 | 687.11 | -0.0012648 | 692.6168 | 0 | 574.8079 | 0.02194 | 692.6168 | 0 | 687.11 | -0.002069 | 692.6168 | 0 | 687.11 | -0.0032725 | 692.6168 | 0 | 577.0792 | 1.6992e-05 | 692.6168 | 0 | 577.0792 | 2.0534e-05 | 692.6168 | 0.00054954 | 692.3164 | 0.01779 | 861.369 | 0.00571 | 692.3164 | 0.00081392 | 860.7448 | 0.66786 | 861.369 | 0.12285 | 692.3164 | 0.02502 | 692.6168 | 0.049087
| 574.925 | 0.00136 | 692.8502 | 0.0012716 | 692.55 | 4.4426e-05 | 574.925 | 0.00175 | 692.8502 | 0.00025087 | 692.55 | 0.00051514 | 692.55 | 0.00046306 | 577.198 | 1.3352e-05 | 692.8501 | 0.00043944 | 687.35 | -0.0019057 | 692.8501 | 0.00045997 | 574.925 | 0.02191 | 692.8501 | 0.00036946 | 687.35 | -0.0004547 | 692.8502 | 0.0003574 | 687.35 | 0.0011162 | 692.8501 | 0.00023217 | 577.198 | 7.3544e-06 | 692.8501 | 0.00050943 | 577.198 | 9.4106e-06 | 692.8502 | 0.00125 | 692.55 | 0.0179 | 861.5361 | 0.0038 | 692.55 | -0.00030444 | 860.9123 | 0.65977 | 861.5361 | 0.12359 | 692.55 | 0.02583 | 692.8502 | 0.048942
| 575.0421 | 0 | 693.0834 | -0.00047025 | 692.7836 | -3.4021e-05 | 575.0421 | 0 | 693.0834 | -0.0013843 | 692.7836 | -0.0011822 | 692.7836 | -0.00044693 | 577.3169 | 2.5628e-05 | 693.0835 | 0 | 687.58 | -0.0012648 | 693.0835 | 0 | 575.0421 | 0.02287 | 693.0835 | 0 | 687.58 | 9.4169e-05 | 693.0834 | 0 | 687.58 | -5.4182e-05 | 693.0835 | 0 | 577.3169 | 1.6161e-05 | 693.0835 | 0 | 577.3169 | 2.3093e-05 | 693.0834 | 0.00042279 | 692.7836 | 0.01672 | 861.7033 | 0.00496 | 692.7836 | -0.00030161 | 861.0797 | 0.64346 | 861.7033 | 0.12446 | 692.7836 | 0.02492 | 693.0834 | 0.048331
| 575.1592 | 0.00109 | 693.3168 | -0.00050671 | 693.0172 | 0.00024047 | 575.1592 | 0.00194 | 693.3168 | -0.00032608 | 693.0172 | 0.00090312 | 693.0172 | 0.00047177 | 577.4357 | 1.2467e-05 | 693.3168 | 0.00046899 | 687.81 | 0.00285 | 693.3168 | 0.00075594 | 575.1592 | 0.02213 | 693.3168 | 0.00096802 | 687.81 | -0.00019641 | 693.3168 | 0.00064718 | 687.81 | 0.00046596 | 693.3168 | 0.00060195 | 577.4357 | 8.8299e-06 | 693.3168 | 0.00072634 | 577.4357 | 1.3682e-05 | 693.3168 | 0.00117 | 693.0172 | 0.0175 | 861.8704 | 0.00515 | 693.0172 | 0.00083301 | 861.2471 | 0.63259 | 861.8704 | 0.12481 | 693.0172 | 0.02505 | 693.3168 | 0.048212
| 575.2763 | 0 | 693.5501 | -0.00038915 | 693.2509 | -0.0001154 | 575.2763 | 0 | 693.5501 | -0.00053498 | 693.2509 | -0.00092452 | 693.2509 | -0.00058957 | 577.5545 | 2.6367e-05 | 693.5501 | 0 | 688.05 | -0.00069142 | 693.5501 | 0 | 575.2763 | 0.02094 | 693.5501 | 0 | 688.05 | -0.0016815 | 693.5501 | 0 | 688.05 | -0.0013871 | 693.5501 | 0 | 577.5545 | 1.6383e-05 | 693.5501 | 0 | 577.5545 | 2.4806e-05 | 693.5501 | 0.00027435 | 693.2509 | 0.01617 | 862.0376 | 0.00339 | 693.2509 | -0.00044022 | 861.4146 | 0.61478 | 862.0376 | 0.12586 | 693.2509 | 0.0242 | 693.5501 | 0.04804
| 575.3935 | 0.00087741 | 693.7835 | 0.00038011 | 693.4845 | -0.00014337 | 575.3935 | 0.00098839 | 693.7835 | 1.5708e-05 | 693.4845 | 0.00037678 | 693.4845 | 0.00041121 | 577.6733 | 1.3956e-05 | 693.7835 | 0.00028292 | 688.28 | -1.6864e-05 | 693.7835 | 0.00048205 | 575.3935 | 0.02089 | 693.7835 | 0.0007627 | 688.28 | 2.9596e-05 | 693.7835 | 0.00024769 | 688.28 | -0.001127 | 693.7835 | 0.00013588 | 577.6733 | 7.5534e-06 | 693.7835 | 0.00088778 | 577.6733 | 1.1124e-05 | 693.7835 | 0.00124 | 693.4845 | 0.01625 | 862.2047 | 0.0058 | 693.4845 | 0.001117 | 861.582 | 0.60939 | 862.2047 | 0.12629 | 693.4845 | 0.02571 | 693.7835 | 0.047917
| 575.5106 | 0 | 694.0168 | -0.00051707 | 693.7182 | -3.248e-05 | 575.5106 | 0 | 694.0168 | -0.00042269 | 693.7182 | -0.00079403 | 693.7182 | -0.00049928 | 577.7921 | 2.7017e-05 | 694.0168 | 0 | 688.52 | -0.0020405 | 694.0168 | 0 | 575.5106 | 0.0202 | 694.0168 | 0 | 688.52 | -0.0024887 | 694.0168 | 0 | 688.52 | -0.00060684 | 694.0168 | 0 | 577.7921 | 1.6664e-05 | 694.0168 | 0 | 577.7921 | 2.0315e-05 | 694.0168 | 0.00045801 | 693.7182 | 0.01487 | 862.3719 | 0.00475 | 693.7182 | -0.0007483 | 861.7495 | 0.59508 | 862.3719 | 0.12732 | 693.7182 | 0.02369 | 694.0168 | 0.047059
| 575.6278 | 0.00085945 | 694.2502 | -8.5284e-05 | 693.9519 | 0.00019818 | 575.6278 | 0.00083232 | 694.2502 | -0.0002526 | 693.9519 | 0.00028876 | 693.9519 | 0.00040925 | 577.911 | 1.3116e-05 | 694.2502 | 0.00062423 | 688.75 | 0.0023441 | 694.2502 | 0.00087203 | 575.6278 | 0.02421 | 694.2502 | 0.0007985 | 688.75 | 0.0018699 | 694.2502 | 0.00053118 | 688.75 | -0.0001192 | 694.2502 | 0.00069973 | 577.911 | 9.111e-06 | 694.2502 | 0.00097601 | 577.911 | 9.191e-06 | 694.2502 | 0.00103 | 693.9519 | 0.01533 | 862.5391 | 0.00529 | 693.9519 | 4.9258e-05 | 861.9169 | 0.57817 | 862.5391 | 0.12801 | 693.9519 | 0.02463 | 694.2502 | 0.046702
| 575.7449 | 0 | 694.4836 | -7.8346e-05 | 694.1856 | -0.00018629 | 575.7449 | 0 | 694.4836 | -0.00089326 | 694.1856 | -0.00074541 | 694.1856 | -0.00070035 | 578.0298 | 2.5505e-05 | 694.4836 | 0 | 688.98 | 0.00038786 | 694.4836 | 0 | 575.7449 | 0.02157 | 694.4836 | 0 | 688.98 | 6.1882e-05 | 694.4836 | 0 | 688.98 | 0.0019939 | 694.4836 | 0 | 578.0298 | 1.54e-05 | 694.4836 | 0 | 578.0298 | 2.0315e-05 | 694.4836 | 0.00034334 | 694.1856 | 0.01368 | 862.7062 | 0.00434 | 694.1856 | 9.6331e-05 | 862.0844 | 0.56298 | 862.7062 | 0.12917 | 694.1856 | 0.02389 | 694.4836 | 0.04633
| 575.8621 | 0.00015871 | 694.717 | 0.0014096 | 694.4193 | -0.00018479 | 575.8621 | 0.00153 | 694.717 | -7.822e-05 | 694.4193 | 0.00018354 | 694.4193 | 0.00041418 | 578.1486 | 1.2444e-05 | 694.717 | 0.00029443 | 689.22 | 0.00086005 | 694.717 | 0.00034235 | 575.8621 | 0.02174 | 694.717 | 0.00046132 | 689.22 | -0.00077756 | 694.717 | 0.00018823 | 689.22 | 0.0011812 | 694.717 | 0.00015663 | 578.1486 | 6.277e-06 | 694.717 | 0.00085584 | 578.1486 | 1.1124e-05 | 694.717 | 0.00116 | 694.4193 | 0.01451 | 862.8734 | 0.00464 | 694.4193 | -0.00014061 | 862.2519 | 0.54893 | 862.8734 | 0.12978 | 694.4193 | 0.02462 | 694.717 | 0.046387
| 575.9792 | 0 | 694.9504 | 0.00037383 | 694.653 | -0.00015296 | 575.9792 | 0 | 694.9504 | -0.00032103 | 694.653 | -0.00068267 | 694.653 | -0.00059176 | 578.2675 | 2.5034e-05 | 694.9504 | 0 | 689.45 | -0.0010624 | 694.9504 | 0 | 575.9792 | 0.02225 | 694.9504 | 0 | 689.45 | -0.00055155 | 694.9504 | 0 | 689.45 | -2.1673e-05 | 694.9504 | 0 | 578.2675 | 1.3795e-05 | 694.9504 | 0 | 578.2675 | 1.7646e-05 | 694.9504 | 0.00027975 | 694.653 | 0.01286 | 863.0406 | 0.00541 | 694.653 | -0.0011619 | 862.4193 | 0.53288 | 863.0406 | 0.13046 | 694.653 | 0.02067 | 694.9504 | 0.045623
| 576.0964 | 0 | 695.1838 | 0.0013048 | 694.8867 | 8.9788e-05 | 576.0964 | 0.00203 | 695.1838 | 0.00047073 | 694.8867 | -2.4637e-05 | 694.8867 | 0.00040169 | 578.3863 | 1.2646e-05 | 695.1838 | 0.00055305 | 689.68 | 0.00089378 | 695.1838 | 0.0006801 | 576.0964 | 0.02103 | 695.1838 | 0.00033535 | 689.68 | 0.00041703 | 695.1838 | 0.00051926 | 689.68 | 0.0023191 | 695.1838 | 0.00033308 | 578.3863 | 7.5183e-06 | 695.1838 | 0.00074121 | 578.3863 | 6.7313e-06 | 695.1838 | 0.00087668 | 694.8867 | 0.01346 | 863.2078 | 0.00373 | 694.8867 | 0.0018601 | 862.5868 | 0.52295 | 863.2078 | 0.13081 | 694.8867 | 0.02659 | 695.1838 | 0.045746
| 576.2136 | 0 | 695.4172 | 0.00087305 | 695.1204 | -0.00018129 | 576.2136 | 0 | 695.4172 | -0.00038603 | 695.1204 | -0.00085847 | 695.1204 | -0.00056396 | 578.5051 | 2.499e-05 | 695.4172 | 0 | 689.92 | -0.00069142 | 695.4172 | 0 | 576.2136 | 0.01984 | 695.4172 | 0 | 689.92 | -0.00093899 | 695.4172 | 0 | 689.92 | 0.0013763 | 695.4172 | 0 | 578.5051 | 1.4392e-05 | 695.4172 | 0 | 578.5051 | 1.7855e-05 | 695.4172 | 0.00016054 | 695.1204 | 0.01253 | 863.375 | 0.00425 | 695.1204 | -0.00020648 | 862.7543 | 0.50628 | 863.375 | 0.13161 | 695.1204 | 0.02371 | 695.4172 | 0.045198
| 576.3307 | 0.00091335 | 695.6506 | 0.00072005 | 695.3541 | -1.9747e-05 | 576.3307 | 0.00083232 | 695.6506 | 0.001332 | 695.3541 | -0.00019576 | 695.3541 | 0.00039083 | 578.624 | 1.2411e-05 | 695.6506 | 0.00074118 | 690.15 | 0.00028669 | 695.6506 | 0.0004964 | 576.3307 | 0.01981 | 695.6506 | 0.00054915 | 690.15 | -0.0033604 | 695.6506 | 0.00019441 | 690.15 | -0.00086692 | 695.6506 | 0.00025203 | 578.624 | 6.8742e-06 | 695.6506 | 0.00070457 | 578.624 | 1.1332e-05 | 695.6506 | 0.00109 | 695.3541 | 0.01283 | 863.5422 | 0.00469 | 695.3541 | -3.1999e-05 | 862.9217 | 0.49798 | 863.5422 | 0.13177 | 695.3541 | 0.02414 | 695.6506 | 0.045258
| 576.4479 | 0 | 695.8841 | -0.00021626 | 695.5879 | 0.00010691 | 576.4479 | 0.00015642 | 695.8841 | -0.0011486 | 695.5879 | -0.0010132 | 695.5879 | -0.00063449 | 578.7428 | 2.4116e-05 | 695.8841 | 0 | 690.38 | -0.00032042 | 695.8841 | 0 | 576.4479 | 0.01836 | 695.8841 | 0 | 690.38 | -0.00080984 | 695.8841 | 0 | 690.38 | -0.00037928 | 695.8841 | 0 | 578.7428 | 1.2894e-05 | 695.8841 | 3.7564e-06 | 578.7428 | 2.2236e-05 | 695.8841 | 0.00015672 | 695.5879 | 0.01148 | 863.7093 | 0.00341 | 695.5879 | -0.00026042 | 863.0892 | 0.48026 | 863.7093 | 0.13229 | 695.5879 | 0.0223 | 695.8841 | 0.0444
| 576.5651 | 0.0016 | 696.1175 | 0.00094766 | 695.8216 | -0.00010307 | 576.5651 | 0.00065893 | 696.1175 | -0.0001079 | 695.8216 | 0.00013555 | 695.8216 | 0.0004581 | 578.8617 | 1.1761e-05 | 696.1175 | 0.00052081 | 690.62 | 0.00096123 | 696.1175 | 0.00065973 | 576.5651 | 0.02009 | 696.1175 | 0.00035111 | 690.62 | 0.00028789 | 696.1175 | 0.00035587 | 690.62 | 0.0015387 | 696.1175 | 0.00062251 | 578.8617 | 6.0193e-06 | 696.1175 | 0.00061691 | 578.8617 | 1.1124e-05 | 696.1175 | 0.00106 | 695.8216 | 0.01204 | 863.8765 | 0.00501 | 695.8216 | 0.00098012 | 863.2567 | 0.47548 | 863.8765 | 0.13223 | 695.8216 | 0.02421 | 696.1175 | 0.044367
| 576.6823 | 0 | 696.351 | 0.00022269 | 696.0554 | -0.00015643 | 576.6823 | 0 | 696.351 | -0.00054862 | 696.0554 | -0.0011415 | 696.0554 | -0.0006691 | 578.9805 | 2.3321e-05 | 696.351 | 0 | 690.85 | 0.0013322 | 696.351 | 0 | 576.6823 | 0.01779 | 696.351 | 0 | 690.85 | -0.0019399 | 696.351 | 0 | 690.85 | -0.00047681 | 696.351 | 0 | 578.9805 | 1.232e-05 | 696.351 | 0 | 578.9805 | 1.9678e-05 | 696.351 | 0.00010296 | 696.0554 | 0.01105 | 864.0437 | 0.00494 | 696.0554 | -0.00040518 | 863.4242 | 0.45902 | 864.0437 | 0.1328 | 696.0554 | 0.02268 | 696.351 | 0.043956
| 576.7995 | 0.00239 | 696.5845 | 0.00020949 | 696.2892 | -4.6138e-05 | 576.7995 | 0.00137 | 696.5845 | 0.0004369 | 696.2892 | 0.00020339 | 696.2892 | 0.00046066 | 579.0994 | 1.1604e-05 | 696.5844 | 0.00041478 | 691.09 | -0.00028669 | 696.5844 | 0.00052021 | 576.7995 | 0.01998 | 696.5844 | 0.0002666 | 691.09 | 0.0007076 | 696.5845 | 0.00030559 | 691.09 | 0.0010836 | 696.5844 | 0.00050006 | 579.0994 | 6.3004e-06 | 696.5844 | 0.00051362 | 579.0994 | 8.5541e-06 | 696.5845 | 0.00086991 | 696.2892 | 0.01153 | 864.2109 | 0.00461 | 696.2892 | 0.00049654 | 863.5917 | 0.4556 | 864.2109 | 0.13307 | 696.2892 | 0.02424 | 696.5845 | 0.043896
| 576.9167 | 0 | 696.8179 | 0.00050501 | 696.523 | -0.00012411 | 576.9167 | 0 | 696.8179 | -0.00058706 | 696.523 | -0.00054799 | 696.523 | -0.00054748 | 579.2183 | 2.49e-05 | 696.8179 | 0 | 691.32 | 8.4319e-05 | 696.8179 | 0 | 576.9167 | 0.01768 | 696.8179 | 0 | 691.32 | -0.00087442 | 696.8179 | 0 | 691.32 | -0.00028175 | 696.8179 | 0 | 579.2183 | 1.2085e-05 | 696.8179 | 0 | 579.2183 | 1.8393e-05 | 696.8179 | 0.00025167 | 696.523 | 0.01064 | 864.3781 | 0.00429 | 696.523 | -0.0002154 | 863.7592 | 0.4305 | 864.3781 | 0.13375 | 696.523 | 0.02242 | 696.8179 | 0.043203
| 577.0339 | 0.00023058 | 697.0514 | 0.00023552 | 696.7567 | 0.00013464 | 577.0339 | 0.00213 | 697.0514 | 0.00033282 | 696.7567 | -4.7224e-06 | 696.7567 | 0.00038237 | 579.3371 | 1.3352e-05 | 697.0514 | 0.00059934 | 691.55 | -0.00038786 | 697.0514 | 0.00075222 | 577.0339 | 0.02018 | 697.0514 | 0.00083953 | 691.55 | 0.002451 | 697.0514 | 0.00067363 | 691.55 | 0.00040094 | 697.0514 | 0.00041392 | 579.3371 | 5.7851e-06 | 697.0514 | 0.00072573 | 579.3371 | 9.8388e-06 | 697.0514 | 0.00097667 | 696.7568 | 0.01128 | 864.5453 | 0.00506 | 696.7567 | -0.00086627 | 863.9267 | 0.42748 | 864.5453 | 0.13434 | 696.7568 | 0.02348 | 697.0514 | 0.043363
| 577.1512 | 0 | 697.2849 | -0.00038233 | 696.9905 | -5.269e-06 | 577.1512 | 0 | 697.2849 | -0.00035802 | 696.9905 | -0.00063645 | 696.9905 | -0.00053289 | 579.456 | 2.6132e-05 | 697.2849 | 0 | 691.79 | -0.0013322 | 697.2849 | 0 | 577.1512 | 0.01813 | 697.2849 | 0 | 691.79 | -0.0034897 | 697.2849 | 0 | 691.79 | -0.0015496 | 697.2849 | 0 | 579.456 | 1.2074e-05 | 697.2849 | 0 | 579.456 | 2.0853e-05 | 697.2849 | 4.1023e-05 | 696.9905 | 0.00965 | 864.7125 | 0.00397 | 696.9905 | 0.00095143 | 864.0942 | 0.40851 | 864.7125 | 0.13559 | 696.9905 | 0.02179 | 697.2849 | 0.042583
| 577.2684 | 0 | 697.5184 | 0.00030579 | 697.2244 | -1.0672e-05 | 577.2684 | 0.00154 | 697.5184 | -0.00024797 | 697.2244 | -0.00022413 | 697.2244 | 0.00028674 | 579.5748 | 1.2836e-05 | 697.5184 | 0.00055844 | 692.02 | 0.0005565 | 697.5184 | 0.00049194 | 577.2684 | 0.01927 | 697.5184 | 0.00018067 | 692.02 | 0.00090132 | 697.5184 | 0.00021429 | 692.02 | 0.00098612 | 697.5184 | 0.00036498 | 579.5748 | 6.277e-06 | 697.5184 | 0.00039846 | 579.5748 | 1.1014e-05 | 697.5184 | 0.00088749 | 697.2244 | 0.0102 | 864.8797 | 0.00494 | 697.2244 | 0.00096382 | 864.2617 | 0.39932 | 864.8797 | 0.13679 | 697.2244 | 0.02286 | 697.5184 | 0.042936
| 577.3856 | 0 | 697.752 | 0.00025149 | 697.4582 | -0.00015849 | 577.3856 | 0 | 697.752 | -0.00057441 | 697.4582 | -0.00036346 | 697.4582 | -0.00068965 | 579.6937 | 2.5583e-05 | 697.7519 | 0 | 692.25 | -0.00062396 | 697.7519 | 0 | 577.3856 | 0.01805 | 697.7519 | 0 | 692.25 | 0.00032017 | 697.752 | 0 | 692.25 | -0.0012895 | 697.7519 | 0 | 579.6937 | 1.1266e-05 | 697.7519 | 0 | 579.6937 | 2.149e-05 | 697.7519 | 0.00019778 | 697.4582 | 0.0088 | 865.047 | 0.00473 | 697.4582 | -8.1455e-06 | 864.4292 | 0.38791 | 865.047 | 0.13852 | 697.4582 | 0.02164 | 697.752 | 0.042031
| 577.5029 | 0.00041025 | 697.9855 | 3.998e-05 | 697.692 | 0.00015741 | 577.5029 | 0.00095371 | 697.9855 | 0.0001903 | 697.692 | -0.00018841 | 697.692 | 0.00047387 | 579.8126 | 1.2758e-05 | 697.9855 | 0.00015705 | 692.49 | 0.00096123 | 697.9855 | 0.00046605 | 577.5029 | 0.02057 | 697.9855 | 0.00076375 | 692.49 | -0.0014878 | 697.9855 | 0.00033422 | 692.49 | -0.0013546 | 697.9855 | 0.00071867 | 579.8126 | 4.9888e-06 | 697.9855 | 0.00068694 | 579.8126 | 1.0476e-05 | 697.9855 | 0.00092228 | 697.692 | 0.00946 | 865.2142 | 0.00301 | 697.692 | 0.00039016 | 864.5967 | 0.37574 | 865.2142 | 0.13968 | 697.692 | 0.02288 | 697.9855 | 0.042237
| 577.6201 | 0 | 698.219 | 6.3483e-05 | 697.9259 | -0.00012547 | 577.6201 | 0 | 698.219 | -0.00053748 | 697.9259 | -0.0011411 | 697.9259 | -0.00073178 | 579.9315 | 2.6782e-05 | 698.219 | 0 | 692.72 | -0.00079259 | 698.219 | 0 | 577.6201 | 0.01873 | 698.219 | 0 | 692.72 | -0.00084214 | 698.219 | 0 | 692.72 | -0.0027199 | 698.219 | 0 | 579.9315 | 1.15e-05 | 698.219 | 0 | 579.9315 | 1.9678e-05 | 698.219 | 7.2382e-05 | 697.9259 | 0.00862 | 865.3814 | 0.00408 | 697.9259 | -0.00038583 | 864.7642 | 0.36413 | 865.3814 | 0.14108 | 697.9259 | 0.02204 | 698.219 | 0.041637
| 577.7374 | 0.00066181 | 698.4526 | 0.0012243 | 698.1597 | 0.00010238 | 577.7374 | 0.0012 | 698.4526 | 0.00024369 | 698.1597 | 0.00048852 | 698.1597 | 0.00045903 | 580.0503 | 1.5939e-05 | 698.4526 | 0.00053877 | 692.96 | 0.00099496 | 698.4526 | 0.00053477 | 577.7374 | 0.01935 | 698.4526 | 0.0010155 | 692.96 | 0.00022331 | 698.4526 | 0.00053304 | 692.96 | 0.0016363 | 698.4526 | 0.00074717 | 580.0503 | 6.6751e-06 | 698.4526 | 0.00050512 | 580.0503 | 1.0047e-05 | 698.4526 | 0.00077282 | 698.1597 | 0.00952 | 865.5486 | 0.00413 | 698.1597 | 0.00045107 | 864.9318 | 0.35798 | 865.5486 | 0.14222 | 698.1597 | 0.02278 | 698.4526 | 0.041647
| 577.8546 | 0 | 698.6861 | 0.00077705 | 698.3936 | 4.5009e-05 | 577.8546 | 0 | 698.6861 | 0.00044743 | 698.3936 | 9.1422e-05 | 698.3936 | 0.00055396 | 580.1692 | 1.7922e-05 | 698.6861 | 0.00071588 | 693.19 | -5.0592e-05 | 698.6861 | 0.00087641 | 577.8546 | 0.01782 | 698.6861 | 0.0008424 | 693.19 | -0.0023919 | 698.6861 | 0.00047279 | 693.19 | 0.0016363 | 698.6861 | 0.00052999 | 580.1692 | 6.8391e-06 | 698.6861 | 0.00072866 | 580.1692 | 1.2617e-05 | 698.6861 | 0.00068179 | 698.3936 | 0.00849 | 865.7158 | 0.00533 | 698.3936 | 0.0014324 | 865.0993 | 0.33793 | 865.7158 | 0.14339 | 698.3936 | 0.02191 | 698.6861 | 0.040794
| 577.9719 | 6.8875e-05 | 698.9197 | -0.00021405 | 698.6274 | -0.00025634 | 577.9719 | 0.0014 | 698.9197 | -0.00049208 | 698.6274 | -0.00098001 | 698.6274 | -0.0006543 | 580.2881 | 6.7318e-06 | 698.9197 | 0 | 693.42 | -0.001602 | 698.9197 | 0 | 577.9719 | 0.01864 | 698.9197 | 0 | 693.42 | -0.0015524 | 698.9197 | 0 | 693.42 | -0.00050931 | 698.9197 | 0 | 580.2881 | 7.1436e-07 | 698.9197 | 0 | 580.2881 | 5.8857e-06 | 698.9197 | 1.4515e-05 | 698.6274 | 0.00727 | 865.8831 | 0.00327 | 698.6274 | 0.00060999 | 865.2668 | 0.32422 | 865.8831 | 0.14443 | 698.6274 | 0.02108 | 698.9197 | 0.040435
| 578.0892 | 0 | 699.1533 | 0.00062077 | 698.8613 | 0.00013641 | 578.0892 | 0 | 699.1533 | -5.73e-05 | 698.8613 | 0.00036227 | 698.8613 | 0.0003768 | 580.407 | 7.6167e-06 | 699.1533 | 0.00062808 | 693.66 | 0.00021923 | 699.1533 | 0.0006157 | 578.0892 | 0.01683 | 699.1533 | 0.00074661 | 693.66 | -0.00039012 | 699.1533 | 0.00037893 | 693.66 | 0.0038469 | 699.1533 | 0.00038764 | 580.407 | 5.5041e-07 | 699.1533 | 0.00074679 | 580.407 | 5.3477e-06 | 699.1533 | 0.00091334 | 698.8613 | 0.00816 | 866.0503 | 0.00445 | 698.8613 | 0.00087891 | 865.4343 | 0.32105 | 866.0503 | 0.14475 | 698.8613 | 0.02224 | 699.1533 | 0.040365
| 578.2065 | 0.00026652 | 699.3868 | -0.0005453 | 699.0952 | 0.00016671 | 578.2065 | 0.00182 | 699.3868 | -0.00080271 | 699.0952 | -0.00046958 | 699.0952 | -0.00054948 | 580.5259 | 8.3224e-06 | 699.3869 | 0 | 693.89 | -0.0020068 | 699.3869 | 0 | 578.2065 | 0.01791 | 699.3869 | 0 | 693.89 | -0.0020367 | 699.3868 | 0 | 693.89 | -0.0012895 | 699.3869 | 0 | 580.5259 | 4.6843e-07 | 699.3869 | 0 | 580.5259 | 4.601e-06 | 699.3868 | 8.1073e-05 | 699.0952 | 0.0071 | 866.2175 | 0.0032 | 699.0952 | -0.0011545 | 865.6019 | 0.30574 | 866.2175 | 0.14499 | 699.0952 | 0.02053 | 699.3868 | 0.039621
| 578.3237 | 0 | 699.6205 | 0.00049817 | 699.3291 | 7.0311e-05 | 578.3237 | 0 | 699.6205 | -0.00027074 | 699.3291 | 0.00018722 | 699.3291 | 0.00032904 | 580.6448 | 8.6808e-06 | 699.6205 | 0.00052777 | 694.12 | 0.0013322 | 699.6205 | 0.00066178 | 578.3237 | 0.01751 | 699.6205 | 0.00086534 | 694.12 | -0.0004547 | 699.6205 | 0.00044016 | 694.12 | -0.0016472 | 699.6205 | 0.00077514 | 580.6448 | 1.6395e-07 | 699.6205 | 0.00079255 | 580.6448 | 2.5695e-06 | 699.6205 | 0.00075525 | 699.3291 | 0.00786 | 866.3848 | 0.0049 | 699.3291 | -0.00053042 | 865.7694 | 0.29341 | 866.3848 | 0.14518 | 699.3291 | 0.02181 | 699.6205 | 0.039527
| 578.441 | 0.00127 | 699.8541 | 0.00044461 | 699.563 | -0.00016086 | 578.441 | 0.00166 | 699.8541 | 0.00024223 | 699.563 | -0.0010032 | 699.563 | -0.00079546 | 580.7637 | 9.3081e-06 | 699.8541 | 0 | 694.36 | 0.00021923 | 699.8541 | 0 | 578.441 | 0.01751 | 699.8541 | 0 | 694.36 | -0.0027792 | 699.8541 | 0 | 694.36 | -0.0034351 | 699.8541 | 0 | 580.7637 | 5.1527e-07 | 699.8541 | 0 | 580.7637 | 3.3162e-06 | 699.8541 | 0 | 699.563 | 0.0064 | 866.552 | 0.00429 | 699.563 | 0.00072249 | 865.937 | 0.2901 | 866.552 | 0.14612 | 699.563 | 0.02081 | 699.8541 | 0.039118
| 578.5583 | 0 | 700.0877 | 0.00057565 | 699.7969 | 4.8636e-05 | 578.5583 | 0 | 700.0877 | 0.0001197 | 699.7969 | 0.00016458 | 699.7969 | 0.00053994 | 580.8826 | 8.6024e-06 | 700.0877 | 0.00063073 | 694.59 | 0.0015346 | 700.0877 | 0.00041803 | 578.5583 | 0.01904 | 700.0877 | 0.0006755 | 694.59 | -0.00061613 | 700.0877 | 0.00033969 | 694.59 | 0.0014737 | 700.0877 | 0.00031056 | 580.8826 | 4.333e-07 | 700.0877 | 0.00070155 | 580.8826 | 3.7445e-06 | 700.0877 | 0.0008595 | 699.7969 | 0.00756 | 866.7192 | 0.0041 | 699.7969 | -0.00038649 | 866.1045 | 0.28181 | 866.7192 | 0.14713 | 699.7969 | 0.02215 | 700.0877 | 0.039175
| 578.6756 | 0.00057197 | 700.3213 | -7.5886e-06 | 700.0309 | 7.0063e-05 | 578.6756 | 0.00163 | 700.3213 | -0.00056713 | 700.0309 | -0.00048926 | 700.0309 | -0.00055315 | 581.0015 | 7.5047e-06 | 700.3213 | 0 | 694.83 | 0.00035414 | 700.3213 | 0 | 578.6756 | 0.02018 | 700.3213 | 0 | 694.83 | -0.0014556 | 700.3213 | 0 | 694.83 | -0.00054182 | 700.3213 | 0 | 581.0015 | 3.8646e-07 | 700.3213 | 0 | 581.0015 | 3.5248e-06 | 700.3213 | 0 | 700.0309 | 0.00618 | 866.8865 | 0.00396 | 700.0309 | 0.00058949 | 866.272 | 0.27476 | 866.8865 | 0.14823 | 700.0309 | 0.02004 | 700.3213 | 0.038646
| 578.7929 | 0 | 700.5549 | 0.00059661 | 700.2648 | 9.7733e-05 | 578.7929 | 0 | 700.5549 | 0.00028728 | 700.2648 | 0.00044703 | 700.2648 | 0.00038027 | 581.1204 | 5.7685e-06 | 700.555 | 0.00062618 | 695.06 | 0.00069142 | 700.555 | 0.00047277 | 578.7929 | 0.01646 | 700.555 | 0.00086572 | 695.06 | 0.0004816 | 700.5549 | 0.00038303 | 695.06 | -0.0017771 | 700.555 | 0.00044786 | 581.1204 | 4.6843e-08 | 700.555 | 0.0009007 | 581.1204 | 3.5248e-06 | 700.5549 | 0.00077029 | 700.2648 | 0.00722 | 867.0537 | 0.00533 | 700.2648 | 0.00016872 | 866.4396 | 0.26509 | 867.0537 | 0.14835 | 700.2648 | 0.02098 | 700.5549 | 0.03848
| 578.9103 | 0 | 700.7886 | -0.00031756 | 700.4988 | -0.00021902 | 578.9103 | 0.0006936 | 700.7886 | -0.00041674 | 700.4988 | -0.001321 | 700.4988 | -0.00054096 | 581.2393 | 6.8774e-06 | 700.7886 | 0 | 695.29 | -0.0020742 | 700.7886 | 0 | 578.9103 | 0.01683 | 700.7886 | 0 | 695.29 | -0.00013183 | 700.7886 | 0 | 695.29 | -0.00021673 | 700.7886 | 0 | 581.2393 | 4.6843e-08 | 700.7886 | 0 | 581.2393 | 2.6684e-06 | 700.7886 | 0 | 700.4988 | 0.00541 | 867.221 | 0.00515 | 700.4988 | -0.0012573 | 866.6071 | 0.2515 | 867.221 | 0.14858 | 700.4988 | 0.0197 | 700.7886 | 0.038063
| 579.0276 | 0 | 701.0223 | 0.0012301 | 700.7327 | 5.2082e-05 | 579.0276 | 8.6901e-05 | 701.0223 | 0.00040787 | 700.7327 | -0.00019525 | 700.7327 | 0.000436 | 581.3582 | 7.9527e-06 | 701.0223 | 0.00061537 | 695.53 | 0.00052277 | 701.0223 | 0.00059768 | 579.0276 | 0.01671 | 701.0223 | 0.00074453 | 695.53 | -3.4977e-05 | 701.0223 | 0.00061394 | 695.53 | 0.00027091 | 701.0223 | 0.00028039 | 581.3582 | 0 | 701.0223 | 0.00085263 | 581.3582 | 4.601e-06 | 701.0223 | 0.00069129 | 700.7327 | 0.00681 | 867.3882 | 0.00513 | 700.7327 | -0.00079379 | 866.7747 | 0.24723 | 867.3882 | 0.1487 | 700.7327 | 0.02117 | 701.0223 | 0.038002
| 579.1449 | 0.00048213 | 701.2559 | 0.00029481 | 700.9667 | -0.00016056 | 579.1449 | 0.0014 | 701.2559 | -0.00056987 | 700.9667 | -0.00070646 | 700.9667 | -0.00055152 | 581.4771 | 8.8152e-06 | 701.2559 | 0 | 695.76 | -0.00052277 | 701.2559 | 0 | 579.1449 | 0.01623 | 701.2559 | 0 | 695.76 | -0.0022627 | 701.2559 | 0 | 695.76 | -0.0022323 | 701.2559 | 0 | 581.4771 | 1.4053e-07 | 701.2559 | 0 | 581.4771 | 5.0292e-06 | 701.2559 | 0 | 700.9667 | 0.00541 | 867.5555 | 0.00513 | 700.9667 | -0.00099698 | 866.9423 | 0.24194 | 867.5555 | 0.14985 | 700.9667 | 0.01769 | 701.2559 | 0.037277
| 579.2622 | 0 | 701.4896 | 0.0009249 | 701.2007 | 8.7383e-05 | 579.2622 | 0 | 701.4896 | 0.00050731 | 701.2007 | 0.00023796 | 701.2007 | 0.00048795 | 581.596 | 7.5607e-06 | 701.4896 | 0.0005983 | 696 | 0.00052277 | 701.4896 | 0.00024765 | 579.2622 | 0.01725 | 701.4896 | 0.00052234 | 696 | -3.4977e-05 | 701.4896 | 0.00036053 | 696 | -0.00073687 | 701.4896 | 0.0003544 | 581.596 | 1.4053e-07 | 701.4896 | 0.00108 | 581.596 | 4.0629e-06 | 701.4896 | 0.00065511 | 701.2007 | 0.00647 | 867.7227 | 0.00311 | 701.2007 | 0.00086265 | 867.1098 | 0.23397 | 867.7227 | 0.15055 | 701.2007 | 0.02226 | 701.4896 | 0.037303
| 579.3796 | 0.00066181 | 701.7233 | -0.00030194 | 701.4347 | -0.00019904 | 579.3796 | 0.00097105 | 701.7233 | -0.0011047 | 701.4347 | -0.00047697 | 701.4347 | -0.00074078 | 581.7149 | 6.3622e-06 | 701.7233 | 0 | 696.23 | 0.00045532 | 701.7233 | 0 | 579.3796 | 0.01612 | 701.7233 | 0 | 696.23 | 0.0007076 | 701.7233 | 0 | 696.23 | -0.0020047 | 701.7233 | 0 | 581.7149 | 1.4053e-07 | 701.7233 | 0 | 581.7149 | 2.4597e-06 | 701.7233 | 0 | 701.4347 | 0.00513 | 867.89 | 0.00348 | 701.4347 | 0.00044768 | 867.2774 | 0.22318 | 867.89 | 0.15098 | 701.4347 | 0.02009 | 701.7233 | 0.037002
| 579.4969 | 0 | 701.957 | 0.00010317 | 701.6686 | -9.8202e-05 | 579.4969 | 0 | 701.957 | 0.00022573 | 701.6686 | 0.00015531 | 701.6686 | 0.00042818 | 581.8338 | 5.4997e-06 | 701.957 | 0.00042574 | 696.46 | 0.0011973 | 701.957 | 0.00072654 | 579.4969 | 0.0162 | 701.957 | 0.00025723 | 696.46 | 0.0028707 | 701.957 | 0.00032867 | 696.46 | -0.00028175 | 701.957 | 0.00045432 | 581.8338 | 0 | 701.957 | 0.0008407 | 581.8338 | 2.5695e-06 | 701.957 | 0.00075845 | 701.6686 | 0.00569 | 868.0573 | 0.00561 | 701.6686 | 0.0010038 | 867.445 | 0.22131 | 868.0573 | 0.15085 | 701.6686 | 0.02038 | 701.957 | 0.037035
| 579.6143 | 0.00118 | 702.1907 | -0.00075963 | 701.9027 | -0.00020576 | 579.6143 | 0.00168 | 702.1907 | -0.00084263 | 701.9027 | -0.00071446 | 701.9027 | -0.00068419 | 581.9528 | 6.519e-06 | 702.1907 | 0 | 696.7 | -0.00089378 | 702.1907 | 0 | 579.6143 | 0.01813 | 702.1907 | 0 | 696.7 | 0.00032017 | 702.1907 | 0 | 696.7 | 4.3346e-05 | 702.1907 | 0 | 581.9528 | 0 | 702.1907 | 0 | 581.9528 | 4.4912e-06 | 702.1907 | 0 | 701.9027 | 0.00453 | 868.2245 | 0.0042 | 701.9027 | -0.0014063 | 867.6125 | 0.2137 | 868.2245 | 0.15169 | 701.9027 | 0.0187 | 702.1907 | 0.036248
| 579.7317 | 0 | 702.4244 | 0.00016713 | 702.1367 | -6.3297e-05 | 579.7317 | 0 | 702.4244 | 0.00035378 | 702.1367 | 0.0004508 | 702.1367 | 0.0004398 | 582.0717 | 6.911e-06 | 702.4244 | 0.00021472 | 696.93 | 0.0001855 | 702.4244 | 0.00066275 | 579.7317 | 0.01521 | 702.4244 | 0.00013366 | 696.93 | -0.0014556 | 702.4244 | 0.00028498 | 696.93 | -0.00093193 | 702.4244 | 0.00061684 | 582.0717 | 0 | 702.4244 | 0.0007886 | 582.0717 | 4.2825e-06 | 702.4244 | 0.00058095 | 702.1367 | 0.0053 | 868.3918 | 0.00397 | 702.1367 | -0.0027946 | 867.7801 | 0.20441 | 868.3918 | 0.15306 | 702.1367 | 0.01991 | 702.4244 | 0.036487
| 579.849 | 0.00115 | 702.6581 | 9.4441e-05 | 702.3707 | -6.99e-05 | 579.849 | 0.00079764 | 702.6581 | -0.00053261 | 702.3707 | -0.0009145 | 702.3707 | -0.0005724 | 582.1906 | 7.2247e-06 | 702.6582 | 0 | 697.17 | -0.0017707 | 702.6582 | 0 | 579.849 | 0.01569 | 702.6582 | 0 | 697.17 | -0.0028116 | 702.6581 | 0 | 697.17 | -0.00067186 | 702.6582 | 0 | 582.1906 | 4.6843e-08 | 702.6582 | 0 | 582.1906 | 3.2064e-06 | 702.6581 | 7.1594e-05 | 702.3707 | 0.00425 | 868.5591 | 0.00273 | 702.3707 | -0.0012834 | 867.9477 | 0.19448 | 868.5591 | 0.15523 | 702.3707 | 0.01909 | 702.6581 | 0.035989
| 579.9664 | 8.9983e-05 | 702.8919 | 0.00080851 | 702.6047 | 0.00014122 | 579.9664 | 0 | 702.8919 | 9.8631e-05 | 702.6047 | 0.00059169 | 702.6047 | 0.0003713 | 582.3095 | 6.631e-06 | 702.8919 | 0.00072083 | 697.4 | -0.0015346 | 702.8919 | 0.00044912 | 579.9664 | 0.01691 | 702.8919 | 0.0011878 | 697.4 | -0.00087442 | 702.8919 | 0.00058349 | 697.4 | 0.0031642 | 702.8919 | 0.00033162 | 582.3095 | 4.6843e-08 | 702.8919 | 0.00077916 | 582.3095 | 2.2401e-06 | 702.8919 | 0.00077116 | 702.6047 | 0.00542 | 868.7263 | 0.00563 | 702.6047 | 0.00039421 | 868.1153 | 0.19013 | 868.7263 | 0.15665 | 702.6047 | 0.0194 | 702.8919 | 0.03614
| 580.0838 | 0.00057197 | 703.1257 | 0.00040028 | 702.8388 | -0.0001934 | 580.0838 | 0.00154 | 703.1257 | 0.00031373 | 702.8388 | -0.00053011 | 702.8388 | -0.00070853 | 582.4285 | 7.3479e-06 | 703.1257 | 0 | 697.63 | 0.0012985 | 703.1257 | 0 | 580.0838 | 0.01515 | 703.1257 | 0 | 697.63 | -0.0009067 | 703.1257 | 0 | 697.63 | -0.0013546 | 703.1257 | 0 | 582.4285 | 5.8554e-08 | 703.1257 | 0 | 582.4285 | 2.3499e-06 | 703.1257 | 0 | 702.8388 | 0.00402 | 868.8936 | 0.00362 | 702.8388 | -0.0011766 | 868.2829 | 0.1838 | 868.8936 | 0.15814 | 702.8388 | 0.01834 | 703.1257 | 0.035266
| 580.2012 | 0 | 703.3594 | 0.00066368 | 703.0728 | 7.6201e-05 | 580.2012 | 0 | 703.3594 | 0.0001026 | 703.0728 | 0.00057527 | 703.0728 | 0.00043913 | 582.5474 | 7.0679e-06 | 703.3594 | 0.00068565 | 697.87 | -0.00032042 | 703.3594 | 0.00039976 | 580.2012 | 0.01697 | 703.3594 | 0.00054106 | 697.87 | -0.0011004 | 703.3594 | 0.0005043 | 697.87 | 1.0836e-05 | 703.3594 | 0.00068198 | 582.5474 | 2.3422e-08 | 703.3594 | 0.00039816 | 582.5474 | 2.9978e-06 | 703.3594 | 0.00067436 | 703.0728 | 0.00498 | 869.0609 | 0.00408 | 703.0728 | 0.00068277 | 868.4505 | 0.18113 | 869.0609 | 0.15893 | 703.0728 | 0.02032 | 703.3594 | 0.035362
| 580.3186 | 0.00134 | 703.5932 | 5.5868e-05 | 703.3069 | -0.00014937 | 580.3186 | 0.00168 | 703.5932 | -2.1356e-06 | 703.3069 | -0.001736 | 703.3069 | -0.00061738 | 582.6663 | 6.799e-06 | 703.5932 | 0 | 698.1 | -0.0018044 | 703.5932 | 0 | 580.3186 | 0.01546 | 703.5932 | 0 | 698.1 | 0.00086903 | 703.5932 | 0 | 698.1 | -0.00060684 | 703.5932 | 0 | 582.6663 | 1.8737e-07 | 703.5932 | 0 | 582.6663 | 2.6684e-06 | 703.5932 | 0 | 703.3069 | 0.00399 | 869.2282 | 0.00357 | 703.3069 | -0.00016043 | 868.6181 | 0.17004 | 869.2282 | 0.16048 | 703.3069 | 0.01859 | 703.5932 | 0.03495
| 580.436 | 0 | 703.827 | 0.00024568 | 703.541 | 0.00013335 | 580.436 | 0 | 703.827 | -0.0003274 | 703.541 | 0.00066711 | 703.541 | 0.00051942 | 582.7853 | 6.0262e-06 | 703.827 | 0.00063991 | 698.34 | -0.00015177 | 703.827 | 0.0006945 | 580.436 | 0.01441 | 703.827 | 0.00068771 | 698.34 | -0.0014556 | 703.827 | 0.00050592 | 698.34 | 0.0015712 | 703.827 | 0.00049347 | 582.7853 | 1.6395e-07 | 703.827 | 0.00098002 | 582.7853 | 2.7781e-06 | 703.827 | 0.00062208 | 703.541 | 0.00471 | 869.3955 | 0.00432 | 703.541 | -0.00051181 | 868.7857 | 0.17197 | 869.3955 | 0.16138 | 703.541 | 0.0199 | 703.827 | 0.035105
| 580.5534 | 0.00037433 | 704.0607 | -0.00064517 | 703.7751 | -6.6221e-05 | 580.5534 | 0.00186 | 704.0607 | -0.00032221 | 703.7751 | -0.0007159 | 703.7751 | -0.00069556 | 582.9042 | 6.5414e-06 | 704.0608 | 0 | 698.57 | -0.0014672 | 704.0608 | 0 | 580.5534 | 0.01737 | 704.0608 | 0 | 698.57 | -0.00032556 | 704.0607 | 0 | 698.57 | -0.00037928 | 704.0608 | 0 | 582.9042 | 1.6395e-07 | 704.0608 | 0 | 582.9042 | 2.3499e-06 | 704.0607 | 0 | 703.7751 | 0.0032 | 869.5627 | 0.00364 | 703.7751 | -0.0028543 | 868.9533 | 0.16435 | 869.5627 | 0.16259 | 703.7751 | 0.01831 | 704.0607 | 0.034199
| 580.6708 | 0 | 704.2946 | 0.00078072 | 704.0092 | 8.3172e-06 | 580.6708 | 0 | 704.2946 | -0.00049009 | 704.0092 | -0.00028952 | 704.0092 | 0.00052025 | 583.0232 | 6.3398e-06 | 704.2946 | 0.00057171 | 698.8 | 0.00025296 | 704.2946 | 0.00052438 | 580.6708 | 0.01649 | 704.2946 | 0.00035966 | 698.8 | -0.001617 | 704.2946 | 0.00023356 | 698.8 | -0.0030125 | 704.2946 | 0.00014381 | 583.0232 | 0 | 704.2946 | 0.00053517 | 583.0232 | 2.5695e-06 | 704.2946 | 0.00061784 | 704.0091 | 0.00463 | 869.73 | 0.00545 | 704.0092 | 0.002286 | 869.1209 | 0.15933 | 869.73 | 0.16301 | 704.0091 | 0.01939 | 704.2946 | 0.034334
| 580.7882 | 0.00194 | 704.5284 | 0.00071194 | 704.2433 | -0.00010944 | 580.7882 | 0.00109 | 704.5284 | -0.00060047 | 704.2433 | -0.001181 | 704.2433 | -0.00079429 | 583.1421 | 6.3398e-06 | 704.5284 | 0 | 699.04 | 5.0592e-05 | 704.5284 | 0 | 580.7882 | 0.01833 | 704.5284 | 0 | 699.04 | -0.0031667 | 704.5284 | 0 | 699.04 | -0.00086692 | 704.5284 | 0 | 583.1421 | 1.4053e-07 | 704.5284 | 0 | 583.1421 | 2.5695e-06 | 704.5284 | 0 | 704.2433 | 0.00323 | 869.8973 | 0.00306 | 704.2433 | -0.00083591 | 869.2885 | 0.15307 | 869.8973 | 0.16461 | 704.2433 | 0.01859 | 704.5284 | 0.033645
| 580.9056 | 0 | 704.7622 | 0.0012279 | 704.4774 | -8.1528e-05 | 580.9056 | 0 | 704.7622 | -0.00021161 | 704.4774 | 0.00015288 | 704.4774 | 0.00038908 | 583.261 | 6.2614e-06 | 704.7622 | 0.00070124 | 699.27 | 0.00045532 | 704.7622 | 0.0005572 | 580.9056 | 0.01617 | 704.7622 | 0.00036044 | 699.27 | 0.00019102 | 704.7622 | 0.00029702 | 699.27 | -2.1673e-05 | 704.7622 | 0.00024433 | 583.261 | 1.4053e-07 | 704.7622 | 0.00061367 | 583.261 | 2.9978e-06 | 704.7622 | 0.000446 | 704.4774 | 0.00433 | 870.0646 | 0.00438 | 704.4774 | 7.7147e-05 | 869.4561 | 0.14671 | 870.0646 | 0.16604 | 704.4774 | 0.01934 | 704.7622 | 0.033863
| 581.0231 | 0.00122 | 704.996 | 0.00098388 | 704.7115 | 4.1441e-06 | 581.0231 | 0.0016 | 704.996 | -0.0001179 | 704.7115 | -0.0011022 | 704.7115 | -0.0006669 | 583.38 | 7.7511e-06 | 704.996 | 0 | 699.51 | 0.001231 | 704.996 | 0 | 581.0231 | 0.0141 | 704.996 | 0 | 699.51 | -0.0004547 | 704.996 | 0 | 699.51 | 0.0014088 | 704.996 | 0 | 583.38 | 3.0448e-07 | 704.996 | 0 | 583.38 | 1.9217e-06 | 704.996 | 0 | 704.7115 | 0.00332 | 870.2319 | 0.00327 | 704.7115 | -0.0014868 | 869.6237 | 0.13989 | 870.2319 | 0.16771 | 704.7115 | 0.01812 | 704.996 | 0.03324
| 581.1405 | 0 | 705.2299 | 0.00079433 | 704.9456 | 7.5055e-05 | 581.1405 | 0 | 705.2299 | 0.00045721 | 704.9456 | 9.6233e-05 | 704.9456 | 0.00043136 | 583.499 | 7.5047e-06 | 705.2299 | 0.00013149 | 699.74 | 0.0015008 | 705.2299 | 0.00038387 | 581.1405 | 0.01464 | 705.2299 | 0.0007603 | 699.74 | 0.001773 | 705.2299 | 0.00050892 | 699.74 | 0.0019614 | 705.2299 | 0.00024046 | 583.499 | 1.6395e-07 | 705.2299 | 0.00077593 | 583.499 | 1.6032e-06 | 705.2299 | 0.00072438 | 704.9456 | 0.00399 | 870.3992 | 0.00403 | 704.9456 | 0.00068343 | 869.7913 | 0.14103 | 870.3992 | 0.16805 | 704.9456 | 0.01909 | 705.2299 | 0.033524
| 581.2579 | 0.00023058 | 705.4637 | 0.00026091 | 705.1798 | -0.0002529 | 581.2579 | 0.00154 | 705.4637 | -0.00015625 | 705.1798 | -0.0017466 | 705.1798 | -0.00067187 | 583.6179 | 7.2023e-06 | 705.4637 | 0 | 699.97 | 0.0013322 | 705.4637 | 0 | 581.2579 | 0.01467 | 705.4637 | 0 | 699.97 | -0.0017139 | 705.4637 | 0 | 699.97 | -0.00086692 | 705.4637 | 0 | 583.6179 | 2.1079e-07 | 705.4637 | 0 | 583.6179 | 1.0651e-06 | 705.4637 | 0 | 705.1798 | 0.00313 | 870.5665 | 0.00295 | 705.1798 | 0.0007422 | 869.959 | 0.13013 | 870.5665 | 0.16839 | 705.1798 | 0.01795 | 705.4637 | 0.032907
| 581.3754 | 0 | 705.6976 | 0.0002475 | 705.4139 | 0.00010136 | 581.3754 | 0 | 705.6976 | 3.2829e-05 | 705.4139 | -0.00033618 | 705.4139 | 0.00047959 | 583.7369 | 5.5781e-06 | 705.6976 | 0.000477 | 700.21 | 0.0027488 | 705.6976 | 0.00031711 | 581.3754 | 0.01521 | 705.6976 | 0.00074357 | 700.21 | 0.0024188 | 705.6976 | 0.00035445 | 700.21 | 0.00079106 | 705.6976 | 0.00035458 | 583.7369 | 4.6843e-08 | 705.6976 | 0.00087778 | 583.7369 | 1.0651e-06 | 705.6976 | 0.00053875 | 705.4139 | 0.00397 | 870.7338 | 0.00506 | 705.4139 | 0.00071774 | 870.1266 | 0.12689 | 870.7338 | 0.16847 | 705.4139 | 0.01861 | 705.6976 | 0.033175
| 581.4928 | 0.00127 | 705.9315 | 0.00013102 | 705.6481 | -9.4995e-05 | 581.4928 | 0.00090168 | 705.9315 | -0.00042717 | 705.6481 | -0.0012455 | 705.6481 | -0.00056492 | 583.8559 | 5.4997e-06 | 705.9314 | 0 | 700.44 | 0.00032042 | 705.9314 | 0 | 581.4928 | 0.01544 | 705.9314 | 0 | 700.44 | -2.6905e-06 | 705.9315 | 0 | 700.44 | -0.0010945 | 705.9314 | 0 | 583.8559 | 1.4053e-07 | 705.9314 | 0 | 583.8559 | 1.6032e-06 | 705.9315 | 0 | 705.6481 | 0.00316 | 870.9011 | 0.00336 | 705.6481 | -0.0011414 | 870.2942 | 0.12339 | 870.9011 | 0.16916 | 705.6481 | 0.01826 | 705.9315 | 0.032403
| 581.6103 | 0 | 706.1653 | 0.0011369 | 705.8822 | -8.6362e-06 | 581.6103 | 0 | 706.1653 | -0.00014174 | 705.8822 | 0.00016722 | 705.8822 | 0.00043302 | 583.9748 | 5.7573e-06 | 706.1653 | 0.00025668 | 700.68 | -0.00032042 | 706.1653 | 0.00050946 | 581.6103 | 0.01475 | 706.1653 | 0.00037752 | 700.68 | -0.0011004 | 706.1653 | 0.00034697 | 700.68 | 0.0016688 | 706.1653 | 0.0002818 | 583.9748 | 1.054e-07 | 706.1653 | 0.0010212 | 583.9748 | 1.4934e-06 | 706.1653 | 0.00055264 | 705.8822 | 0.00355 | 871.0684 | 0.00536 | 705.8822 | 0.00012224 | 870.4619 | 0.12269 | 871.0684 | 0.16994 | 705.8822 | 0.01834 | 706.1653 | 0.03252
| 581.7278 | 0.00116 | 706.3992 | -0.00043978 | 706.1164 | -0.00023001 | 581.7278 | 0.00121 | 706.3992 | -0.00073708 | 706.1164 | -0.0010034 | 706.1164 | -0.00068344 | 584.0938 | 5.8469e-06 | 706.3992 | 0 | 700.91 | -0.0010624 | 706.3992 | 0 | 581.7278 | 0.01447 | 706.3992 | 0 | 700.91 | 0.00077218 | 706.3992 | 0 | 700.91 | 0.00010836 | 706.3992 | 0 | 584.0938 | 1.4053e-07 | 706.3992 | 0 | 584.0938 | 2.4597e-06 | 706.3992 | 0 | 706.1164 | 0.00256 | 871.2358 | 0.00452 | 706.1164 | -0.00065604 | 870.6295 | 0.11559 | 871.2358 | 0.17103 | 706.1164 | 0.01764 | 706.3992 | 0.032044
| 581.8453 | 0 | 706.6331 | 0.00025384 | 706.3506 | 2.49e-05 | 581.8453 | 0 | 706.6331 | -0.00024216 | 706.3506 | 0.00062752 | 706.3506 | 0.00027171 | 584.2128 | 6.0038e-06 | 706.6331 | 0.00028871 | 701.14 | 0.0017707 | 706.6331 | 0.00020575 | 581.8453 | 0.01311 | 706.6331 | 0.00067657 | 701.14 | 0.00038475 | 706.6331 | 0.00036633 | 701.14 | 0.0016038 | 706.6331 | 0.00014894 | 584.2128 | 4.6843e-08 | 706.6331 | 0.00076795 | 584.2128 | 1.8228e-06 | 706.6331 | 0.00042049 | 706.3506 | 0.00329 | 871.4031 | 0.00468 | 706.3506 | -0.00042398 | 870.7971 | 0.11117 | 871.4031 | 0.17219 | 706.3506 | 0.01941 | 706.6331 | 0.032013
| 581.9628 | 0.00087741 | 706.867 | 3.7291e-05 | 706.5848 | -4.1409e-05 | 581.9628 | 0.00055488 | 706.867 | -0.00067145 | 706.5848 | -0.00083393 | 706.5848 | -0.00072117 | 584.3317 | 7.4375e-06 | 706.867 | 0 | 701.38 | -0.00052277 | 706.867 | 0 | 581.9628 | 0.01305 | 706.867 | 0 | 701.38 | -0.00013183 | 706.867 | 0 | 701.38 | 0.00069354 | 706.867 | 0 | 584.3317 | 3.7475e-07 | 706.867 | 0 | 584.3317 | 1.4934e-06 | 706.867 | 0 | 706.5848 | 0.00223 | 871.5704 | 0.00399 | 706.5848 | -0.0015295 | 870.9648 | 0.10473 | 871.5704 | 0.17344 | 706.5848 | 0.01695 | 706.867 | 0.031596
| 582.0802 | 0 | 707.101 | 0.00081777 | 706.819 | 0.00016634 | 582.0802 | 0 | 707.101 | -4.1741e-05 | 706.819 | 0.00047995 | 706.819 | 0.0003349 | 584.4507 | 8.916e-06 | 707.1009 | 0.00064895 | 701.61 | -8.4319e-05 | 707.1009 | 0.00062011 | 582.0802 | 0.01498 | 707.1009 | 0.00060846 | 701.61 | 0.0010628 | 707.101 | 0.00055336 | 701.61 | 0.00014088 | 707.1009 | 0.00092919 | 584.4507 | 3.279e-07 | 707.1009 | 0.00071275 | 584.4507 | 7.467e-07 | 707.101 | 0.0005591 | 706.819 | 0.00336 | 871.7377 | 0.00406 | 706.819 | 0.0015909 | 871.1324 | 0.10555 | 871.7377 | 0.17467 | 706.819 | 0.01789 | 707.101 | 0.031708
| 582.1977 | 0 | 707.3348 | -0.00034631 | 707.0532 | -6.5756e-05 | 582.1977 | 0.00208 | 707.3348 | 0.00014394 | 707.0532 | -0.0012636 | 707.0532 | -0.00071019 | 584.5697 | 9.0505e-06 | 707.3349 | 0 | 701.85 | -0.0014334 | 707.3349 | 0 | 582.1977 | 0.01441 | 707.3349 | 0 | 701.85 | 0.00041703 | 707.3348 | 0 | 701.85 | -0.00080189 | 707.3349 | 0 | 584.5697 | 5.7383e-07 | 707.3349 | 0 | 584.5697 | 1.4934e-06 | 707.3348 | 0 | 707.0533 | 0.00242 | 871.905 | 0.00392 | 707.0532 | -0.0011552 | 871.3001 | 0.09903 | 871.905 | 0.17627 | 707.0533 | 0.01667 | 707.3348 | 0.031244
| 582.3152 | 0 | 707.5688 | 0.00093583 | 707.2875 | -4.0175e-05 | 582.3152 | 0 | 707.5688 | 0.00047577 | 707.2875 | 0.00043593 | 707.2875 | 0.00035716 | 584.6887 | 8.3672e-06 | 707.5688 | 0.00070245 | 702.08 | -0.00011805 | 707.5688 | 0.00056208 | 582.3152 | 0.01311 | 707.5688 | 0.00016566 | 702.08 | -0.0011004 | 707.5688 | 0.00028271 | 702.08 | 0.002384 | 707.5688 | 0.00017613 | 584.6887 | 2.4593e-07 | 707.5688 | 0.00016122 | 584.6887 | 1.2848e-06 | 707.5688 | 0.00077376 | 707.2875 | 0.00352 | 872.0724 | 0.00538 | 707.2875 | 7.419e-05 | 871.4677 | 0.10055 | 872.0724 | 0.17766 | 707.2875 | 0.0184 | 707.5688 | 0.031237
| 582.4328 | 0.00037433 | 707.8027 | -0.00066274 | 707.5217 | -0.00014131 | 582.4328 | 0.00086701 | 707.8027 | -0.00088162 | 707.5217 | -0.00043694 | 707.5217 | -0.00064852 | 584.8077 | 7.1127e-06 | 707.8028 | 0 | 702.32 | 0.00042159 | 707.8028 | 0 | 582.4328 | 0.01422 | 707.8028 | 0 | 702.32 | -0.00035784 | 707.8027 | 0 | 702.32 | -0.0010945 | 707.8028 | 0 | 584.8077 | 1.0891e-06 | 707.8028 | 0 | 584.8077 | 8.5651e-07 | 707.8027 | 0 | 707.5217 | 0.00196 | 872.2397 | 0.00399 | 707.5217 | 1.1785e-05 | 871.6354 | 0.08985 | 872.2397 | 0.17899 | 707.5217 | 0.0142 | 707.8027 | 0.030607
| 582.5503 | 0 | 708.0367 | 0.00088233 | 707.756 | -5.7859e-05 | 582.5503 | 0 | 708.0367 | 0.00015084 | 707.756 | 0.00013329 | 707.756 | 0.00040939 | 584.9266 | 6.519e-06 | 708.0367 | 0.00041009 | 702.55 | 0.00021923 | 708.0367 | 0.00069005 | 582.5503 | 0.01322 | 708.0367 | 0.00079076 | 702.55 | -0.00084214 | 708.0367 | 0.00023405 | 702.55 | 0.00027091 | 708.0367 | 0.00037576 | 584.9266 | 8.4318e-07 | 708.0367 | 0.000716 | 584.9266 | 2.0864e-07 | 708.0367 | 0.00049145 | 707.756 | 0.00287 | 872.407 | 0.00599 | 707.756 | -0.00011155 | 871.803 | 0.09115 | 872.407 | 0.17965 | 707.756 | 0.01964 | 708.0367 | 0.030758
| 582.6678 | 0.00091335 | 708.2707 | -0.00014807 | 707.9902 | -0.00031783 | 582.6678 | 0.00062425 | 708.2707 | -0.00070783 | 707.9902 | -0.0011658 | 707.9902 | -0.00082362 | 585.0456 | 6.6534e-06 | 708.2707 | 0 | 702.78 | -0.0010624 | 708.2707 | 0 | 582.6678 | 0.01419 | 708.2707 | 0 | 702.78 | 0.00015874 | 708.2707 | 0 | 702.78 | -0.001257 | 708.2707 | 0 | 585.0456 | 4.169e-06 | 708.2707 | 0 | 585.0456 | 6.3689e-07 | 708.2707 | 0 | 707.9902 | 0.00171 | 872.5744 | 0.00287 | 707.9902 | -0.0022427 | 871.9707 | 0.08273 | 872.5744 | 0.1806 | 707.9902 | 0.01647 | 708.2707 | 0.030293
| 582.7853 | 0 | 708.5046 | 0.00010651 | 708.2245 | 0.00013712 | 582.7853 | 0 | 708.5046 | 0.00038575 | 708.2245 | -0.00025692 | 708.2245 | 0.00034185 | 585.1646 | 7.3815e-06 | 708.5047 | 0.00043334 | 703.02 | -0.0010624 | 708.5047 | 0.00047047 | 582.7853 | 0.01492 | 708.5047 | 0.00087559 | 703.02 | 0.0007076 | 708.5046 | 0.00050005 | 703.02 | -0.001062 | 708.5047 | 0.000358 | 585.1646 | 3.3259e-06 | 708.5047 | 0.00084874 | 585.1646 | 1.175e-06 | 708.5046 | 0.00072816 | 708.2245 | 0.00327 | 872.7417 | 0.00457 | 708.2245 | -0.00080478 | 872.1384 | 0.08479 | 872.7417 | 0.18168 | 708.2245 | 0.01796 | 708.5046 | 0.030411
| 582.9028 | 0.00019465 | 708.7386 | -0.00085253 | 708.4588 | 1.7982e-05 | 582.9028 | 0.00168 | 708.7386 | -0.0015118 | 708.4588 | -0.0013848 | 708.4588 | -0.00068242 | 585.2836 | 8.1656e-06 | 708.7386 | 0 | 703.25 | -0.00065769 | 708.7386 | 0 | 582.9028 | 0.01308 | 708.7386 | 0 | 703.25 | -0.0012619 | 708.7386 | 0 | 703.25 | -0.0016147 | 708.7386 | 0 | 585.2836 | 2.6747e-05 | 708.7386 | 0 | 585.2836 | 9.6631e-07 | 708.7387 | 0 | 708.4588 | 0.00183 | 872.909 | 0.00317 | 708.4588 | -0.00182 | 872.3061 | 0.07919 | 872.909 | 0.18282 | 708.4588 | 0.01648 | 708.7386 | 0.029795
| 583.0204 | 0 | 708.9727 | 0.00017887 | 708.693 | 0.00026792 | 583.0204 | 0 | 708.9727 | -0.0001919 | 708.693 | 0.00012143 | 708.693 | 0.00058118 | 585.4026 | 8.5016e-06 | 708.9726 | 0.00075856 | 703.49 | 0.0010624 | 708.9726 | 0.00053028 | 583.0204 | 0.01424 | 708.9726 | 0.00076732 | 703.49 | 9.4169e-05 | 708.9727 | 0.00065176 | 703.49 | -0.00024923 | 708.9726 | 0.00077295 | 585.4026 | 2.3422e-05 | 708.9726 | 0.0008637 | 585.4026 | 1.3946e-06 | 708.9727 | 0.00051926 | 708.693 | 0.00324 | 873.0764 | 0.00494 | 708.693 | 0.00040467 | 872.4737 | 0.07843 | 873.0764 | 0.18369 | 708.693 | 0.01712 | 708.9727 | 0.029925
| 583.1379 | 0.00096726 | 709.2067 | -0.00062561 | 708.9273 | -0.00027261 | 583.1379 | 0.00199 | 709.2067 | 1.9537e-05 | 708.9273 | -0.0011939 | 708.9273 | -0.00080476 | 585.5216 | 8.7592e-06 | 709.2067 | 0 | 703.72 | -0.00035414 | 709.2067 | 0 | 583.1379 | 0.01353 | 709.2067 | 0 | 703.72 | -0.0014233 | 709.2067 | 0 | 703.72 | -0.0019397 | 709.2067 | 0 | 585.5216 | 3.9992e-05 | 709.2067 | 0 | 585.5216 | 1.0651e-06 | 709.2067 | 0 | 708.9273 | 0.00126 | 873.2437 | 0.00343 | 708.9273 | -0.0016186 | 872.6414 | 0.07247 | 873.2437 | 0.18472 | 708.9273 | 0.01605 | 709.2067 | 0.029426
| 583.2555 | 0 | 709.4407 | 0.00092758 | 709.1616 | -0.0001184 | 583.2555 | 0 | 709.4407 | 1.6408e-05 | 709.1616 | -0.00011247 | 709.1616 | 0.00032284 | 585.6406 | 8.9496e-06 | 709.4407 | 0 | 703.96 | -0.00099496 | 709.4407 | 0.00044366 | 583.2555 | 0.01316 | 709.4407 | 0.00036968 | 703.96 | 0.0002556 | 709.4407 | 0.00028394 | 703.96 | 0.00098612 | 709.4407 | 7.8596e-06 | 585.6406 | 1.6571e-05 | 709.4407 | 0.00028277 | 585.6406 | 1.0651e-06 | 709.4407 | 0.00036116 | 709.1617 | 0.00253 | 873.4111 | 0.00448 | 709.1616 | 0.00065437 | 872.8091 | 0.07333 | 873.4111 | 0.18554 | 709.1617 | 0.01745 | 709.4407 | 0.029574
| 583.3731 | 0.00149 | 709.6747 | -3.1879e-05 | 709.396 | -0.00016569 | 583.3731 | 0.00064159 | 709.6747 | -0.00032899 | 709.396 | -0.0011849 | 709.396 | -0.00072337 | 585.7596 | 8.3896e-06 | 709.6747 | 0 | 704.19 | -0.0010961 | 709.6747 | 0 | 583.3731 | 0.01263 | 709.6747 | 0 | 704.19 | -0.002747 | 709.6747 | 0 | 704.19 | -0.00057433 | 709.6747 | 0 | 585.7596 | 0.00014651 | 709.6747 | 0 | 585.7596 | 1.9217e-06 | 709.6747 | 0 | 709.396 | 0.00179 | 873.5784 | 0.00299 | 709.396 | -0.00075767 | 872.9768 | 0.06813 | 873.5784 | 0.18692 | 709.396 | 0.01581 | 709.6747 | 0.028887
| 583.4906 | 0 | 709.9088 | 0.00086429 | 709.6303 | 3.6673e-05 | 583.4906 | 0 | 709.9088 | -0.00057966 | 709.6303 | -8.5826e-05 | 709.6303 | 0.00043397 | 585.8786 | 7.7399e-06 | 709.9087 | 0.00060555 | 704.42 | 0.00052277 | 709.9087 | 0.00083738 | 583.4906 | 0.01271 | 709.9087 | 0.00070711 | 704.42 | -0.00058385 | 709.9088 | 0.0002195 | 704.42 | 0.00088859 | 709.9087 | 0.00024725 | 585.8786 | 0.00013042 | 709.9087 | 0.00051737 | 585.8786 | 1.8228e-06 | 709.9088 | 0.00041586 | 709.6303 | 0.00257 | 873.7458 | 0.00429 | 709.6303 | 0.0018247 | 873.1445 | 0.06191 | 873.7458 | 0.18785 | 709.6303 | 0.01667 | 709.9088 | 0.029138
| 583.6082 | 0.00084148 | 710.1428 | 0.00036017 | 709.8646 | -5.6791e-05 | 583.6082 | 0.00109 | 710.1428 | -0.00078169 | 709.8646 | -0.00039341 | 709.8646 | -0.00065742 | 585.9977 | 7.0119e-06 | 710.1428 | 0 | 704.66 | 0.0020742 | 710.1428 | 0 | 583.6082 | 0.01299 | 710.1428 | 0 | 704.66 | 0.0002556 | 710.1428 | 0 | 704.66 | 0.0013763 | 710.1428 | 0 | 585.9977 | 0.00045595 | 710.1428 | 0 | 585.9977 | 2.3499e-06 | 710.1428 | 0 | 709.8646 | 0.00172 | 873.9131 | 0.00366 | 709.8646 | -0.00049849 | 873.3121 | 0.06473 | 873.9131 | 0.18974 | 709.8646 | 0.01608 | 710.1428 | 0.028711
| 583.7258 | 0 | 710.3768 | 0.00075949 | 710.099 | -1.6117e-05 | 583.7258 | 0 | 710.3768 | -9.7318e-05 | 710.099 | 0.00065272 | 710.099 | 0.00039552 | 586.1167 | 6.4182e-06 | 710.3768 | 0.00032342 | 704.89 | 0.0011973 | 710.3768 | 0.00040109 | 583.7258 | 0.01166 | 710.3768 | 0.0006069 | 704.89 | -0.0012619 | 710.3768 | 0.0003357 | 704.89 | 4.3346e-05 | 710.3768 | 0.00011062 | 586.1167 | 0.00045541 | 710.3768 | 0.00069221 | 586.1167 | 6.3689e-07 | 710.3768 | 0.00057978 | 710.099 | 0.00237 | 874.0805 | 0.00563 | 710.099 | 0.00049935 | 873.4799 | 0.05967 | 874.0805 | 0.19099 | 710.099 | 0.01633 | 710.3768 | 0.029065
| 583.8434 | 0.00010482 | 710.6109 | -0.00013243 | 710.3333 | -7.0721e-06 | 583.8434 | 0.00095371 | 710.6109 | -0.0008194 | 710.3333 | -0.00144 | 710.3333 | -0.00064185 | 586.2357 | 6.4742e-06 | 710.6109 | 0 | 705.13 | -0.0011636 | 710.6109 | 0 | 583.8434 | 0.01339 | 710.6109 | 0 | 705.13 | 0.00035245 | 710.6109 | 0 | 705.13 | -8.6692e-05 | 710.6109 | 0 | 586.2357 | 0.00111 | 710.6109 | 0 | 586.2357 | 5.3806e-07 | 710.6109 | 0 | 710.3333 | 0.0016 | 874.2479 | 0.00338 | 710.3333 | -0.00097719 | 873.6476 | 0.05043 | 874.2479 | 0.19252 | 710.3333 | 0.01469 | 710.6109 | 0.028271
| 583.961 | 0 | 710.845 | 0.00041705 | 710.5677 | 0.00022372 | 583.961 | 0 | 710.845 | -3.9837e-05 | 710.5677 | 0.00015768 | 710.5677 | 0.00061984 | 586.3547 | 7.4599e-06 | 710.845 | 0.00039779 | 705.36 | -0.00025296 | 710.845 | 0.00032546 | 583.961 | 0.01384 | 710.845 | 0.000433 | 705.36 | -0.00077756 | 710.845 | 0.0003104 | 705.36 | -0.00021673 | 710.845 | 0.00052866 | 586.3547 | 0.00085516 | 710.845 | 0.00092283 | 586.3547 | 4.2825e-07 | 710.845 | 0.00051342 | 710.5677 | 0.00247 | 874.4152 | 0.00526 | 710.5677 | -0.00057999 | 873.8152 | 0.05521 | 874.4152 | 0.1931 | 710.5677 | 0.01619 | 710.845 | 0.028463
| 584.0786 | 0.00115 | 711.0791 | -8.2217e-05 | 710.802 | -0.0009479 | 584.0786 | 0.00125 | 711.0791 | -0.00028872 | 710.802 | -0.00083608 | 710.802 | -0.00070352 | 586.4737 | 7.9079e-06 | 711.0791 | 0 | 705.6 | -0.0014672 | 711.0791 | 0 | 584.0786 | 0.01243 | 711.0791 | 0 | 705.6 | -0.0014878 | 711.0791 | 0 | 705.6 | -0.0012245 | 711.0791 | 0 | 586.4737 | 0.00155 | 711.0791 | 0 | 586.4737 | 4.2825e-07 | 711.0791 | 0 | 710.8021 | 0.00109 | 874.5826 | 0.00309 | 710.802 | -0.0015369 | 873.9829 | 0.04877 | 874.5826 | 0.19426 | 710.8021 | 0.01459 | 711.0791 | 0.027839
| 584.1962 | 0 | 711.3132 | 0.00063406 | 711.0364 | 0.00057579 | 584.1962 | 0 | 711.3132 | 0.00056058 | 711.0364 | 6.4877e-05 | 711.0364 | 0.00038717 | 586.5928 | 7.6167e-06 | 711.3132 | 0.00077998 | 705.83 | -0.00038786 | 711.3132 | 0.00046718 | 584.1962 | 0.01174 | 711.3132 | 0.00050833 | 705.83 | -0.00013183 | 711.3132 | 0.00041752 | 705.83 | -0.00060684 | 711.3132 | 0.00017702 | 586.5928 | 0.00128 | 711.3132 | 0.00052797 | 586.5928 | 4.2825e-07 | 711.3132 | 0.00054029 | 711.0364 | 0.00242 | 874.75 | 0.00527 | 711.0364 | 0.00080497 | 874.1507 | 0.05205 | 874.75 | 0.19454 | 711.0364 | 0.01564 | 711.3132 | 0.02799
| 584.3138 | 0.0014 | 711.5473 | -0.0001624 | 711.2708 | -0.00055375 | 584.3138 | 0.00031212 | 711.5473 | -0.00013108 | 711.2708 | -0.0010367 | 711.2708 | -0.00069139 | 586.7118 | 7.7399e-06 | 711.5473 | 0 | 706.06 | 0.00028669 | 711.5473 | 0 | 584.3138 | 0.01229 | 711.5473 | 0 | 706.06 | -0.00064841 | 711.5473 | 0 | 706.06 | -0.0020047 | 711.5473 | 0 | 586.7118 | 0.00216 | 711.5473 | 0 | 586.7118 | 2.0864e-07 | 711.5473 | 0 | 711.2708 | 0.00142 | 874.9173 | 0.00376 | 711.2708 | 0.00019056 | 874.3184 | 0.05361 | 874.9173 | 0.19533 | 711.2708 | 0.01459 | 711.5473 | 0.027463
| 584.4314 | 0 | 711.7814 | 0.000781 | 711.5052 | -0.00033726 | 584.4314 | 0 | 711.7814 | 0.00010516 | 711.5052 | 4.4872e-06 | 711.5052 | 0.0004654 | 586.8308 | 7.2695e-06 | 711.7814 | 0.00058816 | 706.3 | 0.0025801 | 711.7814 | 0.00055566 | 584.4314 | 0.01035 | 711.7814 | 0.00012918 | 706.3 | 2.9596e-05 | 711.7814 | 0.00015709 | 706.3 | 0.00066102 | 711.7814 | 0.00052791 | 586.8308 | 0.00249 | 711.7814 | 0.00048703 | 586.8308 | 2.0864e-07 | 711.7814 | 0.00034411 | 711.5052 | 0.00213 | 875.0847 | 0.00401 | 711.5052 | 0.0001434 | 874.4861 | 0.05351 | 875.0847 | 0.19547 | 711.5052 | 0.01529 | 711.7814 | 0.027788
| 584.549 | 0.00066181 | 712.0155 | -6.7174e-05 | 711.7396 | 0.00031238 | 584.549 | 0.00109 | 712.0155 | -0.00088944 | 711.7396 | -0.00066359 | 711.7396 | -0.00063875 | 586.9498 | 7.5943e-06 | 712.0155 | 0 | 706.53 | -0.0010287 | 712.0155 | 9.1587e-07 | 584.549 | 0.01251 | 712.0155 | 0 | 706.53 | -0.00077756 | 712.0155 | 0 | 706.53 | -0.00067186 | 712.0155 | 0 | 586.9498 | 0.00319 | 712.0155 | 0 | 586.9498 | 1.713e-06 | 712.0155 | 0 | 711.7396 | 0.00119 | 875.2521 | 0.00424 | 711.7396 | 0.0013863 | 874.6538 | 0.05151 | 875.2521 | 0.19672 | 711.7396 | 0.01433 | 712.0155 | 0.027224
| 584.6667 | 0 | 712.2496 | 0.0011036 | 711.9741 | -0.0001592 | 584.6667 | 0 | 712.2496 | 0.00098115 | 711.9741 | 0.00036601 | 711.9741 | 0.00031141 | 587.0689 | 7.5159e-06 | 712.2497 | 0.00034211 | 706.77 | -0.0014334 | 712.2497 | 0.00042451 | 584.6667 | 0.01129 | 712.2497 | 0.00034742 | 706.77 | -0.00039012 | 712.2496 | 7.06e-05 | 706.77 | -0.00073687 | 712.2497 | 0.00043233 | 587.0689 | 0.00297 | 712.2497 | 0.00048968 | 587.0689 | 1.4934e-06 | 712.2496 | 0.00048026 | 711.9741 | 0.00231 | 875.4195 | 0.00483 | 711.9741 | -0.00039718 | 874.8215 | 0.04715 | 875.4195 | 0.19779 | 711.9741 | 0.01557 | 712.2496 | 0.027412
| 584.7843 | 0.00037433 | 712.4838 | 0.00021768 | 712.2085 | 9.6385e-05 | 584.7843 | 0.00144 | 712.4838 | -0.00090691 | 712.2085 | -0.00059165 | 712.2085 | -0.00072382 | 587.1879 | 7.5831e-06 | 712.4838 | 0 | 707 | 0.00052277 | 712.4838 | 0 | 584.7843 | 0.01214 | 712.4838 | 0 | 707 | -0.00077756 | 712.4838 | 0 | 707 | -0.00054182 | 712.4838 | 0 | 587.1879 | 0.00305 | 712.4838 | 0 | 587.1879 | 1.4934e-06 | 712.4838 | 0 | 712.2085 | 0.00197 | 875.5869 | 0.00306 | 712.2085 | -0.00060294 | 874.9893 | 0.04089 | 875.5869 | 0.19921 | 712.2085 | 0.01427 | 712.4838 | 0.026696
| 584.902 | 0 | 712.718 | 0.0011082 | 712.4429 | 0.00062742 | 584.902 | 0 | 712.718 | 0.00046183 | 712.4429 | 4.0699e-06 | 712.4429 | 0.0004312 | 587.307 | 7.7735e-06 | 712.718 | 0.00045416 | 707.24 | 5.0592e-05 | 712.718 | 0.00050597 | 584.902 | 0.01294 | 712.718 | 0.00038085 | 707.24 | -9.9549e-05 | 712.718 | 0.00034481 | 707.24 | 0.0002384 | 712.718 | 4.2421e-05 | 587.307 | 0.00291 | 712.718 | 0.00075924 | 587.307 | 0 | 712.718 | 0.00059736 | 712.4429 | 0.00199 | 875.7542 | 0.0045 | 712.4429 | 0.00040107 | 875.157 | 0.03479 | 875.7542 | 0.19991 | 712.4429 | 0.01595 | 712.718 | 0.026905
| 585.0196 | 6.8875e-05 | 712.9521 | -0.00027076 | 712.6774 | -0.00047957 | 585.0196 | 0 | 712.9521 | -0.00047492 | 712.6774 | -0.00077499 | 712.6774 | -0.00070023 | 587.426 | 8.2104e-06 | 712.9521 | 0 | 707.47 | -0.0018719 | 712.9521 | 0 | 585.0196 | 0.01021 | 712.9521 | 0 | 707.47 | -0.0013264 | 712.9521 | 0 | 707.47 | -0.0012895 | 712.9521 | 0 | 587.426 | 0.00369 | 712.9521 | 0 | 587.426 | 0 | 712.9521 | 0 | 712.6774 | 0.00106 | 875.9216 | 0.00441 | 712.6774 | 0.00060648 | 875.3247 | 0.02869 | 875.9216 | 0.20068 | 712.6774 | 0.01459 | 712.9521 | 0.026395
| 585.1373 | 0 | 713.1863 | 0.00043326 | 712.9118 | 0.0001648 | 585.1373 | 0 | 713.1863 | 0.00051209 | 712.9118 | -0.00026669 | 712.9118 | 0.00050185 | 587.5451 | 8.1096e-06 | 713.1863 | 0.00021452 | 707.7 | 0.0014672 | 713.1863 | 0.00059359 | 585.1373 | 0.01084 | 713.1863 | 0.00072009 | 707.7 | 0.00019102 | 713.1863 | 0.00043607 | 707.7 | 0.0023515 | 713.1863 | 0.00049234 | 587.5451 | 0.00352 | 713.1863 | 0.00081262 | 587.5451 | 0 | 713.1863 | 0.00063769 | 712.9118 | 0.00204 | 876.089 | 0.00413 | 712.9118 | 0.00025328 | 875.4925 | 0.04089 | 876.089 | 0.20088 | 712.9118 | 0.01547 | 713.1863 | 0.026624
| 585.2549 | 1.4969e-05 | 713.4205 | 2.1082e-05 | 713.1463 | -0.00020616 | 585.2549 | 0.00058956 | 713.4205 | -0.001099 | 713.1463 | -0.0010991 | 713.1463 | -0.00067984 | 587.6641 | 7.4263e-06 | 713.4205 | 0 | 707.94 | -0.0012985 | 713.4205 | 0 | 585.2549 | 0.01209 | 713.4205 | 0 | 707.94 | -0.0020367 | 713.4205 | 0 | 707.94 | -0.0021673 | 713.4205 | 0 | 587.6641 | 0.00428 | 713.4205 | 0 | 587.6641 | 6.3689e-07 | 713.4205 | 0 | 713.1463 | 0.00114 | 876.2564 | 0.00345 | 713.1463 | -0.00076605 | 875.6602 | 0.02605 | 876.2564 | 0.20176 | 713.1463 | 0.01396 | 713.4205 | 0.026084
| 585.3726 | 0 | 713.6547 | 0.00026655 | 713.3808 | -0.0011856 | 585.3726 | 0 | 713.6547 | 0.00044205 | 713.3808 | 0.00031921 | 713.3808 | 0.00047615 | 587.7832 | 6.6198e-06 | 713.6547 | 0.0002393 | 708.17 | 0.00025296 | 713.6547 | 0.00024471 | 585.3726 | 0.01183 | 713.6547 | 0.000956 | 708.17 | 0.00093361 | 713.6547 | 0.00052092 | 708.17 | -0.0011595 | 713.6547 | 0.00064694 | 587.7832 | 0.00406 | 713.6547 | 0.00054063 | 587.7832 | 7.467e-07 | 713.6547 | 0.00044392 | 713.3808 | 0.00149 | 876.4238 | 0.00599 | 713.3808 | 0.0017762 | 875.8279 | 0.02687 | 876.4238 | 0.20265 | 713.3808 | 0.0142 | 713.6547 | 0.026145
| 585.4903 | 0.00039229 | 713.8889 | 9.5866e-05 | 713.6153 | 0.00020133 | 585.4903 | 0.0014 | 713.8889 | -0.00041606 | 713.6153 | -0.0010792 | 713.6153 | -0.00056023 | 587.9022 | 6.127e-06 | 713.8889 | 0 | 708.41 | -0.0012985 | 713.8889 | 0 | 585.4903 | 0.00931 | 713.8889 | 0 | 708.41 | -0.001843 | 713.8889 | 0 | 708.41 | -0.0024274 | 713.8889 | 0 | 587.9022 | 0.00483 | 713.8889 | 0 | 587.9022 | 7.467e-07 | 713.8889 | 0 | 713.6152 | 0.00106 | 876.5912 | 0.00334 | 713.6153 | 0.00040892 | 875.9957 | 0.02287 | 876.5912 | 0.20406 | 713.6152 | 0.01374 | 713.8889 | 0.025706
| 585.608 | 0 | 714.1231 | 0.00068608 | 713.8497 | 0.00052527 | 585.608 | 0 | 714.1231 | 0.00057435 | 713.8497 | 0.0007016 | 713.8497 | 0.00041646 | 588.0213 | 7.0343e-06 | 714.1231 | 0.00035839 | 708.64 | 0.00032042 | 714.1231 | 0.0005092 | 585.608 | 0.01027 | 714.1231 | 0.00064015 | 708.64 | 0.00057846 | 714.1231 | 0.00036659 | 708.64 | -0.00050931 | 714.1231 | 0.00046162 | 588.0213 | 0.00465 | 714.1231 | 0.00079612 | 588.0213 | 2.0864e-07 | 714.1231 | 0.00058728 | 713.8497 | 0.00183 | 876.7586 | 0.00483 | 713.8497 | 0.00043001 | 876.1634 | 0.02835 | 876.7586 | 0.20553 | 713.8497 | 0.01542 | 714.1231 | 0.02623
| 585.7257 | 0 | 714.3574 | -0.00035661 | 714.0843 | -0.0007574 | 585.7257 | 0.00060691 | 714.3574 | -0.00011366 | 714.0843 | -0.0012298 | 714.0843 | -0.00058964 | 588.1403 | 6.9671e-06 | 714.3573 | 0 | 708.88 | -1.6864e-05 | 714.3573 | 0 | 585.7257 | 0.01282 | 714.3573 | 0 | 708.88 | -0.00077756 | 714.3574 | 0 | 708.88 | 0.0009211 | 714.3573 | 0 | 588.1403 | 0.00549 | 714.3573 | 0 | 588.1403 | 1.0981e-07 | 714.3574 | 0 | 714.0842 | 0.00104 | 876.926 | 0.00371 | 714.0843 | -0.00010888 | 876.3312 | 0.02905 | 876.926 | 0.2072 | 714.0842 | 0.01099 | 714.3574 | 0.025271
| 585.8434 | 0 | 714.5916 | -0.00021894 | 714.3188 | 6.487e-05 | 585.8434 | 0 | 714.5916 | -9.3087e-05 | 714.3188 | 0.00030924 | 714.3188 | 0.00029685 | 588.2594 | 7.0343e-06 | 714.5916 | 0.00028805 | 709.11 | -0.0010287 | 714.5916 | 0.00077774 | 585.8434 | 0.01163 | 714.5916 | 0.00054143 | 709.11 | 0.0015148 | 714.5916 | 0.00031175 | 709.11 | -0.0011595 | 714.5916 | 0.0005946 | 588.2594 | 0.00534 | 714.5916 | 0.00048135 | 588.2594 | 1.0981e-07 | 714.5915 | 0.00049561 | 714.3188 | 0.00157 | 877.0934 | 0.00524 | 714.3188 | 0.00030658 | 876.4989 | 0.03025 | 877.0934 | 0.2085 | 714.3188 | 0.01687 | 714.5916 | 0.025493
| 585.9611 | 0.00041025 | 714.8258 | 0.0001741 | 714.5533 | -0.0014035 | 585.9611 | 0.00128 | 714.8258 | -0.00057646 | 714.5533 | -0.00078973 | 714.5533 | -0.00067129 | 588.3785 | 6.911e-06 | 714.8258 | 0 | 709.35 | -0.00072515 | 714.8258 | 0 | 585.9611 | 0.01115 | 714.8258 | 0 | 709.35 | -0.00093899 | 714.8258 | 0 | 709.35 | -0.0010295 | 714.8258 | 0 | 588.3785 | 0.00636 | 714.8258 | 0 | 588.3785 | 2.0864e-07 | 714.8258 | 0 | 714.5533 | 0.0004927 | 877.2608 | 0.00424 | 714.5533 | -0.0013274 | 876.6667 | 0.02787 | 877.2608 | 0.20949 | 714.5533 | 0.01376 | 714.8258 | 0.025103
| 586.0788 | 0 | 715.0601 | 0.00077881 | 714.7878 | -0.00036898 | 586.0788 | 0 | 715.0601 | -0.00011581 | 714.7878 | 5.6429e-05 | 714.7878 | 0.00039402 | 588.4975 | 6.799e-06 | 715.0601 | 0.00042064 | 709.58 | 0.0022092 | 715.0601 | 0.00040649 | 586.0788 | 0.01052 | 715.0601 | 0.00061079 | 709.58 | 0.00032017 | 715.0601 | 0.00032564 | 709.58 | -0.0010945 | 715.0601 | 0.00047589 | 588.4975 | 0.0061 | 715.0601 | 0.00078716 | 588.4975 | 2.0864e-07 | 715.0601 | 0.00055403 | 714.7878 | 0.00195 | 877.4282 | 0.00643 | 714.7878 | -0.00021466 | 876.8345 | 0.02389 | 877.4282 | 0.21001 | 714.7878 | 0.01522 | 715.0601 | 0.025423
| 586.1965 | 0.00046416 | 715.2943 | 0.00034649 | 715.0224 | -0.00085908 | 586.1965 | 0.00158 | 715.2943 | -0.0001057 | 715.0224 | -0.00098918 | 715.0224 | -0.00066691 | 588.6166 | 8.2888e-06 | 715.2943 | 0 | 709.81 | -0.0018044 | 715.2943 | 0 | 586.1965 | 0.01101 | 715.2943 | 0 | 709.81 | 0.00028789 | 715.2943 | 0 | 709.81 | -0.00018422 | 715.2943 | 0 | 588.6166 | 0.00701 | 715.2943 | 0 | 588.6166 | 2.0864e-07 | 715.2943 | 0 | 715.0224 | 0.00063818 | 877.5956 | 0.00322 | 715.0224 | 0.00020564 | 877.0022 | 0.02953 | 877.5956 | 0.211 | 715.0224 | 0.01345 | 715.2943 | 0.024724
| 586.3142 | 0 | 715.5286 | -8.9812e-05 | 715.2569 | 0.00025562 | 586.3142 | 0 | 715.5286 | 0.000118 | 715.2569 | 0.0011553 | 715.2569 | 0.00030947 | 588.7357 | 7.8967e-06 | 715.5286 | 0.00042305 | 710.05 | 0.00075887 | 715.5286 | 0.00056882 | 586.3142 | 0.00913 | 715.5286 | 0.00053263 | 710.05 | -0.0006807 | 715.5286 | 0.00024595 | 710.05 | 0.00027091 | 715.5286 | 0.00048963 | 588.7357 | 0.00676 | 715.5286 | 0.00076736 | 588.7357 | 0 | 715.5286 | 0.00055725 | 715.2569 | 0.00167 | 877.7631 | 0.00392 | 715.2569 | -0.0002685 | 877.17 | 0.02297 | 877.7631 | 0.21205 | 715.2569 | 0.01475 | 715.5286 | 0.024703
| 586.432 | 0.00064383 | 715.7629 | -0.00060397 | 715.4915 | 0.00012718 | 586.432 | 0.00111 | 715.7629 | -0.00030936 | 715.4915 | -0.00079363 | 715.4915 | -0.00064256 | 588.8547 | 7.6391e-06 | 715.7629 | 0 | 710.28 | -0.00052277 | 715.7629 | 0 | 586.432 | 0.00996 | 715.7629 | 0 | 710.28 | -0.002069 | 715.7629 | 0 | 710.28 | -2.1673e-05 | 715.7629 | 0 | 588.8547 | 0.00796 | 715.7629 | 0 | 588.8547 | 0 | 715.7629 | 0 | 715.4915 | 0.00075064 | 877.9305 | 0.00378 | 715.4915 | -0.0017045 | 877.3378 | 0.02297 | 877.9305 | 0.21378 | 715.4915 | 0.01365 | 715.7629 | 0.02444
| 586.5497 | 0 | 715.9972 | 0.000844 | 715.726 | 0.00073701 | 586.5497 | 0 | 715.9972 | 0.00063912 | 715.726 | 0.00053818 | 715.726 | 0.00044786 | 588.9738 | 6.183e-06 | 715.9972 | 0.00062711 | 710.52 | 0.0001855 | 715.9972 | 0.00070607 | 586.5497 | 0.0093 | 715.9972 | 0.00079742 | 710.52 | -0.0017461 | 715.9972 | 0.00047611 | 710.52 | -0.001322 | 715.9972 | 0.00042426 | 588.9738 | 0.00785 | 715.9972 | 0.00064694 | 588.9738 | 0 | 715.9972 | 0.00049927 | 715.726 | 0.0017 | 878.0979 | 0.00408 | 715.726 | 0.0010757 | 877.5055 | 0.02179 | 878.0979 | 0.21535 | 715.726 | 0.01504 | 715.9972 | 0.024653
| 586.6675 | 0.00093132 | 716.2315 | 0.00014148 | 715.9606 | -0.00035952 | 586.6675 | 0.00173 | 716.2315 | -0.00086136 | 715.9606 | -0.00057216 | 715.9606 | -0.00044484 | 589.0929 | 6.8326e-06 | 716.2315 | 0 | 710.75 | 0.00045532 | 716.2315 | 0 | 586.6675 | 0.01078 | 716.2315 | 0 | 710.75 | 0.00093361 | 716.2315 | 0 | 710.75 | 0.0017663 | 716.2315 | 0 | 589.0929 | 0.00882 | 716.2315 | 0 | 589.0929 | 2.0864e-07 | 716.2315 | 0 | 715.9606 | 0.00035475 | 878.2653 | 0.00702 | 715.9606 | -0.00061463 | 877.6733 | 0.01829 | 878.2653 | 0.2167 | 715.9606 | 0.01372 | 716.2315 | 0.024017
| 586.7852 | 0 | 716.4658 | 0.0010533 | 716.1952 | -0.00076082 | 586.7852 | 0 | 716.4658 | 0.00077241 | 716.1952 | 1.7325e-05 | 716.1952 | 0.00048155 | 589.212 | 7.1463e-06 | 716.4658 | 0.00062171 | 710.99 | -0.00011805 | 716.4658 | 0.00055165 | 586.7852 | 0.00936 | 716.4658 | 0.00077752 | 710.99 | 0.00028789 | 716.4658 | 0.00043879 | 710.99 | 0.0009211 | 716.4658 | 0.00021146 | 589.212 | 0.00854 | 716.4658 | 0.00051172 | 589.212 | 2.0864e-07 | 716.4658 | 0.00030979 | 716.1952 | 0.00156 | 878.4328 | 0.00295 | 716.1952 | 0.0018796 | 877.8411 | 0.01735 | 878.4328 | 0.21753 | 716.1952 | 0.01424 | 716.4658 | 0.024105
| 586.903 | 0.00032042 | 716.7001 | -4.3137e-05 | 716.4298 | -0.00061889 | 586.903 | 0.00091902 | 716.7001 | -0.00081532 | 716.4298 | -0.00067979 | 716.4298 | -0.00076099 | 589.3311 | 8.2104e-06 | 716.7001 | 0 | 711.22 | -0.0024789 | 716.7001 | 0 | 586.903 | 0.00973 | 716.7001 | 0 | 711.22 | -0.0021336 | 716.7001 | 0 | 711.22 | -0.00024923 | 716.7001 | 0 | 589.3311 | 0.00964 | 716.7001 | 0 | 589.3311 | 2.0864e-07 | 716.7001 | 0 | 716.4298 | 0.00065065 | 878.6002 | 0.00294 | 716.4298 | 0.00030167 | 878.0089 | 0.01431 | 878.6002 | 0.21865 | 716.4298 | 0.01374 | 716.7001 | 0.023762
| 587.0207 | 0 | 716.9344 | 0.00018552 | 716.6644 | -0.00063471 | 587.0207 | 0 | 716.9344 | 0.00025995 | 716.6644 | -9.1107e-06 | 716.6644 | 0.00024818 | 589.4502 | 8.2888e-06 | 716.9345 | 0.00044405 | 711.46 | 0.0024789 | 716.9345 | 0.00052602 | 587.0207 | 0.008 | 716.9345 | 0.00037397 | 711.46 | -0.00022869 | 716.9344 | 0.00021224 | 711.46 | -0.00037928 | 716.9345 | 0.00021668 | 589.4502 | 0.0095 | 716.9345 | 0.0004294 | 589.4502 | 0 | 716.9344 | 0.00039484 | 716.6644 | 0.00163 | 878.7676 | 0.00448 | 716.6644 | 0.0008796 | 878.1767 | 0.01475 | 878.7676 | 0.22004 | 716.6644 | 0.01466 | 716.9344 | 0.023994
| 587.1385 | 0.00106 | 717.1688 | -0.00046524 | 716.899 | -4.9879e-05 | 587.1385 | 0.00153 | 717.1688 | -0.00088312 | 716.899 | -0.0011105 | 716.899 | -0.00058301 | 589.5693 | 8.8712e-06 | 717.1688 | 0 | 711.69 | -0.0018044 | 717.1688 | 0 | 587.1385 | 0.00882 | 717.1688 | 0 | 711.69 | -0.00051927 | 717.1688 | 0 | 711.69 | 0.0011162 | 717.1688 | 0 | 589.5693 | 0.01059 | 717.1688 | 0 | 589.5693 | 0 | 717.1688 | 0 | 716.899 | 0.00056218 | 878.9351 | 0.00383 | 716.899 | 5.8536e-05 | 878.3445 | 0.01027 | 878.9351 | 0.22227 | 716.899 | 0.01334 | 717.1688 | 0.023234
| 587.2563 | 0 | 717.4031 | 0.00087812 | 717.1337 | -0.0011234 | 587.2563 | 0 | 717.4031 | 0.00040161 | 717.1337 | 0.00047611 | 717.1337 | 0.00045329 | 589.6884 | 8.7144e-06 | 717.4032 | 0.00033867 | 711.92 | 0.00048905 | 717.4032 | 0.00029874 | 587.2563 | 0.00916 | 717.4032 | 0.00013715 | 711.92 | -0.00022869 | 717.4031 | 9.6488e-05 | 711.92 | 0.0010186 | 717.4032 | 0.00017609 | 589.6884 | 0.01031 | 717.4032 | 0.00040691 | 589.6884 | 0 | 717.4031 | 0.00053232 | 717.1337 | 0.0015 | 879.1025 | 0.00441 | 717.1337 | -0.00063089 | 878.5123 | 0.01073 | 879.1025 | 0.22374 | 717.1337 | 0.01388 | 717.4031 | 0.023588
| 587.3741 | 0.00089539 | 717.6375 | 0.00022708 | 717.3683 | -0.00041126 | 587.3741 | 0.00038148 | 717.6375 | -0.00054961 | 717.3683 | -0.00028781 | 717.3683 | -0.0006758 | 589.8075 | 7.6391e-06 | 717.6375 | 0 | 712.16 | -0.00086005 | 717.6375 | 0 | 587.3741 | 0.01075 | 717.6375 | 0 | 712.16 | -0.0010036 | 717.6375 | 0 | 712.16 | -0.00050931 | 717.6375 | 0 | 589.8075 | 0.01157 | 717.6375 | 0 | 589.8075 | 6.3689e-07 | 717.6375 | 0 | 717.3683 | 6.9695e-05 | 879.2699 | 0.00309 | 717.3683 | 0.0015459 | 878.6801 | 0.01109 | 879.2699 | 0.22534 | 717.3683 | 0.01324 | 717.6375 | 0.02315
| 587.4918 | 0 | 717.8719 | 0.00055857 | 717.603 | 8.3982e-05 | 587.4918 | 0 | 717.8719 | 0.00016645 | 717.603 | -0.00020448 | 717.603 | 0.00035206 | 589.9266 | 6.7094e-06 | 717.8719 | 0.00019418 | 712.39 | 0.001231 | 717.8719 | 0.00069783 | 587.4918 | 0.00891 | 717.8719 | 0.0006626 | 712.39 | -0.0021982 | 717.8719 | 0.00011832 | 712.39 | -0.0023949 | 717.8719 | 0.0002692 | 589.9266 | 0.01136 | 717.8719 | 0.00069153 | 589.9266 | 6.3689e-07 | 717.8719 | 0.00040957 | 717.6029 | 0.00139 | 879.4374 | 0.00515 | 717.603 | 0.0011711 | 878.8479 | 0.01123 | 879.4374 | 0.22559 | 717.6029 | 0.01329 | 717.8719 | 0.023315
| 587.6096 | 0.00064383 | 718.1063 | 0.00028769 | 717.8376 | 1.6946e-05 | 587.6096 | 0.00036414 | 718.1063 | 0.00011166 | 717.8376 | -0.00094749 | 717.8376 | -0.00070145 | 590.0457 | 6.2614e-06 | 718.1063 | 0 | 712.63 | -0.0029849 | 718.1063 | 0 | 587.6096 | 0.01203 | 718.1063 | 0 | 712.63 | -0.0011327 | 718.1063 | 0 | 712.63 | 0.00040094 | 718.1063 | 0 | 590.0457 | 0.0124 | 718.1063 | 0 | 590.0457 | 6.3689e-07 | 718.1063 | 0 | 717.8376 | 0.00050187 | 879.6048 | 0.00246 | 717.8376 | 0.0005027 | 879.0157 | 0.00547 | 879.6048 | 0.22651 | 717.8376 | 0.01222 | 718.1063 | 0.022718
| 587.7275 | 0 | 718.3407 | 0.0015054 | 718.0723 | 0.00057701 | 587.7275 | 0 | 718.3407 | 0.0004549 | 718.0723 | 0.00010255 | 718.0723 | 0.00043153 | 590.1648 | 6.071e-06 | 718.3407 | 0.0003319 | 712.86 | -0.0030861 | 718.3407 | 0.00011181 | 587.7275 | 0.01098 | 718.3407 | 0.00055246 | 712.86 | -0.0004547 | 718.3407 | 0.00047659 | 712.86 | -0.001322 | 718.3407 | 0.00062704 | 590.1648 | 0.01176 | 718.3407 | 0.00080389 | 590.1648 | 0 | 718.3407 | 0.00060003 | 718.0723 | 0.00151 | 879.7723 | 0.00441 | 718.0723 | -0.00022231 | 879.1835 | 0.00715 | 879.7723 | 0.22678 | 718.0723 | 0.0135 | 718.3407 | 0.023106
| 587.8453 | 1.4969e-05 | 718.5751 | -0.00042007 | 718.3069 | -0.00088351 | 587.8453 | 0.00090168 | 718.5751 | -0.0010447 | 718.3069 | -0.00058384 | 718.3069 | -0.00067592 | 590.2839 | 6.6534e-06 | 718.5751 | 0 | 713.1 | 0.0015008 | 718.5751 | 0 | 587.8453 | 0.00996 | 718.5751 | 0 | 713.1 | -0.0014878 | 718.5751 | 0 | 713.1 | 0.00040094 | 718.5751 | 0 | 590.2839 | 0.01278 | 718.5751 | 0 | 590.2839 | 0 | 718.5751 | 0 | 718.307 | 0.00012011 | 879.9397 | 0.00389 | 718.3069 | -0.00019098 | 879.3513 | 0.00459 | 879.9397 | 0.22788 | 718.307 | 0.01247 | 718.5751 | 0.022698
| 587.9631 | 0 | 718.8095 | 0.00023418 | 718.5416 | 7.7067e-05 | 587.9631 | 0 | 718.8095 | 5.3665e-05 | 718.5416 | 3.0242e-05 | 718.5416 | 0.00037062 | 590.403 | 7.2807e-06 | 718.8095 | 0.0002992 | 713.33 | -0.0024789 | 718.8095 | 0.00046795 | 587.9631 | 0.01049 | 718.8095 | 0.00038617 | 713.33 | -0.0022305 | 718.8095 | 0.00034376 | 713.33 | -0.0028825 | 718.8095 | 0.00043268 | 590.403 | 0.01267 | 718.8095 | 0.0008944 | 590.403 | 0 | 718.8095 | 0.00063157 | 718.5416 | 0.00108 | 880.1072 | 0.00464 | 718.5416 | 0.00045784 | 879.5191 | 0.00643 | 880.1072 | 0.22862 | 718.5416 | 0.01383 | 718.8095 | 0.022883
| 588.0809 | 0.00098522 | 719.0439 | 5.9012e-05 | 718.7763 | -0.00019836 | 588.0809 | 0.0012 | 719.0439 | -0.0010853 | 718.7763 | -0.00098431 | 718.7763 | -0.00072709 | 590.5221 | 8.1432e-06 | 719.0439 | 0 | 713.57 | -1.6864e-05 | 719.0439 | 0 | 588.0809 | 0.00874 | 719.0439 | 0 | 713.57 | -0.0024887 | 719.0439 | 0 | 713.57 | 0.00040094 | 719.0439 | 0 | 590.5221 | 0.0141 | 719.0439 | 5.4812e-05 | 590.5221 | 0 | 719.0439 | 0 | 718.7763 | 0.00057563 | 880.2746 | 0.00329 | 718.7763 | -0.00046094 | 879.687 | 0.00287 | 880.2746 | 0.23017 | 718.7763 | 0.0126 | 719.0439 | 0.022116
| 588.1988 | 0.00043191 | 719.2783 | 0.00038031 | 719.011 | 0.00050832 | 588.1988 | 0 | 719.2783 | 0.00029387 | 719.011 | 0.00026435 | 719.011 | 0.00050136 | 590.6412 | 8.188e-06 | 719.2783 | 0.00056074 | 713.8 | 0.0019731 | 719.2783 | 0.00074109 | 588.1988 | 0.0093 | 719.2783 | 0.00067013 | 713.8 | -0.00058385 | 719.2783 | 0.00037029 | 713.8 | 0.0014088 | 719.2783 | 0.00049486 | 590.6412 | 0.01383 | 719.2783 | 0.00066185 | 590.6412 | 0 | 719.2783 | 0.00048955 | 719.011 | 0.00191 | 880.4421 | 0.0054 | 719.011 | -0.00022059 | 879.8548 | 0.00365 | 880.4421 | 0.23101 | 719.011 | 0.01257 | 719.2783 | 0.022587
| 588.3166 | 0.00066181 | 719.5128 | -0.0011428 | 719.2457 | -0.00012108 | 588.3166 | 0.00114 | 719.5128 | -0.00057718 | 719.2457 | -0.00097498 | 719.2457 | -0.00059525 | 590.7603 | 7.6727e-06 | 719.5128 | 0 | 714.04 | -0.0032884 | 719.5128 | 0 | 588.3166 | 0.01024 | 719.5128 | 0 | 714.04 | -0.0021336 | 719.5128 | 0 | 714.04 | -0.0020372 | 719.5128 | 0 | 590.7603 | 0.01513 | 719.5128 | 0 | 590.7603 | 0 | 719.5128 | 0 | 719.2457 | 0.00011452 | 880.6096 | 0.00255 | 719.2457 | -0.0012432 | 880.0226 | 0 | 880.6096 | 0.23216 | 719.2457 | 0.01238 | 719.5128 | 0.022025
| 588.4344 | 0 | 719.7473 | 0.0010364 | 719.4805 | 0.00040876 | 588.4344 | 0 | 719.7473 | 0.0002309 | 719.4805 | 8.4539e-05 | 719.4805 | 0.00038931 | 590.8794 | 8.6024e-06 | 719.7472 | 0.0002767 | 714.27 | -0.0013322 | 719.7472 | 0.00074758 | 588.4344 | 0.00834 | 719.7472 | 0.00054135 | 714.27 | 0.00012645 | 719.7473 | 0.00031742 | 714.27 | 0.0014088 | 719.7472 | 0.0004735 | 590.8794 | 0.0151 | 719.7472 | 0.00083636 | 590.8794 | 0 | 719.7473 | 0.00051478 | 719.4805 | 0.00147 | 880.777 | 0.00657 | 719.4805 | 0.00095447 | 880.1904 | 0.00353 | 880.777 | 0.23273 | 719.4805 | 0.01306 | 719.7473 | 0.022317
| 588.5523 | 0.00163 | 719.9817 | -0.00017163 | 719.7152 | -0.0002129 | 588.5523 | 0.00125 | 719.9817 | -0.00046467 | 719.7152 | -0.00082076 | 719.7152 | -0.000653 | 590.9986 | 7.6391e-06 | 719.9817 | 0 | 714.51 | -0.0015684 | 719.9817 | 0 | 588.5523 | 0.00874 | 719.9817 | 0 | 714.51 | -0.00022869 | 719.9817 | 0 | 714.51 | 0.00059601 | 719.9817 | 0 | 590.9986 | 0.01643 | 719.9817 | 0 | 590.9986 | 0 | 719.9817 | 0 | 719.7152 | 0.00032954 | 880.9445 | 0.00426 | 719.7152 | -0.00079455 | 880.3583 | 0.00034999 | 880.9445 | 0.23431 | 719.7152 | 0.01157 | 719.9817 | 0.021585
| 588.6701 | 0 | 720.2162 | 0.00065903 | 719.9499 | 0.00021852 | 588.6701 | 0 | 720.2162 | 0.0002061 | 719.9499 | 0.00033473 | 719.9499 | 0.00036129 | 591.1177 | 6.9558e-06 | 720.2162 | 0.00030581 | 714.74 | -0.00065769 | 720.2162 | 0.00020648 | 588.6701 | 0.00967 | 720.2162 | 0.00063387 | 714.74 | -0.00042241 | 720.2162 | 0.00049197 | 714.74 | 0.0016688 | 720.2162 | 0.0004819 | 591.1177 | 0.01605 | 720.2162 | 0.00045871 | 591.1177 | 0 | 720.2162 | 0.00043093 | 719.9499 | 0.00112 | 881.1119 | 0.00457 | 719.9499 | 0.0017051 | 880.5261 | 2.6669e-05 | 881.1119 | 0.23573 | 719.9499 | 0.01325 | 720.2162 | 0.021824
| 588.788 | 0 | 720.4506 | -0.00055426 | 720.1847 | -0.0011013 | 588.788 | 0.00163 | 720.4506 | -0.00073877 | 720.1847 | -0.0011469 | 720.1847 | -0.0005868 | 591.2368 | 5.3989e-06 | 720.4506 | 0 | 714.97 | -0.0011299 | 720.4506 | 0 | 588.788 | 0.00879 | 720.4506 | 0 | 714.97 | 2.9596e-05 | 720.4506 | 0 | 714.97 | -0.0001192 | 720.4506 | 0 | 591.2368 | 0.01769 | 720.4506 | 0 | 591.2368 | 0 | 720.4506 | 0 | 720.1847 | 0.00061464 | 881.2794 | 0.00301 | 720.1847 | 4.0686e-05 | 880.6939 | 0 | 881.2794 | 0.23756 | 720.1847 | 0.01167 | 720.4506 | 0.021468
| 588.9059 | 0 | 720.6851 | 5.6205e-05 | 720.4194 | 0.0010617 | 588.9059 | 0 | 720.6851 | -0.000365 | 720.4194 | 0.0001817 | 720.4194 | 0.00042356 | 591.3559 | 7.1239e-06 | 720.6851 | 0.00052928 | 715.21 | 0.00021923 | 720.6851 | 0.00070849 | 588.9059 | 0.00834 | 720.6851 | 0.0005654 | 715.21 | -0.00039012 | 720.6851 | 0.00056567 | 715.21 | 0.00017338 | 720.6851 | 0.00062661 | 591.3559 | 0.01755 | 720.6851 | 0.00049084 | 591.3559 | 0 | 720.6851 | 0.00051895 | 720.4194 | 0.00112 | 881.4469 | 0.00506 | 720.4194 | -0.00030876 | 880.8618 | 0 | 881.4469 | 0.23882 | 720.4194 | 0.01352 | 720.6851 | 0.021544
| 589.0238 | 0.0004462 | 720.9196 | 5.237e-05 | 720.6542 | -0.0005178 | 589.0238 | 0.00050287 | 720.9196 | -0.00099806 | 720.6542 | -0.00070032 | 720.6542 | -0.0005557 | 591.4751 | 7.6615e-06 | 720.9196 | 0 | 715.44 | -0.00086005 | 720.9196 | 0 | 589.0238 | 0.00868 | 720.9196 | 0 | 715.44 | -0.0024242 | 720.9196 | 0 | 715.44 | -0.00099695 | 720.9196 | 0 | 591.4751 | 0.01935 | 720.9196 | 0 | 591.4751 | 0 | 720.9196 | 0 | 720.6542 | 4.6427e-05 | 881.6144 | 0.0045 | 720.6542 | -0.00030447 | 881.0296 | 0 | 881.6144 | 0.24024 | 720.6542 | 0.00944 | 720.9196 | 0.021011
| 589.1417 | 0 | 721.1542 | 0.00066476 | 720.889 | 0.00032298 | 589.1417 | 0 | 721.1542 | -0.00010065 | 720.889 | 0.00038862 | 720.889 | 0.0004774 | 591.5942 | 7.6951e-06 | 721.1541 | 0.00025752 | 715.68 | 0.00096123 | 721.1541 | 0.00022329 | 589.1417 | 0.00902 | 721.1541 | 0.00049303 | 715.68 | 0.00054618 | 721.1542 | 0.00034379 | 715.68 | 0.0024165 | 721.1541 | 0.00075974 | 591.5942 | 0.01919 | 721.1541 | 0.00072273 | 591.5942 | 0 | 721.1542 | 0.00071497 | 720.889 | 0.00094066 | 881.7818 | 0.00406 | 720.889 | -0.00050936 | 881.1975 | 0 | 881.7818 | 0.24093 | 720.889 | 0.01493 | 721.1542 | 0.021392
| 589.2595 | 0.001 | 721.3887 | -6.3438e-05 | 721.1238 | 0.00028131 | 589.2595 | 0.00065893 | 721.3887 | -0.0006505 | 721.1238 | -0.0006509 | 721.1238 | -0.00051673 | 591.7133 | 6.3846e-06 | 721.3887 | 0 | 715.91 | -0.0010961 | 721.3887 | 0 | 589.2595 | 0.00783 | 721.3887 | 0 | 715.91 | -0.0010036 | 721.3887 | 0 | 715.91 | -0.0027849 | 721.3887 | 0 | 591.7133 | 0.02106 | 721.3887 | 0 | 591.7133 | 0 | 721.3887 | 0 | 721.1238 | 0.00045388 | 881.9493 | 0.00338 | 721.1238 | -0.0015074 | 881.3653 | 0 | 881.9493 | 0.24192 | 721.1238 | 0.01145 | 721.3887 | 0.02095
| 589.3774 | 0 | 721.6232 | -0.00012125 | 721.3586 | 0.00050788 | 589.3774 | 0 | 721.6232 | -0.00028642 | 721.3586 | -0.00014069 | 721.3586 | 0.00056572 | 591.8325 | 7.2023e-06 | 721.6232 | 0 | 716.15 | 0.00072515 | 721.6232 | 0.00087838 | 589.3774 | 0.00817 | 721.6232 | 0.00054576 | 716.15 | 0.0002556 | 721.6232 | 0.00060036 | 716.15 | 0.00072604 | 721.6232 | 0.00063758 | 591.8325 | 0.02143 | 721.6232 | 0.000652 | 591.8325 | 0 | 721.6232 | 0.00045626 | 721.3586 | 0.00146 | 882.1168 | 0.00605 | 721.3586 | 0.00055731 | 881.5332 | 0 | 882.1168 | 0.24285 | 721.3586 | 0.01265 | 721.6232 | 0.021072
| 589.4954 | 0.00131 | 721.8577 | -0.00077997 | 721.5934 | -7.5269e-05 | 589.4954 | 0.00067626 | 721.8577 | -0.00024744 | 721.5934 | -0.00057965 | 721.5934 | -0.0005594 | 591.9516 | 8.468e-06 | 721.8577 | 0 | 716.38 | -0.0010961 | 721.8577 | 0 | 589.4954 | 0.008 | 721.8577 | 0 | 716.38 | -0.0020045 | 721.8577 | 0 | 716.38 | 0.00033593 | 721.8577 | 0 | 591.9516 | 0.02273 | 721.8577 | 0 | 591.9516 | 0 | 721.8577 | 0 | 721.5934 | -7.5232e-05 | 882.2843 | 0.0035 | 721.5934 | -0.0011638 | 881.7011 | 0 | 882.2843 | 0.245 | 721.5934 | 0.01194 | 721.8577 | 0.020529
| 589.6133 | 0 | 722.0923 | 0.00051944 | 721.8282 | -0.00053253 | 589.6133 | 0 | 722.0923 | -0.00040904 | 721.8282 | -9.6897e-05 | 721.8282 | 0.00028024 | 592.0708 | 7.9303e-06 | 722.0923 | 0.00039921 | 716.62 | 0.0022428 | 722.0923 | 0.00070308 | 589.6133 | 0.00663 | 722.0923 | 0.00011555 | 716.62 | -0.00061613 | 722.0923 | 0.0001028 | 716.62 | -0.0011595 | 722.0923 | 0.00050398 | 592.0708 | 0.02295 | 722.0923 | 0.00061538 | 592.0708 | 0 | 722.0923 | 0.00034578 | 721.8282 | 0.00062318 | 882.4518 | 0.00519 | 721.8282 | 0.00071401 | 881.8689 | 0 | 882.4518 | 0.24709 | 721.8282 | 0.01232 | 722.0923 | 0.020853
| 589.7312 | 0.00075165 | 722.3268 | 0.0014397 | 722.063 | -0.0016382 | 589.7312 | 0.00139 | 722.3268 | -0.00066017 | 722.063 | -0.00064824 | 722.063 | -0.00056178 | 592.1899 | 7.3479e-06 | 722.3268 | 0 | 716.85 | -0.0019731 | 722.3268 | 0 | 589.7312 | 0.00755 | 722.3268 | 0 | 716.85 | -0.0018752 | 722.3268 | 0 | 716.85 | -0.00099695 | 722.3268 | 0 | 592.1899 | 0.02365 | 722.3268 | 0 | 592.1899 | 0 | 722.3268 | 0 | 722.063 | 0.00045001 | 882.6193 | 0.00295 | 722.063 | 0.00049357 | 882.0368 | 0 | 882.6193 | 0.25 | 722.063 | 0.01142 | 722.3268 | 0.020265
| 589.8491 | 0 | 722.5614 | 0.0011441 | 722.2978 | 0.00066312 | 589.8491 | 0 | 722.5614 | -0.0004509 | 722.2978 | -0.00019517 | 722.2978 | 0.00043498 | 592.3091 | 7.5159e-06 | 722.5614 | 0.00049168 | 717.09 | 0.0015346 | 722.5614 | 0.00079639 | 589.8491 | 0.00899 | 722.5614 | 0.00079147 | 717.09 | -6.7263e-05 | 722.5614 | 0.00041497 | 717.09 | 0.002384 | 722.5614 | 0.00042397 | 592.3091 | 0.02375 | 722.5614 | 0.00068675 | 592.3091 | 0 | 722.5614 | 0.00040637 | 722.2979 | 0.0011 | 882.7868 | 0.00436 | 722.2978 | 0.0014926 | 882.2047 | 0 | 882.7868 | 0.25224 | 722.2979 | 0.01289 | 722.5614 | 0.020548
| 589.967 | 0.00091335 | 722.796 | -6.4652e-05 | 722.5327 | -0.00069633 | 589.967 | 0.00113 | 722.796 | -0.00039975 | 722.5327 | -0.00059388 | 722.5327 | -0.00065714 | 592.4282 | 9.2633e-06 | 722.796 | 0 | 717.32 | 0.00069142 | 722.796 | 0 | 589.967 | 0.00896 | 722.796 | 0 | 717.32 | -0.0010358 | 722.796 | 0 | 717.32 | -0.0016472 | 722.796 | 0 | 592.4282 | 0.02409 | 722.796 | 0 | 592.4282 | 0 | 722.796 | 0 | 722.5327 | -3.5066e-05 | 882.9543 | 0.00535 | 722.5327 | 0.0015709 | 882.3725 | 0 | 882.9543 | 0.25437 | 722.5327 | 0.01147 | 722.796 | 0.020005
| 590.085 | 0 | 723.0306 | 0.0007531 | 722.7675 | 7.5558e-05 | 590.085 | 0 | 723.0306 | 0.00033905 | 722.7675 | -3.7056e-05 | 722.7675 | 0.00034095 | 592.5474 | 9.4873e-06 | 723.0306 | 0.00031953 | 717.56 | -0.0025465 | 723.0306 | 0.00076959 | 590.085 | 0.00902 | 723.0306 | 0.00083613 | 717.56 | -0.002521 | 723.0306 | 0.00037703 | 717.56 | -0.0014521 | 723.0306 | 0.00044879 | 592.5474 | 0.02433 | 723.0306 | 0.0008622 | 592.5474 | 0 | 723.0306 | 0.00053389 | 722.7675 | 0.00082221 | 883.1218 | 0.0045 | 722.7675 | 0.001308 | 882.5404 | 0 | 883.1218 | 0.25528 | 722.7675 | 0.01246 | 723.0306 | 0.020117
| 590.2029 | 0.00124 | 723.2651 | 0.00013286 | 723.0024 | -0.0010595 | 590.2029 | 0.00083232 | 723.2651 | -0.00036317 | 723.0024 | -0.0013049 | 723.0024 | -0.0007015 | 592.6666 | 9.7785e-06 | 723.2652 | 0 | 717.79 | 0.0001855 | 723.2652 | 0 | 590.2029 | 0.00942 | 723.2652 | 0 | 717.79 | 0.00073989 | 723.2651 | 0 | 717.79 | 0.00040094 | 723.2652 | 0 | 592.6666 | 0.02432 | 723.2652 | 0 | 592.6666 | 0 | 723.2651 | 0 | 723.0024 | 4.8164e-05 | 883.2893 | 0.00306 | 723.0024 | -0.00098159 | 882.7083 | 0 | 883.2893 | 0.25627 | 723.0024 | 0.01151 | 723.2651 | 0.019848
| 590.3209 | 0 | 723.4998 | 0.0008465 | 723.2373 | 0.0002204 | 590.3209 | 0 | 723.4998 | 0.00067365 | 723.2373 | -8.7945e-05 | 723.2373 | 0.00031165 | 592.7857 | 8.7816e-06 | 723.4998 | 0.00047033 | 718.03 | 0.00086005 | 723.4998 | 0.00052412 | 590.3209 | 0.00885 | 723.4998 | 0.00073658 | 718.03 | -0.0031022 | 723.4998 | 0.00023701 | 718.03 | 0.00053099 | 723.4998 | 0.00050078 | 592.7857 | 0.02456 | 723.4998 | 0.00056594 | 592.7857 | 0 | 723.4998 | 0.00037882 | 723.2373 | 0.00115 | 883.4568 | 0.00555 | 723.2373 | -3.9925e-05 | 882.8762 | 0 | 883.4568 | 0.25695 | 723.2373 | 0.01179 | 723.4998 | 0.020131
| 590.4388 | 0.00051807 | 723.7344 | -0.00022094 | 723.4722 | -0.00044292 | 590.4388 | 0.00165 | 723.7344 | 1.5312e-05 | 723.4722 | -0.00088675 | 723.4722 | -0.00055226 | 592.9049 | 8.916e-06 | 723.7344 | 0 | 718.26 | -0.001737 | 723.7344 | 0 | 590.4388 | 0.00806 | 723.7344 | 0 | 718.26 | -0.0033928 | 723.7344 | 0 | 718.26 | 0.0015062 | 723.7344 | 0 | 592.9049 | 0.02385 | 723.7344 | 0 | 592.9049 | 0 | 723.7344 | 0 | 723.4722 | 4.1998e-05 | 883.6243 | 0.00498 | 723.4722 | 0.0011692 | 883.044 | 0 | 883.6243 | 0.25832 | 723.4722 | 0.01108 | 723.7344 | 0.01948
| 590.5568 | 0 | 723.969 | 0.00042703 | 723.707 | -0.00053687 | 590.5568 | 0 | 723.969 | -0.00084885 | 723.707 | 0.00040747 | 723.707 | 0.00028157 | 593.024 | 7.4263e-06 | 723.969 | 0 | 718.5 | 0.00062396 | 723.969 | 0.00035464 | 590.5568 | 0.00581 | 723.969 | 0.00035612 | 718.5 | 6.1882e-05 | 723.969 | 0.00043082 | 718.5 | 0.0009211 | 723.969 | 0.00039872 | 593.024 | 0.0244 | 723.969 | 0.00035667 | 593.024 | 0 | 723.969 | 0.00054317 | 723.707 | 0.00106 | 883.7918 | 0.00541 | 723.707 | 0.0017296 | 883.2119 | 0 | 883.7918 | 0.25922 | 723.707 | 0.01177 | 723.969 | 0.019657
| 590.6748 | 0 | 724.2037 | -0.00019956 | 723.9419 | -0.0014419 | 590.6748 | 0.00142 | 724.2037 | -0.00066259 | 723.9419 | -0.00087207 | 723.9419 | -0.00061932 | 593.1432 | 7.5159e-06 | 724.2037 | 0 | 718.73 | -0.0018044 | 724.2037 | 0 | 590.6748 | 0.00669 | 724.2037 | 0 | 718.73 | -0.00064841 | 724.2037 | 0 | 718.73 | -0.00070437 | 724.2037 | 0 | 593.1432 | 0.02358 | 724.2037 | 0 | 593.1432 | 0 | 724.2037 | 0 | 723.9419 | -0.00016953 | 883.9593 | 0.00411 | 723.9419 | -0.00095855 | 883.3798 | 0 | 883.9593 | 0.26082 | 723.9419 | 0.01097 | 724.2037 | 0.019378
| 590.7928 | 0 | 724.4383 | 0.00052537 | 724.1769 | 0.00057792 | 590.7928 | 0 | 724.4383 | 0.00040926 | 724.1769 | -0.00042796 | 724.1769 | 0.00033004 | 593.2624 | 6.911e-06 | 724.4383 | 0.00067894 | 718.97 | 0.00015177 | 724.4383 | 0.00065435 | 590.7928 | 0.0076 | 724.4383 | 0.0008254 | 718.97 | 0.00044931 | 724.4383 | 0.00037864 | 718.97 | 0.00010836 | 724.4383 | 0.000539 | 593.2624 | 0.02477 | 724.4383 | 0.00063412 | 593.2624 | 0 | 724.4383 | 0.00037255 | 724.1768 | 0.00144 | 884.1268 | 0.0049 | 724.1769 | 0.0014519 | 883.5477 | 0 | 884.1268 | 0.26181 | 724.1768 | 0.01192 | 724.4383 | 0.019553
| 590.9108 | 0.00057197 | 724.673 | -0.00034793 | 724.4118 | -0.0005952 | 590.9108 | 0.00097105 | 724.673 | -0.00055838 | 724.4118 | -0.0010079 | 724.4118 | -0.00058524 | 593.3815 | 7.9079e-06 | 724.673 | 0 | 719.2 | 8.4319e-05 | 724.673 | 0 | 590.9108 | 0.00772 | 724.673 | 0 | 719.2 | -0.00064841 | 724.673 | 0 | 719.2 | -0.00015171 | 724.673 | 0 | 593.3815 | 0.02371 | 724.673 | 0 | 593.3815 | 0 | 724.673 | 0 | 724.4118 | -0.00013025 | 884.2943 | 0.00382 | 724.4118 | 5.2555e-05 | 883.7156 | 0 | 884.2943 | 0.26393 | 724.4118 | 0.01096 | 724.673 | 0.018794
| 591.0287 | 0 | 724.9076 | 0.00066144 | 724.6467 | 0.00043641 | 591.0287 | 0 | 724.9076 | -8.9104e-05 | 724.6467 | 0.00038731 | 724.6467 | 0.00034002 | 593.5007 | 8.3672e-06 | 724.9076 | 0.00072286 | 719.44 | 5.0592e-05 | 724.9076 | 0.00070257 | 591.0287 | 0.00891 | 724.9076 | 0.0007376 | 719.44 | -0.0004547 | 724.9076 | 0.0002706 | 719.44 | -0.0020372 | 724.9076 | 0.00037678 | 593.5007 | 0.02529 | 724.9076 | 0.00072393 | 593.5007 | 0 | 724.9076 | 0.00028416 | 724.6467 | 0.00113 | 884.4618 | 0.00388 | 724.6467 | 0.0010154 | 883.8835 | 0 | 884.4618 | 0.2654 | 724.6467 | 0.01219 | 724.9076 | 0.019212
| 591.1467 | 0 | 725.1423 | 0.00011529 | 724.8816 | -0.00053679 | 591.1467 | 0.00091902 | 725.1423 | -0.00052236 | 724.8816 | -0.00065772 | 724.8816 | -0.00057545 | 593.6199 | 1.0148e-05 | 725.1423 | 0 | 719.67 | 0.00059023 | 725.1423 | 0 | 591.1467 | 0.00854 | 725.1423 | 0 | 719.67 | -0.00064841 | 725.1423 | 0 | 719.67 | -0.00054182 | 725.1423 | 0 | 593.6199 | 0.02455 | 725.1423 | 0 | 593.6199 | 0 | 725.1423 | 0 | 724.8816 | -0.00018521 | 884.6294 | 0.00389 | 724.8816 | 0.0007038 | 884.0514 | 0 | 884.6294 | 0.2676 | 724.8816 | 0.01038 | 725.1423 | 0.0187
| 591.2648 | 0 | 725.377 | 0.0016769 | 725.1166 | -0.00034741 | 591.2648 | 0 | 725.377 | -9.0326e-05 | 725.1166 | 0.00019272 | 725.1166 | 0.00046208 | 593.7391 | 1.0305e-05 | 725.377 | 0.0004559 | 719.91 | -0.0015346 | 725.377 | 0.00025384 | 591.2648 | 0.00692 | 725.377 | 0.00075904 | 719.91 | -0.0021013 | 725.377 | 0.00017633 | 719.91 | -0.00060684 | 725.377 | 7.9167e-05 | 593.7391 | 0.02614 | 725.377 | 0.00045536 | 593.7391 | 0 | 725.3769 | 0.00055227 | 725.1166 | 0.00106 | 884.7969 | 0.00512 | 725.1166 | 0.0011435 | 884.2193 | 0 | 884.7969 | 0.26883 | 725.1166 | 0.01192 | 725.377 | 0.019019
| 591.3828 | 0.00199 | 725.6117 | -0.00035252 | 725.3515 | -0.00040848 | 591.3828 | 0.00208 | 725.6117 | -0.00044281 | 725.3515 | -0.00076015 | 725.3515 | -0.00059895 | 593.8583 | 9.7785e-06 | 725.6117 | 0 | 720.14 | -0.0009275 | 725.6117 | 0 | 591.3828 | 0.00885 | 725.6117 | 0 | 720.14 | 0.0002556 | 725.6117 | 0 | 720.14 | -0.0012245 | 725.6117 | 0 | 593.8583 | 0.02553 | 725.6117 | 0 | 593.8583 | 0 | 725.6117 | 0 | 725.3515 | 0.0001569 | 884.9644 | 0.00672 | 725.3515 | -0.00052908 | 884.3873 | 0 | 884.9644 | 0.27015 | 725.3515 | 0.01039 | 725.6117 | 0.018592
| 591.5008 | 0 | 725.8464 | 0.00054386 | 725.5865 | -0.00048978 | 591.5008 | 0 | 725.8464 | -0.0002132 | 725.5865 | 0.00010484 | 725.5865 | 0.00038914 | 593.9775 | 7.9864e-06 | 725.8464 | 0.00017826 | 720.37 | -0.0014334 | 725.8464 | 0.00038426 | 591.5008 | 0.00961 | 725.8464 | 0 | 720.37 | -0.00055155 | 725.8464 | 0.00011411 | 720.37 | 0.0017988 | 725.8464 | 0 | 593.9775 | 0.02633 | 725.8464 | 0.00047858 | 593.9775 | 0 | 725.8464 | 0.00036963 | 725.5865 | 0.00044815 | 885.1319 | 0.00636 | 725.5865 | 6.0079e-05 | 884.5552 | 0 | 885.1319 | 0.27048 | 725.5865 | 0.01131 | 725.8464 | 0.018824
| 591.6188 | 0 | 726.0811 | 0.0007933 | 725.8215 | -0.0010086 | 591.6188 | 0.00182 | 726.0811 | -0.00069128 | 725.8215 | -0.00071686 | 725.8215 | -0.00047596 | 594.0966 | 6.6982e-06 | 726.0811 | 0 | 720.61 | 0.0018719 | 726.0811 | 0 | 591.6188 | 0.00808 | 726.0811 | 0 | 720.61 | 0.0014502 | 726.0811 | 0 | 720.61 | 0.00056349 | 726.0811 | 0 | 594.0966 | 0.02599 | 726.0811 | 0 | 594.0966 | 0 | 726.0811 | 0 | 725.8215 | -0.00032931 | 885.2994 | 0.00324 | 725.8215 | 0.0005989 | 884.7231 | 0 | 885.2994 | 0.27151 | 725.8215 | 0.01046 | 726.0811 | 0.018487
| 591.7369 | 0 | 726.3158 | 0.00029734 | 726.0564 | 0.00083883 | 591.7369 | 0 | 726.3158 | 0.00010213 | 726.0564 | 0.00032392 | 726.0564 | 0.00033441 | 594.2159 | 6.4742e-06 | 726.3158 | 0.00035422 | 720.84 | -0.00011805 | 726.3158 | 0.0004946 | 591.7369 | 0.00709 | 726.3158 | 0.00083124 | 720.84 | -2.6905e-06 | 726.3158 | 0.00058289 | 720.84 | -0.00028175 | 726.3158 | 0.00041356 | 594.2159 | 0.02609 | 726.3158 | 0.00066309 | 594.2159 | 0 | 726.3158 | 0.0006313 | 726.0565 | 0.00089215 | 885.467 | 0.00499 | 726.0564 | 0.0012355 | 884.891 | 0 | 885.467 | 0.27206 | 726.0565 | 0.01125 | 726.3158 | 0.018585
| 591.8549 | 0.00109 | 726.5505 | 0.00016614 | 726.2914 | -0.00049935 | 591.8549 | 0.0003468 | 726.5505 | 0.00027108 | 726.2914 | -0.0013045 | 726.2914 | -0.00047554 | 594.335 | 7.3479e-06 | 726.5505 | 0 | 721.08 | -0.0012648 | 726.5505 | 0 | 591.8549 | 0.00763 | 726.5505 | 0 | 721.08 | -0.0019721 | 726.5505 | 0 | 721.08 | -0.0011595 | 726.5505 | 0 | 594.335 | 0.02628 | 726.5505 | 0 | 594.335 | 0 | 726.5505 | 0 | 726.2914 | -5.7741e-05 | 885.6345 | 0.00368 | 726.2914 | 0.00044994 | 885.0589 | 0 | 885.6345 | 0.27357 | 726.2914 | 0.00994 | 726.5505 | 0.017938
| 591.9729 | 0 | 726.7853 | 0.00051307 | 726.5264 | -1.1624e-05 | 591.9729 | 0 | 726.7853 | -0.00031187 | 726.5264 | 0.00024137 | 726.5264 | 0.00047191 | 594.4542 | 8.5576e-06 | 726.7853 | 0.0007855 | 721.31 | 0.0020068 | 726.7853 | 0.00035139 | 591.9729 | 0.00766 | 726.7853 | 0.00051278 | 721.31 | 0.0015148 | 726.7853 | 0.00038373 | 721.31 | 0.0018639 | 726.7853 | 0.00022161 | 594.4542 | 0.02518 | 726.7853 | 0.00057948 | 594.4542 | 0 | 726.7853 | 0.00048787 | 726.5264 | 0.00113 | 885.8021 | 0.00499 | 726.5264 | 0.0011353 | 885.2269 | 0 | 885.8021 | 0.27457 | 726.5264 | 0.01113 | 726.7853 | 0.018153
| 592.091 | 0.00098522 | 727.02 | 0.00038094 | 726.7615 | -0.00021065 | 592.091 | 0.00109 | 727.02 | -0.00055178 | 726.7615 | -0.00022897 | 726.7615 | -0.00063621 | 594.5734 | 9.7785e-06 | 727.02 | 0 | 721.55 | -0.0022092 | 727.02 | 0 | 592.091 | 0.00874 | 727.02 | 0 | 721.55 | -0.00019641 | 727.02 | 0 | 721.55 | -0.0012895 | 727.02 | 0 | 594.5734 | 0.02504 | 727.02 | 0 | 594.5734 | 0 | 727.02 | 0 | 726.7614 | 0.00011901 | 885.9696 | 0.00218 | 726.7615 | -0.0006236 | 885.3948 | 0 | 885.9696 | 0.27648 | 726.7614 | 0.01028 | 727.02 | 0.017819
| 592.2091 | 0 | 727.2548 | 0.00053824 | 726.9965 | 5.6675e-05 | 592.2091 | 0 | 727.2548 | 0.00025366 | 726.9965 | 0.00028182 | 726.9965 | 0.00037173 | 594.6926 | 8.8936e-06 | 727.2548 | 0.0005312 | 721.78 | -0.00021923 | 727.2548 | 0.00014639 | 592.2091 | 0.00732 | 727.2548 | 0.00028206 | 721.78 | 0.00090132 | 727.2548 | 0.00022041 | 721.78 | 0.0011162 | 727.2548 | 0.00019234 | 594.6926 | 0.02353 | 727.2548 | 0.00073944 | 594.6926 | 0 | 727.2548 | 0.00041151 | 726.9965 | 0.00097963 | 886.1371 | 0.00455 | 726.9965 | 0.00061207 | 885.5627 | 0 | 886.1371 | 0.27815 | 726.9965 | 0.01121 | 727.2548 | 0.018074
| 592.3271 | 0.0007157 | 727.4896 | 0.00011939 | 727.2315 | -0.00078495 | 592.3271 | 0.00058956 | 727.4896 | -0.0011098 | 727.2315 | -0.0007016 | 727.2315 | -0.00062404 | 594.8118 | 8.9944e-06 | 727.4896 | 0 | 722.02 | -0.00025296 | 727.4896 | 0 | 592.3271 | 0.0078 | 727.4896 | 0 | 722.02 | -0.0010036 | 727.4896 | 0 | 722.02 | -0.0001192 | 727.4896 | 0 | 594.8118 | 0.02401 | 727.4896 | 0 | 594.8118 | 6.3689e-07 | 727.4896 | 0 | 727.2315 | 0.00010901 | 886.3047 | 0.00575 | 727.2315 | -0.00087703 | 885.7307 | 0 | 886.3047 | 0.28005 | 727.2315 | 0.00759 | 727.4896 | 0.017399
| 592.4452 | 0 | 727.7244 | 0.00048429 | 727.4665 | 0.00022445 | 592.4452 | 0 | 727.7244 | 0.00062891 | 727.4665 | -0.00023672 | 727.4665 | 0.00030602 | 594.9311 | 7.7511e-06 | 727.7244 | 0.00037671 | 722.25 | 0.00048905 | 727.7244 | 0.00045194 | 592.4452 | 0.00959 | 727.7244 | 0.00028635 | 722.25 | -3.4977e-05 | 727.7244 | 0 | 722.25 | -0.0010945 | 727.7244 | 0.00032644 | 594.9311 | 0.02335 | 727.7244 | 0.00051146 | 594.9311 | 9.6631e-07 | 727.7244 | 0.00033679 | 727.4665 | 0.00109 | 886.4722 | 0.00571 | 727.4665 | 0.00096764 | 885.8986 | 0 | 886.4722 | 0.28169 | 727.4665 | 0.01299 | 727.7244 | 0.017784
| 592.5633 | 0.00089539 | 727.9592 | -0.00021599 | 727.7016 | -0.00033641 | 592.5633 | 0.00177 | 727.9592 | -0.00044715 | 727.7016 | -0.00076987 | 727.7016 | -0.00065126 | 595.0503 | 7.5159e-06 | 727.9591 | 0 | 722.49 | -0.0021416 | 727.9591 | 0 | 592.5633 | 0.0074 | 727.9591 | 0 | 722.49 | -0.0016815 | 727.9592 | 0 | 722.49 | -0.0014196 | 727.9591 | 0 | 595.0503 | 0.02436 | 727.9591 | 0 | 595.0503 | 3.9454e-05 | 727.9592 | 0 | 727.7016 | -4.2203e-06 | 886.6398 | 0.00295 | 727.7016 | -0.0018011 | 886.0666 | 0 | 886.6398 | 0.28331 | 727.7016 | 0.00993 | 727.9592 | 0.017489
| 592.6814 | 0 | 728.194 | 0.00067598 | 727.9366 | -8.4535e-05 | 592.6814 | 0 | 728.194 | -0.0001894 | 727.9366 | 0.00032472 | 727.9366 | 0.00034332 | 595.1695 | 7.0343e-06 | 728.1939 | 0.00036043 | 722.72 | 0.0017707 | 728.1939 | 0.00052074 | 592.6814 | 0.00737 | 728.1939 | 0.00015736 | 722.72 | 0.0019022 | 728.194 | 0.00018906 | 722.72 | 0.0014088 | 728.1939 | 0.00055466 | 595.1695 | 0.02426 | 728.1939 | 0.00055524 | 595.1695 | 3.8817e-05 | 728.194 | 0.00033738 | 727.9366 | 0.0007675 | 886.8073 | 0.00494 | 727.9366 | 0.0028993 | 886.2345 | 0 | 886.8073 | 0.2851 | 727.9366 | 0.01048 | 728.194 | 0.017898
| 592.7995 | 0.00152 | 728.4288 | 0.00012454 | 728.1717 | -0.00010781 | 592.7995 | 0.00125 | 728.4288 | 0.00031147 | 728.1717 | -0.00058406 | 728.1717 | -0.00066728 | 595.2887 | 6.7766e-06 | 728.4288 | 0 | 722.96 | 0.00015177 | 728.4288 | 0 | 592.7995 | 0.00596 | 728.4288 | 0 | 722.96 | -0.0004547 | 728.4288 | 0 | 722.96 | 0.00079106 | 728.4288 | 0 | 595.2887 | 0.02655 | 728.4288 | 0 | 595.2887 | 7.4209e-05 | 728.4288 | 0 | 728.1717 | -0.00018231 | 886.9749 | 0.00338 | 728.1717 | 0.0015176 | 886.4025 | 0 | 886.9749 | 0.28742 | 728.1717 | 0.00971 | 728.4288 | 0.017183
| 592.9176 | 0 | 728.6636 | 0.00070946 | 728.4068 | -0.00011329 | 592.9176 | 0 | 728.6636 | 0.00014316 | 728.4068 | 0.00049679 | 728.4068 | 0.00041058 | 595.4079 | 7.3591e-06 | 728.6636 | 0.00070506 | 723.19 | -0.00028669 | 728.6636 | 0.00032768 | 592.9176 | 0.00814 | 728.6636 | 0.00031558 | 723.19 | 0.0030968 | 728.6636 | 0.00029403 | 723.19 | -0.00076939 | 728.6636 | 0.00028073 | 595.4079 | 0.02728 | 728.6636 | 0.00045286 | 595.4079 | 3.571e-05 | 728.6636 | 0.00042455 | 728.4068 | 0.00062979 | 887.1424 | 0.00563 | 728.4068 | 0.00066445 | 886.5704 | 0 | 887.1424 | 0.28979 | 728.4068 | 0.01019 | 728.6636 | 0.017448
| 593.0357 | 0.00102 | 728.8984 | 0.00016423 | 728.6419 | -0.00066392 | 593.0357 | 0.0003468 | 728.8984 | -0.00013766 | 728.6419 | -0.00073178 | 728.6419 | -0.00064506 | 595.5271 | 6.8774e-06 | 728.8984 | 0 | 723.43 | -0.0018719 | 728.8984 | 0 | 593.0357 | 0.00743 | 728.8984 | 0 | 723.43 | 0.00012645 | 728.8984 | 0 | 723.43 | -0.0014846 | 728.8984 | 0 | 595.5271 | 0.03036 | 728.8984 | 0 | 595.5271 | 0.00024776 | 728.8984 | 0 | 728.6419 | 0.00043566 | 887.31 | 0.00431 | 728.6419 | -0.00091887 | 886.7384 | 0 | 887.31 | 0.29213 | 728.6419 | 0.00945 | 728.8984 | 0.016807
| 593.1538 | 0 | 729.1332 | 0.00042234 | 728.877 | -0.00019414 | 593.1538 | 0 | 729.1332 | 0.00036766 | 728.877 | 0.00016333 | 728.877 | 0.00031992 | 595.6463 | 7.8295e-06 | 729.1332 | 0.00027029 | 723.66 | -0.00021923 | 729.1332 | 0.000526 | 593.1538 | 0.00584 | 729.1332 | 0.00024925 | 723.66 | -0.0022305 | 729.1332 | 0.00014718 | 723.66 | 0.00069354 | 729.1332 | 0.00041258 | 595.6463 | 0.03005 | 729.1332 | 0.00046837 | 595.6463 | 0.00023503 | 729.1332 | 0.00050114 | 728.877 | 0.00080855 | 887.4776 | 0.00496 | 728.877 | 0.0022763 | 886.9063 | 0 | 887.4776 | 0.29344 | 728.877 | 0.01028 | 729.1332 | 0.017151
| 593.2719 | 0.00033839 | 729.3681 | -0.00062047 | 729.1121 | -0.00021684 | 593.2719 | 0.0013 | 729.3681 | -0.00041111 | 729.1121 | -0.0011058 | 729.1121 | -0.00066801 | 595.7656 | 6.7542e-06 | 729.3681 | 0 | 723.9 | 0.00096123 | 729.3681 | 0 | 593.2719 | 0.0084 | 729.3681 | 0 | 723.9 | 0.00090132 | 729.3681 | 0 | 723.9 | 7.5855e-05 | 729.3681 | 0 | 595.7656 | 0.03368 | 729.3681 | 0 | 595.7656 | 0.00094881 | 729.3681 | 0 | 729.1121 | -0.00022529 | 887.6451 | 0.00468 | 729.1121 | -0.0004524 | 887.0743 | 0 | 887.6451 | 0.29494 | 729.1121 | 0.00886 | 729.3681 | 0.016615
| 593.3901 | 0 | 729.603 | 0.00045042 | 729.3472 | 0.0011745 | 593.3901 | 0 | 729.603 | 1.4523e-05 | 729.3472 | 0.0004999 | 729.3472 | 0.0003193 | 595.8848 | 7.6727e-06 | 729.6029 | 0.00027575 | 724.13 | 0.0005565 | 729.6029 | 0.00054528 | 593.3901 | 0.00768 | 729.6029 | 0.00054047 | 724.13 | 0.001095 | 729.603 | 0.0005707 | 724.13 | 0.00098612 | 729.6029 | 0.00036807 | 595.8848 | 0.03332 | 729.6029 | 0.00058488 | 595.8848 | 0.001 | 729.603 | 0.00049842 | 729.3472 | 0.00088177 | 887.8127 | 0.00552 | 729.3472 | 0.00084334 | 887.2423 | 0 | 887.8127 | 0.29585 | 729.3472 | 0.00972 | 729.603 | 0.016784
| 593.5082 | 6.8875e-05 | 729.8378 | -0.00076205 | 729.5823 | -0.00023691 | 593.5082 | 0.00156 | 729.8378 | -0.00059454 | 729.5823 | -0.00073053 | 729.5823 | -0.00057356 | 596.004 | 6.9671e-06 | 729.8378 | 0 | 724.37 | -0.0019393 | 729.8378 | 0 | 593.5082 | 0.00803 | 729.8378 | 0 | 724.37 | -0.0036188 | 729.8378 | 0 | 724.37 | -0.00063934 | 729.8378 | 0 | 596.004 | 0.03685 | 729.8378 | 0 | 596.004 | 0.002 | 729.8378 | 0 | 729.5823 | 7.2512e-05 | 887.9803 | 0.00313 | 729.5823 | 0.0011862 | 887.4103 | 0 | 887.9803 | 0.29746 | 729.5823 | 0.00893 | 729.8378 | 0.016458
| 593.6264 | 0 | 730.0727 | 0.00074339 | 729.8174 | 0.00056316 | 593.6264 | 0 | 730.0727 | 0.00062516 | 729.8174 | -0.00018699 | 729.8174 | 0.00037423 | 596.1233 | 7.5047e-06 | 730.0727 | 0.00050491 | 724.6 | 0.00048905 | 730.0727 | 0.00066413 | 593.6264 | 0.0059 | 730.0727 | 0.00094581 | 724.6 | 0.00022331 | 730.0727 | 0.0002674 | 724.6 | -0.0015171 | 730.0727 | 0.00022546 | 596.1233 | 0.03537 | 730.0727 | 0.00072523 | 596.1233 | 0.00179 | 730.0727 | 0.00048503 | 729.8174 | 0.00079509 | 888.1478 | 0.00589 | 729.8174 | 0.001364 | 887.5782 | 0 | 888.1478 | 0.29818 | 729.8174 | 0.00992 | 730.0727 | 0.016825
| 593.7445 | 0.00076961 | 730.3076 | -9.6194e-05 | 730.0526 | -0.00093176 | 593.7445 | 0.00106 | 730.3076 | -0.0013817 | 730.0526 | -0.0013453 | 730.0526 | -0.00060058 | 596.2425 | 6.9671e-06 | 730.3076 | 0 | 724.84 | -0.0018719 | 730.3076 | 0 | 593.7445 | 0.00718 | 730.3076 | 0 | 724.84 | -0.0010681 | 730.3076 | 0 | 724.84 | 0.0009536 | 730.3076 | 0 | 596.2425 | 0.03765 | 730.3076 | 0 | 596.2425 | 0.00247 | 730.3076 | 0 | 730.0526 | -0.00021453 | 888.3154 | 0.00436 | 730.0526 | -0.00064717 | 887.7462 | 0 | 888.3154 | 0.29992 | 730.0526 | 0.00953 | 730.3076 | 0.016178
| 593.8627 | 0 | 730.5425 | -0.00028834 | 730.2877 | -6.2994e-05 | 593.8627 | 0 | 730.5425 | 0.00017493 | 730.2877 | 0.00042461 | 730.2877 | 0.00036035 | 596.3617 | 7.3815e-06 | 730.5425 | 0.00031294 | 725.07 | -0.00021923 | 730.5425 | 0.00063227 | 593.8627 | 0.00675 | 730.5425 | 0.00062876 | 725.07 | 0.00012645 | 730.5425 | 0.00011515 | 725.07 | -0.001127 | 730.5425 | 0.00042067 | 596.3617 | 0.03697 | 730.5425 | 0.00038136 | 596.3617 | 0.00205 | 730.5425 | 0.00015736 | 730.2877 | 0.00089064 | 888.483 | 0.00466 | 730.2877 | 0.00054893 | 887.9142 | 0 | 888.483 | 0.30107 | 730.2877 | 0.01034 | 730.5425 | 0.0164
| 593.9808 | 0 | 730.7774 | -0.00011614 | 730.5229 | -0.00024896 | 593.9808 | 0.00123 | 730.7774 | -0.00050877 | 730.5229 | -0.00044009 | 730.5229 | -0.00063039 | 596.481 | 8.5464e-06 | 730.7774 | 0 | 725.31 | -0.0016358 | 730.7774 | 0 | 593.9808 | 0.00692 | 730.7774 | 0 | 725.31 | -0.0014556 | 730.7774 | 0 | 725.31 | 0.0010186 | 730.7774 | 0 | 596.481 | 0.03837 | 730.7774 | 0 | 596.481 | 0.00273 | 730.7774 | 0 | 730.5229 | -5.7806e-05 | 888.6506 | 0.00306 | 730.5229 | 0.00017347 | 888.0822 | 0 | 888.6506 | 0.30358 | 730.5229 | 0.00901 | 730.7774 | 0.016071
| 594.099 | 0.00019796 | 731.0123 | 0.0005963 | 730.758 | 0.00026802 | 594.099 | 0 | 731.0123 | 0.00017513 | 730.758 | 0.00030762 | 730.758 | 0.00039034 | 596.6002 | 7.8183e-06 | 731.0123 | 0.00062462 | 725.54 | 0.0016358 | 731.0123 | 0.00019908 | 594.099 | 0.00672 | 731.0123 | 0.00086738 | 725.54 | 0.00038475 | 731.0123 | 0.00028914 | 725.54 | -8.6692e-05 | 731.0123 | 0.00041709 | 596.6002 | 0.03913 | 731.0123 | 0.00054094 | 596.6002 | 0.003 | 731.0123 | 0.00051073 | 730.758 | 0.00067796 | 888.8181 | 0.00438 | 730.758 | 0.0012816 | 888.2502 | 0 | 888.8181 | 0.30572 | 730.758 | 0.00962 | 731.0123 | 0.016418
| 594.2172 | 0.00024855 | 731.2473 | -0.00082112 | 730.9932 | -0.001546 | 594.2172 | 0.00031212 | 731.2473 | -0.00062475 | 730.9932 | -0.00052202 | 730.9932 | -0.00055393 | 596.7195 | 9.0281e-06 | 731.2472 | 0 | 725.78 | -0.0010961 | 731.2472 | 0 | 594.2172 | 0.00706 | 731.2472 | 0 | 725.78 | -0.00019641 | 731.2473 | 0 | 725.78 | 0.00075855 | 731.2472 | 0 | 596.7195 | 0.04001 | 731.2472 | 0 | 596.7195 | 0.00376 | 731.2473 | 0 | 730.9932 | -0.00046195 | 888.9857 | 0.00297 | 730.9932 | -0.0006169 | 888.4181 | 0 | 888.9857 | 0.30884 | 730.9932 | 0.00855 | 731.2473 | 0.015591
| 594.3354 | 0 | 731.4822 | 8.7771e-05 | 731.2284 | 0.00022411 | 594.3354 | 0 | 731.4822 | 0.00092937 | 731.2284 | 0.00013857 | 731.2284 | 0.00027875 | 596.8387 | 9.0505e-06 | 731.4822 | 0.00026931 | 726.01 | 0.00028669 | 731.4822 | 0.00069748 | 594.3354 | 0.00737 | 731.4822 | 0.00054889 | 726.01 | 0.00032017 | 731.4822 | 0.00028164 | 726.01 | -0.0016472 | 731.4822 | 0.00044135 | 596.8387 | 0.04262 | 731.4822 | 0.00053313 | 596.8387 | 0.00368 | 731.4822 | 0.00047218 | 731.2284 | 0.00064284 | 889.1533 | 0.00592 | 731.2284 | 0.0023402 | 888.5861 | 0 | 889.1533 | 0.31155 | 731.2284 | 0.0093 | 731.4822 | 0.015998
| 594.4536 | 0 | 731.7171 | -4.7666e-05 | 731.4636 | -0.00061525 | 594.4536 | 0.00156 | 731.7171 | -0.00071897 | 731.4636 | -0.0004237 | 731.4636 | -0.00056104 | 596.958 | 9.3641e-06 | 731.7171 | 0 | 726.25 | 0.00075887 | 731.7171 | 0 | 594.4536 | 0.00505 | 731.7171 | 0 | 726.25 | -6.7263e-05 | 731.7171 | 0 | 726.25 | -0.0010295 | 731.7171 | 0 | 596.958 | 0.04353 | 731.7171 | 0 | 596.958 | 0.00419 | 731.7171 | 0 | 731.4636 | -7.0364e-05 | 889.3209 | 0.00318 | 731.4636 | 0.0016264 | 888.7541 | 0 | 889.3209 | 0.3149 | 731.4636 | 0.00895 | 731.7171 | 0.015695
| 594.5718 | 0 | 731.9521 | 0.00068324 | 731.6988 | -7.6257e-05 | 594.5718 | 0 | 731.9521 | 7.5225e-06 | 731.6988 | 0.00036711 | 731.6988 | 0.0003234 | 597.0772 | 7.1463e-06 | 731.9521 | 0.00053271 | 726.48 | 0.0025127 | 731.9521 | 0.0005436 | 594.5718 | 0.00717 | 731.9521 | 0.0005285 | 726.48 | 0.00077218 | 731.9521 | 0.00021325 | 726.48 | 0.00014088 | 731.9521 | 0.00023706 | 597.0772 | 0.04602 | 731.9521 | 0.0007696 | 597.0772 | 0.0039 | 731.9521 | 0.00028616 | 731.6988 | 0.00082364 | 889.4885 | 0.00652 | 731.6988 | 0.00098217 | 888.9221 | 0 | 889.4885 | 0.31744 | 731.6988 | 0.00989 | 731.9521 | 0.015835
| 594.69 | 0.00037433 | 732.187 | 0.00038846 | 731.934 | -0.00056935 | 594.69 | 0.00128 | 732.187 | -0.00061833 | 731.934 | -0.00088647 | 731.934 | -0.0006384 | 597.1965 | 6.9558e-06 | 732.187 | 0 | 726.72 | -0.0017707 | 732.187 | 0 | 594.69 | 0.00939 | 732.187 | 0 | 726.72 | -0.0010358 | 732.187 | 0 | 726.72 | -0.0022323 | 732.187 | 0 | 597.1965 | 0.04673 | 732.187 | 0 | 597.1965 | 0.00494 | 732.187 | 0 | 731.934 | 0.00020085 | 889.6561 | 0.00297 | 731.934 | 4.0596e-05 | 889.0901 | 0 | 889.6561 | 0.31971 | 731.934 | 0.00847 | 732.187 | 0.015324
| 594.8082 | 0 | 732.422 | -0.00012778 | 732.1692 | 0.00078891 | 594.8082 | 0 | 732.422 | -0.00025336 | 732.1692 | 0.00057616 | 732.1692 | 0.00048471 | 597.3157 | 7.3031e-06 | 732.422 | 0.00033018 | 726.96 | 0.0031535 | 732.422 | 0.00049972 | 594.8082 | 0.00817 | 732.422 | 0.00065392 | 726.96 | -0.0015847 | 732.422 | 0.00043167 | 726.96 | 0.00053099 | 732.422 | 0.00049378 | 597.3157 | 0.04862 | 732.422 | 0.00067479 | 597.3157 | 0.00481 | 732.422 | 0.00052727 | 732.1692 | 0.00091448 | 889.8237 | 0.00422 | 732.1692 | 0.0011526 | 889.2582 | 0 | 889.8237 | 0.32039 | 732.1692 | 0.00891 | 732.422 | 0.015626
| 594.9264 | 0.00089539 | 732.657 | -0.0006117 | 732.4045 | -0.0013901 | 594.9264 | 0.00116 | 732.657 | -0.00076139 | 732.4045 | -0.00097594 | 732.4045 | -0.00065301 | 597.435 | 9.5769e-06 | 732.657 | 0 | 727.19 | -0.00011805 | 732.657 | 0 | 594.9264 | 0.00678 | 732.657 | 0 | 727.19 | -0.0020045 | 732.657 | 0 | 727.19 | -0.0034351 | 732.657 | 0 | 597.435 | 0.04904 | 732.657 | 0 | 597.435 | 0.00621 | 732.657 | 0 | 732.4045 | -3.9381e-05 | 889.9913 | 0.0036 | 732.4045 | -0.00014675 | 889.4262 | 0 | 889.9913 | 0.32112 | 732.4045 | 0.00862 | 732.657 | 0.01532
| 595.0446 | 0 | 732.892 | 0.0007081 | 732.6397 | -0.00027667 | 595.0446 | 0 | 732.892 | -3.04e-05 | 732.6397 | -7.6821e-05 | 732.6397 | 0.00040154 | 597.5543 | 1.0294e-05 | 732.892 | 0.0003351 | 727.43 | -8.4319e-05 | 732.892 | 0.00044967 | 595.0446 | 0.00763 | 732.892 | 0.00054676 | 727.43 | -0.00071299 | 732.892 | 0.00018944 | 727.43 | 0.00079106 | 732.892 | 0 | 597.5543 | 0.0495 | 732.892 | 0.00053582 | 597.5543 | 0.00584 | 732.892 | 0.00037041 | 732.6397 | 0.00089262 | 890.1589 | 0.00471 | 732.6397 | 0.0011104 | 889.5942 | 0 | 890.1589 | 0.32137 | 732.6397 | 0.00923 | 732.892 | 0.015633
| 595.1629 | 0.00124 | 733.127 | 0.00040671 | 732.8749 | -0.00047631 | 595.1629 | 0.00093636 | 733.127 | -0.00072928 | 732.8749 | -0.0010799 | 732.8749 | -0.00064821 | 597.6735 | 1.0249e-05 | 733.127 | 0 | 727.66 | -5.0592e-05 | 733.127 | 0 | 595.1629 | 0.00868 | 733.127 | 0 | 727.66 | 0.0011596 | 733.127 | 0 | 727.66 | 0.00072604 | 733.127 | 0 | 597.6735 | 0.04894 | 733.127 | 0 | 597.6735 | 0.0069 | 733.1269 | 0 | 732.875 | -0.00043861 | 890.3265 | 0.00376 | 732.8749 | 4.4272e-05 | 889.7622 | 0 | 890.3265 | 0.32224 | 732.875 | 0.00811 | 733.127 | 0.01498
| 595.2811 | 0 | 733.362 | 0.0004976 | 733.1102 | -0.000662 | 595.2811 | 0 | 733.362 | 0.00016002 | 733.1102 | 0.00011417 | 733.1102 | 0.0002959 | 597.7928 | 1.0798e-05 | 733.362 | 0.00044577 | 727.9 | 0.0005565 | 733.362 | 0.0002808 | 595.2811 | 0.00598 | 733.362 | 0.00047107 | 727.9 | 0.00032017 | 733.362 | 8.6813e-05 | 727.9 | -0.0016797 | 733.362 | 0.000181 | 597.7928 | 0.04843 | 733.362 | 0.00021073 | 597.7928 | 0.00673 | 733.362 | 0.00041447 | 733.1102 | 0.00051386 | 890.4941 | 0.00629 | 733.1102 | 0.0012574 | 889.9302 | 0 | 890.4941 | 0.32238 | 733.1102 | 0.00927 | 733.362 | 0.015032
| 595.3994 | 0.00075165 | 733.597 | -0.00072511 | 733.3455 | 5.06e-06 | 595.3994 | 0.00039883 | 733.597 | -0.00046156 | 733.3455 | -0.0008623 | 733.3455 | -0.00051441 | 597.9121 | 9.8569e-06 | 733.597 | 0 | 728.13 | 0.0018044 | 733.597 | 0 | 595.3994 | 0.0057 | 733.597 | 0 | 728.13 | 0.0084562 | 733.597 | 0 | 728.13 | 0.0065452 | 733.597 | 0 | 597.9121 | 0.04783 | 733.597 | 0.00016452 | 597.9121 | 0.00781 | 733.597 | 0 | 733.3455 | 0.00032633 | 890.6617 | 0.00404 | 733.3455 | 0.00038652 | 890.0982 | 0 | 890.6617 | 0.3232 | 733.3455 | 0.00846 | 733.597 | 0.014784
| 595.5176 | 0 | 733.832 | 0.00084178 | 733.5808 | -0.00046447 | 595.5176 | 0 | 733.832 | 6.0536e-05 | 733.5808 | 0.00026762 | 733.5808 | 0.00035159 | 598.0313 | 8.7592e-06 | 733.832 | 0.00053803 | 728.37 | 0.0011973 | 733.832 | 0.00064012 | 595.5176 | 0.00697 | 733.832 | 0.00035523 | 728.37 | -0.0010358 | 733.832 | 0.00019942 | 728.37 | -0.00073687 | 733.832 | 0.00034574 | 598.0313 | 0.0474 | 733.832 | 0.00050359 | 598.0313 | 0.00776 | 733.832 | 0.000464 | 733.5807 | 0.00073263 | 890.8293 | 0.00369 | 733.5808 | 0.0016946 | 890.2663 | 0 | 890.8293 | 0.32371 | 733.5807 | 0.00922 | 733.832 | 0.015105
| 595.6359 | 0.00048213 | 734.0671 | -0.00015582 | 733.816 | -8.4593e-06 | 595.6359 | 0.00091902 | 734.0671 | -0.00060779 | 733.816 | -0.00059409 | 733.816 | -0.00066012 | 598.1506 | 7.4375e-06 | 734.0671 | 0 | 728.6 | 0.00038786 | 734.0671 | 0 | 595.6359 | 0.0065 | 734.0671 | 0 | 728.6 | -0.0032636 | 734.0671 | 0 | 728.6 | -0.0025575 | 734.0671 | 0 | 598.1506 | 0.04803 | 734.0671 | 0 | 598.1506 | 0.00844 | 734.0671 | 0 | 733.816 | -0.00017165 | 890.9969 | 0.00318 | 733.816 | -0.00065274 | 890.4343 | 0 | 890.9969 | 0.32586 | 733.816 | 0.00633 | 734.0671 | 0.014639
| 595.7541 | 0 | 734.3021 | 0.00058828 | 734.0513 | 0.00026189 | 595.7541 | 0 | 734.3021 | -0.00013096 | 734.0513 | 7.1678e-05 | 734.0513 | 0.00034355 | 598.2699 | 7.4823e-06 | 734.3021 | 7.8892e-05 | 728.84 | 0.00035414 | 734.3021 | 0.00065595 | 595.7541 | 0.00465 | 734.3021 | 0.00028621 | 728.84 | 0.0013856 | 734.3021 | 0.00026236 | 728.84 | 0.00030341 | 734.3021 | 0.00042316 | 598.2699 | 0.04786 | 734.3021 | 0.0003669 | 598.2699 | 0.00839 | 734.3021 | 0.00031819 | 734.0513 | 0.00105 | 891.1645 | 0.00482 | 734.0513 | 0.00097216 | 890.6023 | 0 | 891.1645 | 0.32774 | 734.0513 | 0.01081 | 734.3021 | 0.014844
| 595.8724 | 8.684e-05 | 734.5372 | -0.00051408 | 734.2866 | 1.5041e-05 | 595.8724 | 0.00091902 | 734.5372 | -0.00058929 | 734.2866 | -0.00092464 | 734.2866 | -0.00062814 | 598.3892 | 1.0843e-05 | 734.5372 | 0 | 729.07 | -0.00079259 | 734.5372 | 0 | 595.8724 | 0.0057 | 734.5372 | 0 | 729.07 | -0.00084214 | 734.5372 | 0 | 729.07 | 0.00066102 | 734.5372 | 0 | 598.3892 | 0.04911 | 734.5372 | 0 | 598.3892 | 0.00926 | 734.5372 | 0 | 734.2866 | -0.00034159 | 891.3321 | 0.0061 | 734.2866 | -1.9144e-06 | 890.7704 | 0 | 891.3321 | 0.33114 | 734.2866 | 0.00837 | 734.5372 | 0.014476
| 595.9907 | 0 | 734.7723 | 0.0007064 | 734.5219 | 5.4509e-05 | 595.9907 | 0 | 734.7723 | 0.00023935 | 734.5219 | 0.00035753 | 734.5219 | 0.00040795 | 598.5085 | 9.5433e-06 | 734.7723 | 0.00043637 | 729.31 | 0.00052277 | 734.7723 | 0.00078264 | 595.9907 | 0.00604 | 734.7723 | 0.0005082 | 729.31 | 6.1882e-05 | 734.7723 | 0.00038679 | 729.31 | -0.0010945 | 734.7723 | 0.00027327 | 598.5085 | 0.04884 | 734.7723 | 0.00071518 | 598.5085 | 0.00938 | 734.7723 | 0.00036458 | 734.5219 | 0.00084907 | 891.4998 | 0.00431 | 734.5219 | 0.0031719 | 890.9384 | 0 | 891.4998 | 0.33394 | 734.5219 | 0.00945 | 734.7723 | 0.014648
| 596.109 | 0.00023058 | 735.0073 | 0.0002545 | 734.7573 | -0.00082933 | 596.109 | 0.00165 | 735.0073 | 0.00015359 | 734.7573 | -0.00054353 | 734.7573 | -0.00056648 | 598.6277 | 1.0619e-05 | 735.0073 | 0 | 729.54 | -0.0037607 | 735.0073 | 0 | 596.109 | 0.008 | 735.0073 | 0 | 729.54 | -0.002069 | 735.0073 | 0 | 729.54 | 0.00075855 | 735.0073 | 0 | 598.6277 | 0.05053 | 735.0073 | 0 | 598.6277 | 0.01036 | 735.0073 | 0 | 734.7573 | -7.1297e-05 | 891.6674 | 0.00383 | 734.7573 | -0.00037335 | 891.1064 | 0 | 891.6674 | 0.33781 | 734.7573 | 0.00779 | 735.0073 | 0.014291
| 596.2273 | 0 | 735.2424 | 0.00052548 | 734.9926 | 0.00022215 | 596.2273 | 0 | 735.2424 | 0.00030051 | 734.9926 | -0.0001966 | 734.9926 | 0.00036239 | 598.747 | 7.7511e-06 | 735.2424 | 0.00029741 | 729.78 | 0.0018044 | 735.2424 | 0.00015348 | 596.2273 | 0.00629 | 735.2424 | 0.00039469 | 729.78 | 0.0011596 | 735.2424 | 0.00020916 | 729.78 | 4.3346e-05 | 735.2424 | 0.00024831 | 598.747 | 0.05094 | 735.2424 | 0.00057857 | 598.747 | 0.01029 | 735.2424 | 0.00028541 | 734.9926 | 0.000937 | 891.835 | 0.00578 | 734.9926 | 0.0011405 | 891.2745 | 0 | 891.835 | 0.34038 | 734.9926 | 0.00822 | 735.2424 | 0.014479
| 596.3456 | 0.001 | 735.4775 | -0.00049452 | 735.2279 | -0.001014 | 596.3456 | 0.00091902 | 735.4775 | -0.00034913 | 735.2279 | 9.2617e-06 | 735.2279 | -0.00064363 | 598.8663 | 9.3305e-06 | 735.4775 | 0 | 730.01 | -0.00069142 | 735.4775 | 0 | 596.3456 | 0.00797 | 735.4775 | 0 | 730.01 | 0.00015874 | 735.4775 | 0 | 730.01 | -0.00054182 | 735.4775 | 0 | 598.8663 | 0.05325 | 735.4775 | 0 | 598.8663 | 0.0112 | 735.4775 | 0 | 735.2279 | -0.00030823 | 892.0026 | 0.00461 | 735.2279 | 0.0011358 | 891.4425 | 0 | 892.0026 | 0.34329 | 735.2279 | 0.00762 | 735.4775 | 0.014118
| 596.4639 | 0 | 735.7126 | 0.00059851 | 735.4633 | -0.00035492 | 596.4639 | 0 | 735.7126 | 0.00013438 | 735.4633 | -0.00020765 | 735.4633 | 0.00029091 | 598.9856 | 7.9303e-06 | 735.7126 | 0.0001316 | 730.25 | 0.0013322 | 735.7126 | 0.00029614 | 596.4639 | 0.0068 | 735.7126 | 0.00059381 | 730.25 | -0.0028761 | 735.7126 | 0.00020783 | 730.25 | 0.00088859 | 735.7126 | 0.00023505 | 598.9856 | 0.05437 | 735.7126 | 0.00045107 | 598.9856 | 0.01113 | 735.7127 | 0.0003189 | 735.4633 | 0.00037735 | 892.1703 | 0.00466 | 735.4633 | 0.0025049 | 891.6106 | 0 | 892.1703 | 0.3447 | 735.4633 | 0.00917 | 735.7126 | 0.014324
| 596.5822 | 0.00116 | 735.9478 | 0.00032071 | 735.6987 | 0.00020365 | 596.5822 | 0.00083232 | 735.9478 | -0.00042193 | 735.6987 | -0.00076175 | 735.6987 | -0.00057993 | 599.1049 | 7.5607e-06 | 735.9477 | 0 | 730.48 | -0.00089378 | 735.9477 | 0 | 596.5822 | 0.00556 | 735.9477 | 0 | 730.48 | -0.0013264 | 735.9478 | 0 | 730.48 | -5.4182e-05 | 735.9477 | 0 | 599.1049 | 0.05672 | 735.9477 | 0 | 599.1049 | 0.01217 | 735.9478 | 0 | 735.6987 | -0.00032603 | 892.3379 | 0.00315 | 735.6987 | 0.0001843 | 891.7786 | 0 | 892.3379 | 0.34653 | 735.6987 | 0.00769 | 735.9478 | 0.013818
| 596.7006 | 0 | 736.1829 | 0.00073943 | 735.934 | 0.0001719 | 596.7006 | 0 | 736.1829 | -0.00023564 | 735.934 | -7.5628e-05 | 735.934 | 0.00042856 | 599.2242 | 6.6198e-06 | 736.1829 | 0.00052642 | 730.72 | 0.0018044 | 736.1829 | 0.00057069 | 596.7006 | 0.00802 | 736.1829 | 0.00050937 | 730.72 | -0.00055155 | 736.1829 | 0.00018853 | 730.72 | 0.002449 | 736.1829 | 0.00058183 | 599.2242 | 0.05804 | 736.1829 | 0.00074165 | 599.2242 | 0.01235 | 736.1829 | 0.00039943 | 735.934 | 0.001 | 892.5055 | 0.00346 | 735.934 | 0.0011782 | 891.9467 | 0 | 892.5055 | 0.34759 | 735.934 | 0.0084 | 736.1829 | 0.014156
| 596.8189 | 0.00066181 | 736.418 | -0.00069844 | 736.1694 | -0.00070614 | 596.8189 | 0.00088435 | 736.418 | -0.0008975 | 736.1694 | -0.0012311 | 736.1694 | -0.00043858 | 599.3435 | 7.9751e-06 | 736.418 | 0 | 730.95 | -0.0018381 | 736.418 | 0 | 596.8189 | 0.00627 | 736.418 | 0 | 730.95 | -0.002521 | 736.418 | 0 | 730.95 | -0.00080189 | 736.418 | 0 | 599.3435 | 0.0599 | 736.418 | 0 | 599.3435 | 0.01345 | 736.418 | 0 | 736.1694 | 6.1546e-05 | 892.6732 | 0.00489 | 736.1694 | 0.00031171 | 892.1148 | 1.0001e-05 | 892.6732 | 0.34957 | 736.1694 | 0.00717 | 736.418 | 0.01359
| 596.9372 | 0 | 736.6531 | 0.0005266 | 736.4048 | 0.00024269 | 596.9372 | 0 | 736.6531 | -0.0004126 | 736.4048 | 0.00023171 | 736.4048 | 0.00037214 | 599.4628 | 8.9944e-06 | 736.6532 | 4.4876e-05 | 731.19 | 0.0010961 | 736.6532 | 0.00048176 | 596.9372 | 0.00661 | 736.6532 | 0.00053369 | 731.19 | -0.002069 | 736.6531 | 0.00025006 | 731.19 | 0.00072604 | 736.6532 | 0.00023867 | 599.4628 | 0.06086 | 736.6532 | 0.00075723 | 599.4628 | 0.01348 | 736.6531 | 0.00029391 | 736.4048 | 0.00070116 | 892.8408 | 0.00508 | 736.4048 | 0.0013329 | 892.2828 | 0 | 892.8408 | 0.35108 | 736.4048 | 0.00851 | 736.6531 | 0.014055
| 597.0556 | 0.00030245 | 736.8883 | 0.00034023 | 736.6402 | -0.00093018 | 597.0556 | 0.00065893 | 736.8883 | -0.00099757 | 736.6402 | -0.00084701 | 736.6402 | -0.00062215 | 599.5821 | 9.9353e-06 | 736.8883 | 0 | 731.42 | -1.6864e-05 | 736.8883 | 0 | 597.0556 | 0.00618 | 736.8883 | 0 | 731.42 | 0.00028789 | 736.8883 | 0 | 731.42 | 0.0009536 | 736.8883 | 0 | 599.5821 | 0.06237 | 736.8883 | 0 | 599.5821 | 0.0148 | 736.8883 | 0 | 736.6402 | -0.00033842 | 893.0084 | 0.0036 | 736.6402 | 0.00046618 | 892.4509 | 1.0001e-05 | 893.0084 | 0.35306 | 736.6402 | 0.00726 | 736.8883 | 0.013417
| 597.1739 | 0 | 737.1235 | 0.00016698 | 736.8756 | -0.00077834 | 597.1739 | 0 | 737.1235 | -9.465e-05 | 736.8756 | 2.0605e-05 | 736.8756 | 0.00030721 | 599.7014 | 8.636e-06 | 737.1235 | 0.00027478 | 731.66 | -0.00042159 | 737.1235 | 0.00050668 | 597.1739 | 0.00791 | 737.1235 | 0.00011779 | 731.66 | -0.001617 | 737.1235 | 0.00019153 | 731.66 | 0.00059601 | 737.1235 | 0.00048839 | 599.7014 | 0.06341 | 737.1235 | 0.00047453 | 599.7014 | 0.01473 | 737.1235 | 0.00030516 | 736.8756 | 0.00045328 | 893.1761 | 0.00545 | 736.8756 | 0.00094645 | 892.619 | 0 | 893.1761 | 0.35447 | 736.8756 | 0.00821 | 737.1235 | 0.013877
| 597.2923 | 0.00163 | 737.3586 | -0.00072148 | 737.111 | -0.00018154 | 597.2923 | 0.00104 | 737.3586 | -0.00023943 | 737.111 | -0.0010401 | 737.111 | -0.00051301 | 599.8207 | 8.4008e-06 | 737.3586 | 0 | 731.89 | 0.00285 | 737.3586 | 0 | 597.2923 | 0.00601 | 737.3586 | 0 | 731.89 | -0.0021336 | 737.3586 | 0 | 731.89 | -0.001127 | 737.3586 | 0 | 599.8207 | 0.06515 | 737.3586 | 0 | 599.8207 | 0.01601 | 737.3586 | 0 | 737.111 | -0.0007004 | 893.3437 | 0.00311 | 737.111 | 0.00067722 | 892.7871 | 0 | 893.3437 | 0.3568 | 737.111 | 0.00784 | 737.3586 | 0.013311
| 597.4107 | 0 | 737.5938 | 0.0011573 | 737.3464 | -0.00064355 | 597.4107 | 0 | 737.5938 | -0.00046184 | 737.3464 | 9.3499e-05 | 737.3464 | 0.00028654 | 599.9401 | 8.6248e-06 | 737.5938 | 0 | 732.13 | 0.0015008 | 737.5938 | 0.00062379 | 597.4107 | 0.00609 | 737.5938 | 0.00033751 | 732.13 | -0.00058385 | 737.5938 | 0.00044522 | 732.13 | -0.00057433 | 737.5938 | 0.00042715 | 599.9401 | 0.06605 | 737.5938 | 0.00078703 | 599.9401 | 0.01582 | 737.5938 | 0.00039987 | 737.3464 | 0.00074303 | 893.5114 | 0.00483 | 737.3464 | 0.003458 | 892.9551 | 0 | 893.5114 | 0.35903 | 737.3464 | 0.00844 | 737.5938 | 0.013609
| 597.529 | 0.00185 | 737.829 | -0.00093192 | 737.5818 | -0.00086355 | 597.529 | 0.00076297 | 737.829 | -0.00045605 | 737.5818 | -0.00094343 | 737.5818 | -0.00059361 | 600.0594 | 8.7592e-06 | 737.829 | 0 | 732.37 | -0.00059023 | 737.829 | 0 | 597.529 | 0.00536 | 737.829 | 0 | 732.37 | -0.0019721 | 737.829 | 0 | 732.37 | -0.00073687 | 737.829 | 0 | 600.0594 | 0.06752 | 737.829 | 0 | 600.0594 | 0.01755 | 737.829 | 0 | 737.5819 | -0.0001388 | 893.679 | 0.0038 | 737.5818 | 0.0005521 | 893.1232 | 0 | 893.679 | 0.36208 | 737.5819 | 0.00766 | 737.829 | 0.013111
| 597.6474 | 0 | 738.0642 | 0.001401 | 737.8173 | -0.00032853 | 597.6474 | 0 | 738.0642 | -0.00028344 | 737.8173 | -0.00013853 | 737.8173 | 0.00026557 | 600.1787 | 8.636e-06 | 738.0642 | 0.00041658 | 732.6 | 0.00042159 | 738.0642 | 0.00018227 | 597.6474 | 0.00567 | 738.0642 | 0.00067427 | 732.6 | -0.00039012 | 738.0642 | 0.00015839 | 732.6 | -0.00080189 | 738.0642 | 0.00015182 | 600.1787 | 0.06808 | 738.0642 | 0.00039659 | 600.1787 | 0.01802 | 738.0642 | 0.00037287 | 737.8173 | 0.00068392 | 893.8467 | 0.00601 | 737.8173 | 0.0027311 | 893.2913 | 0 | 893.8467 | 0.36434 | 737.8173 | 0.00842 | 738.0642 | 0.01342
| 597.7658 | 0.00106 | 738.2994 | -0.00033195 | 738.0527 | -0.00021424 | 597.7658 | 0.00108 | 738.2994 | -0.00051752 | 738.0527 | -0.0010302 | 738.0527 | -0.00060373 | 600.298 | 8.636e-06 | 738.2994 | 0 | 732.84 | -0.0035246 | 738.2994 | 0 | 597.7658 | 0.00479 | 738.2994 | 0 | 732.84 | -0.0024887 | 738.2994 | 0 | 732.84 | -0.0020698 | 738.2994 | 0 | 600.298 | 0.0695 | 738.2994 | 0 | 600.298 | 0.01964 | 738.2994 | 0 | 738.0527 | -8.6911e-05 | 894.0143 | 0.00397 | 738.0527 | 0.0016162 | 893.4594 | 1.0001e-05 | 894.0143 | 0.36658 | 738.0527 | 0.0073 | 738.2994 | 0.012946
| 597.8842 | 0 | 738.5347 | 0.00089816 | 738.2882 | 0.00012167 | 597.8842 | 0 | 738.5347 | 0.00020084 | 738.2882 | 7.171e-05 | 738.2882 | 0.00047359 | 600.4173 | 9.3417e-06 | 738.5347 | 0.00021165 | 733.07 | -5.0592e-05 | 738.5347 | 0.0004516 | 597.8842 | 0.00607 | 738.5347 | 0.00032276 | 733.07 | -0.00055155 | 738.5347 | 0.00024176 | 733.07 | 0.0015387 | 738.5347 | 0.00019141 | 600.4173 | 0.07015 | 738.5347 | 0.00048893 | 600.4173 | 0.02041 | 738.5347 | 0.00037484 | 738.2882 | 0.00074791 | 894.182 | 0.00578 | 738.2882 | 0.002711 | 893.6275 | 0 | 894.182 | 0.36797 | 738.2882 | 0.00823 | 738.5347 | 0.013159
| 598.0026 | 0.00085945 | 738.7699 | -0.00016068 | 738.5237 | -0.00095451 | 598.0026 | 0.00090168 | 738.7699 | -0.00050262 | 738.5237 | -0.00063832 | 738.5237 | -0.00060662 | 600.5367 | 1.1246e-05 | 738.7699 | 0 | 733.31 | 1.6864e-05 | 738.7699 | 0 | 598.0026 | 0.00562 | 738.7699 | 0 | 733.31 | -0.0017139 | 738.7699 | 0 | 733.31 | 0.00030341 | 738.7699 | 0 | 600.5367 | 0.07161 | 738.7699 | 0 | 600.5367 | 0.02151 | 738.7699 | 0 | 738.5237 | -6.9634e-05 | 894.3496 | 0.00441 | 738.5237 | 0.0012257 | 893.7956 | 0 | 894.3496 | 0.37043 | 738.5237 | 0.00746 | 738.7699 | 0.012668
| 598.121 | 5.399e-05 | 739.0051 | 0.000559 | 738.7591 | 0.0013189 | 598.121 | 0 | 739.0051 | 0.00045502 | 738.7591 | 0.00026986 | 738.7591 | 0.00028746 | 600.656 | 1.0059e-05 | 739.0051 | 0.00071004 | 733.54 | -0.00086005 | 739.0051 | 0.00058394 | 598.121 | 0.0049 | 739.0051 | 0.00067678 | 733.54 | 0.00064304 | 739.0051 | 0.00067139 | 733.54 | 1.0836e-05 | 739.0051 | 0.00052528 | 600.656 | 0.07225 | 739.0051 | 0.00049598 | 600.656 | 0.0221 | 739.0051 | 0.00036663 | 738.7591 | 0.00066819 | 894.5173 | 0.00483 | 738.7591 | 0.0028919 | 893.9637 | 0 | 894.5173 | 0.37288 | 738.7591 | 0.00811 | 739.0051 | 0.012931
| 598.2394 | 0.00048213 | 739.2404 | -0.00066189 | 738.9946 | -0.00089751 | 598.2394 | 0.00081498 | 739.2404 | -0.00057714 | 738.9946 | -0.00098787 | 738.9946 | -0.0005896 | 600.7753 | 9.5657e-06 | 739.2404 | 0 | 733.78 | -0.0010961 | 739.2404 | 0 | 598.2394 | 0.00573 | 739.2404 | 0 | 733.78 | -0.0028439 | 739.2404 | 0 | 733.78 | -0.00028175 | 739.2404 | 0 | 600.7753 | 0.07385 | 739.2404 | 0 | 600.7753 | 0.02215 | 739.2404 | 0 | 738.9946 | -0.00057112 | 894.685 | 0.00454 | 738.9946 | -0.00071697 | 894.1318 | 0 | 894.685 | 0.37563 | 738.9946 | 0.00721 | 739.2404 | 0.012545
| 598.3579 | 0 | 739.4756 | 0.00016997 | 739.2301 | 0.00018647 | 598.3579 | 0 | 739.4756 | -0.00023703 | 739.2301 | 3.8663e-05 | 739.2301 | 0.0003736 | 600.8946 | 7.5383e-06 | 739.4756 | 0.00041889 | 734.01 | -0.00021923 | 739.4756 | 0.00029895 | 598.3579 | 0.00541 | 739.4756 | 0.00036408 | 734.01 | -0.0032636 | 739.4756 | 0.0002867 | 734.01 | 0.00085607 | 739.4756 | 0.000457 | 600.8946 | 0.07448 | 739.4756 | 0.00025211 | 600.8946 | 0.02256 | 739.4756 | 0.00023002 | 739.2301 | 0.00114 | 894.8526 | 0.00568 | 739.2301 | 0.0042932 | 894.2999 | 0 | 894.8526 | 0.37641 | 739.2301 | 0.00831 | 739.4756 | 0.012778
| 598.4763 | 0.00037433 | 739.7109 | 0.00063934 | 739.4656 | -0.00025624 | 598.4763 | 0.00074563 | 739.7109 | -0.00036507 | 739.4656 | -0.0006349 | 739.4656 | -0.00060657 | 601.014 | 8.1656e-06 | 739.7109 | 0 | 734.25 | -0.0012985 | 739.7109 | 0 | 598.4763 | 0.00604 | 739.7109 | 0 | 734.25 | -0.0004547 | 739.7109 | 0 | 734.25 | -0.00096444 | 739.7109 | 0 | 601.014 | 0.07577 | 739.7109 | 0 | 601.014 | 0.02222 | 739.7109 | 0 | 739.4656 | -0.00034627 | 895.0203 | 0.00492 | 739.4656 | 0.0018363 | 894.468 | 3.0002e-05 | 895.0203 | 0.37731 | 739.4656 | 0.00677 | 739.7109 | 0.012124
| 598.5947 | 0 | 739.9462 | 0.000953 | 739.7011 | -6.7492e-05 | 598.5947 | 0 | 739.9462 | 0.0001895 | 739.7011 | 5.3618e-05 | 739.7011 | 0.00040892 | 601.1333 | 7.4599e-06 | 739.9462 | 0.00038428 | 734.48 | -0.0020742 | 739.9462 | 0.00039301 | 598.5947 | 0.00663 | 739.9462 | 0.00058686 | 734.48 | 0.00061074 | 739.9462 | 0.0003838 | 734.48 | -0.0017121 | 739.9462 | 0.00036129 | 601.1333 | 0.07633 | 739.9462 | 0.00068593 | 601.1333 | 0.02274 | 739.9462 | 0.00055134 | 739.7011 | 0.00067435 | 895.188 | 0.00526 | 739.7011 | 0.0029991 | 894.6361 | 0 | 895.188 | 0.37712 | 739.7011 | 0.00766 | 739.9462 | 0.012592
| 598.7132 | 0.00078757 | 740.1815 | 0.0001524 | 739.9367 | -0.0006837 | 598.7132 | 0.00074563 | 740.1815 | -0.00047008 | 739.9367 | -0.000268 | 739.9367 | -0.0006301 | 601.2527 | 7.4599e-06 | 740.1815 | 0 | 734.72 | 0.00096123 | 740.1815 | 0 | 598.7132 | 0.0057 | 740.1815 | 0 | 734.72 | -0.00061613 | 740.1815 | 0 | 734.72 | -0.001192 | 740.1815 | 0 | 601.2527 | 0.0781 | 740.1815 | 0 | 601.2527 | 0.02212 | 740.1815 | 0 | 739.9367 | -0.00035968 | 895.3556 | 0.00297 | 739.9367 | 0.003083 | 894.8042 | 0 | 895.3556 | 0.37816 | 739.9367 | 0.00704 | 740.1815 | 0.012319
| 598.8316 | 0 | 740.4168 | 0.0008169 | 740.1722 | 0.0001168 | 598.8316 | 0 | 740.4168 | 0.00019422 | 740.1722 | -0.00038332 | 740.1722 | 0.00036525 | 601.372 | 7.8295e-06 | 740.4168 | 3.0645e-05 | 734.95 | -0.003221 | 740.4168 | 0.00041664 | 598.8316 | 0.00641 | 740.4168 | 0.00035363 | 734.95 | 0.0029031 | 740.4168 | 0.00015576 | 734.95 | -0.00086692 | 740.4168 | 6.448e-05 | 601.372 | 0.07914 | 740.4168 | 0.00040198 | 601.372 | 0.02293 | 740.4168 | 0.00012544 | 740.1722 | 0.00037211 | 895.5233 | 0.00461 | 740.1722 | 0.0037708 | 894.9723 | 0 | 895.5233 | 0.37903 | 740.1722 | 0.00795 | 740.4168 | 0.012496
| 598.9501 | 0.000554 | 740.6521 | -7.8656e-05 | 740.4077 | -0.00017461 | 598.9501 | 0.00149 | 740.6521 | -0.0002508 | 740.4077 | -0.00036937 | 740.4077 | -0.0005534 | 601.4913 | 9.2073e-06 | 740.6521 | 0 | 735.19 | -0.0022766 | 740.6521 | 0 | 598.9501 | 0.00457 | 740.6521 | 0 | 735.19 | -0.00055155 | 740.6521 | 0 | 735.19 | -0.001257 | 740.6521 | 0 | 601.4913 | 0.08078 | 740.6521 | 0 | 601.4913 | 0.02198 | 740.6521 | 0 | 740.4077 | -0.00055434 | 895.691 | 0.00341 | 740.4077 | 0.0032012 | 895.1404 | 0 | 895.691 | 0.38159 | 740.4077 | 0.00508 | 740.6521 | 0.011946
| 599.0686 | 0 | 740.8874 | 0.00076998 | 740.6433 | 0.00015105 | 599.0686 | 0 | 740.8874 | -1.6996e-05 | 740.6433 | 0.00024521 | 740.6433 | 0.00038945 | 601.6107 | 9.8569e-06 | 740.8874 | 0.00055149 | 735.43 | -0.00011805 | 740.8874 | 0.00048425 | 599.0686 | 0.0076 | 740.8874 | 0.00048865 | 735.43 | -0.0018108 | 740.8874 | 0.00052813 | 735.43 | -0.00099695 | 740.8874 | 0.00063827 | 601.6107 | 0.08175 | 740.8874 | 0.00048933 | 601.6107 | 0.02329 | 740.8874 | 0.00048069 | 740.6433 | 0.000744 | 895.8587 | 0.00482 | 740.6433 | 0.0029321 | 895.3085 | 0 | 895.8587 | 0.38401 | 740.6433 | 0.0091 | 740.8874 | 0.012253
| 599.187 | 0.0007157 | 741.1227 | 0.00052384 | 740.8788 | -0.0011992 | 599.187 | 0.0014 | 741.1227 | -0.00046583 | 740.8788 | -0.00073247 | 740.8788 | -0.00064037 | 601.73 | 9.8121e-06 | 741.1227 | 0 | 735.66 | -0.00059023 | 741.1227 | 0 | 599.187 | 0.00598 | 741.1227 | 0 | 735.66 | 0.0013533 | 741.1227 | 0 | 735.66 | -8.6692e-05 | 741.1227 | 0 | 601.73 | 0.08356 | 741.1227 | 0 | 601.73 | 0.02263 | 741.1227 | 0 | 740.8788 | -0.00010946 | 896.0263 | 0.00355 | 740.8788 | 0.0036947 | 895.4767 | 0 | 896.0263 | 0.38694 | 740.8788 | 0.00653 | 741.1227 | 0.011771
| 599.3055 | 0 | 741.3581 | -0.00010797 | 741.1144 | -9.8225e-05 | 599.3055 | 0 | 741.3581 | 2.0913e-05 | 741.1144 | 0.00032433 | 741.1144 | 0.00036003 | 601.8494 | 1.0227e-05 | 741.3581 | 0.00031427 | 735.9 | 0.0013997 | 741.3581 | 0.00022413 | 599.3055 | 0.00601 | 741.3581 | 0.00028578 | 735.9 | -0.00071299 | 741.3581 | 0.00028426 | 735.9 | 0.0018964 | 741.3581 | 0.00023847 | 601.8494 | 0.0846 | 741.3581 | 0.00027733 | 601.8494 | 0.02414 | 741.3581 | 0.00045577 | 741.1144 | 0.0002046 | 896.194 | 0.00761 | 741.1144 | 0.0031116 | 895.6448 | 0 | 896.194 | 0.38881 | 741.1144 | 0.0075 | 741.3581 | 0.012119
| 599.424 | 0.00118 | 741.5934 | -0.0002156 | 741.35 | -0.0010585 | 599.424 | 0.00097105 | 741.5934 | -0.0010886 | 741.35 | -0.001059 | 741.35 | -0.00062214 | 601.9688 | 1.0876e-05 | 741.5934 | 0 | 736.13 | -0.0021416 | 741.5934 | 0 | 599.424 | 0.00681 | 741.5934 | 0 | 736.13 | -0.0010358 | 741.5934 | 0 | 736.13 | -0.0012895 | 741.5934 | 0 | 601.9688 | 0.08598 | 741.5934 | 0 | 601.9688 | 0.02343 | 741.5934 | 0 | 741.35 | -0.00030097 | 896.3617 | 0.00408 | 741.35 | 0.0042223 | 895.8129 | 0 | 896.3617 | 0.39147 | 741.35 | 0.00679 | 741.5934 | 0.011726
| 599.5425 | 0 | 741.8288 | 0.00044424 | 741.5856 | 0.00025232 | 599.5425 | 0 | 741.8288 | -5.482e-05 | 741.5856 | 0.00049022 | 741.5856 | 0.00020054 | 602.0881 | 9.7561e-06 | 741.8288 | 0.00036735 | 736.37 | -0.00025296 | 741.8288 | 0.00042635 | 599.5425 | 0.00456 | 741.8288 | 0.00032382 | 736.37 | 0.00090132 | 741.8288 | 0.00033669 | 736.37 | 0.0016038 | 741.8288 | 0.00040202 | 602.0881 | 0.08698 | 741.8288 | 0.00035808 | 602.0881 | 0.02425 | 741.8288 | 0.00039563 | 741.5856 | 0.00047924 | 896.5294 | 0.0052 | 741.5856 | 0.0051696 | 895.9811 | 0 | 896.5294 | 0.39398 | 741.5856 | 0.00781 | 741.8288 | 0.011853
| 599.661 | 0.00111 | 742.0641 | -0.00051338 | 741.8212 | -0.00067976 | 599.661 | 0.00168 | 742.0641 | -9.161e-05 | 741.8212 | -0.00067121 | 741.8212 | -0.00061013 | 602.2075 | 8.7592e-06 | 742.0641 | 0 | 736.6 | -0.00075887 | 742.0641 | 0 | 599.661 | 0.00533 | 742.0641 | 0 | 736.6 | -0.0016815 | 742.0641 | 0 | 736.6 | -0.00021673 | 742.0641 | 0 | 602.2075 | 0.08859 | 742.0641 | 0 | 602.2075 | 0.02433 | 742.0642 | 0 | 741.8212 | -9.5236e-05 | 896.6971 | 0.00506 | 741.8212 | 0.0028312 | 896.1492 | 0 | 896.6971 | 0.39744 | 741.8212 | 0.00726 | 742.0641 | 0.011657
| 599.7795 | 0 | 742.2995 | 0.00050809 | 742.0568 | -0.00029631 | 599.7795 | 0 | 742.2995 | 0.00018753 | 742.0568 | 0.00020948 | 742.0568 | 0.00032249 | 602.3268 | 8.468e-06 | 742.2995 | 0.00048634 | 736.84 | 0.0009275 | 742.2995 | 0.00025706 | 599.7795 | 0.00527 | 742.2995 | 0.00031055 | 736.84 | -0.0011327 | 742.2995 | 8.9946e-05 | 736.84 | -5.4182e-05 | 742.2995 | 2.0274e-05 | 602.3268 | 0.08989 | 742.2995 | 0.00035574 | 602.3268 | 0.02413 | 742.2995 | 0.00033741 | 742.0568 | 0.0004419 | 896.8648 | 0.00499 | 742.0568 | 0.0046804 | 896.3174 | 6.6672e-06 | 896.8648 | 0.40043 | 742.0568 | 0.00742 | 742.2995 | 0.01176
| 599.898 | 0.00030245 | 742.5349 | -4.6197e-06 | 742.2924 | -0.00049097 | 599.898 | 0.00053755 | 742.5349 | -0.00062522 | 742.2924 | -0.00065033 | 742.2924 | -0.00056979 | 602.4462 | 1.0059e-05 | 742.5349 | 0 | 737.07 | -0.00015177 | 742.5349 | 0 | 599.898 | 0.00533 | 742.5349 | 0 | 737.07 | -0.00077756 | 742.5349 | 0 | 737.07 | -0.0013871 | 742.5349 | 0 | 602.4462 | 0.09175 | 742.5349 | 0 | 602.4462 | 0.02435 | 742.5349 | 0 | 742.2924 | -0.00032158 | 897.0325 | 0.00477 | 742.2924 | 0.0036682 | 896.4855 | 1.0001e-05 | 897.0325 | 0.40337 | 742.2924 | 0.00669 | 742.5349 | 0.011255
| 600.0166 | 0 | 742.7703 | 0.00046121 | 742.528 | 0.00025911 | 600.0166 | 0 | 742.7703 | -2.0401e-05 | 742.528 | -0.00011285 | 742.528 | 0.00029051 | 602.5656 | 1.0294e-05 | 742.7703 | 0.00047363 | 737.31 | 0.0023104 | 742.7703 | 0.00047026 | 600.0166 | 0.00658 | 742.7703 | 0.00023318 | 737.31 | -0.0012941 | 742.7703 | 0.00030777 | 737.31 | -5.4182e-05 | 742.7703 | 0.0006651 | 602.5656 | 0.09326 | 742.7703 | 0.00040796 | 602.5656 | 0.0231 | 742.7703 | 0.00047712 | 742.528 | 0.00087713 | 897.2002 | 0.00552 | 742.528 | 0.0063196 | 896.6536 | 6.6672e-06 | 897.2002 | 0.40515 | 742.528 | 0.0072 | 742.7703 | 0.011679
| 600.1351 | 0.00093132 | 743.0057 | -0.00014863 | 742.7636 | -0.00030676 | 600.1351 | 0.0016 | 743.0057 | -0.00058374 | 742.7636 | -0.0013005 | 742.7636 | -0.00056804 | 602.6849 | 1.1235e-05 | 743.0057 | 0 | 737.55 | 0.00072515 | 743.0057 | 0 | 600.1351 | 0.00579 | 743.0057 | 0 | 737.55 | -0.00035784 | 743.0057 | 0 | 737.55 | -0.00298 | 743.0057 | 0 | 602.6849 | 0.09525 | 743.0057 | 0 | 602.6849 | 0.02359 | 743.0057 | 0 | 742.7636 | -0.00050247 | 897.3679 | 0.00292 | 742.7636 | 0.0035653 | 896.8218 | 0 | 897.3679 | 0.40705 | 742.7636 | 0.00635 | 743.0057 | 0.011233
| 600.2536 | 0 | 743.2411 | 0.00039246 | 742.9993 | 1.3662e-05 | 600.2536 | 0 | 743.2411 | 0.0003904 | 742.9993 | -0.00013625 | 742.9993 | 0.00019575 | 602.8043 | 9.4649e-06 | 743.2411 | 4.7915e-05 | 737.78 | -0.00069142 | 743.2411 | 0.00034828 | 600.2536 | 0.00564 | 743.2411 | 0.00024589 | 737.78 | 6.1882e-05 | 743.2411 | 0.00011225 | 737.78 | 0.00040094 | 743.2411 | 0.00034227 | 602.8043 | 0.09652 | 743.2411 | 0.00037281 | 602.8043 | 0.02213 | 743.2411 | 0.00043365 | 742.9993 | 0.00029783 | 897.5356 | 0.00455 | 742.9993 | 0.0071584 | 896.99 | 6.6672e-06 | 897.5356 | 0.40813 | 742.9993 | 0.00702 | 743.2411 | 0.011418
| 600.3722 | 0 | 743.4765 | -0.00021992 | 743.2349 | -0.00037956 | 600.3722 | 0.00147 | 743.4765 | -0.00043316 | 743.2349 | -0.00054558 | 743.2349 | -0.0005077 | 602.9237 | 9.2073e-06 | 743.4765 | 0 | 738.02 | 0.0019731 | 743.4765 | 0 | 600.3722 | 0.00479 | 743.4765 | 0 | 738.02 | -0.00071299 | 743.4765 | 0 | 738.02 | -0.00024923 | 743.4765 | 0 | 602.9237 | 0.09835 | 743.4765 | 0 | 602.9237 | 0.02282 | 743.4765 | 0 | 743.2349 | -9.0677e-05 | 897.7033 | 0.00389 | 743.2349 | 0.0042534 | 897.1581 | 0 | 897.7033 | 0.41063 | 743.2349 | 0.00635 | 743.4765 | 0.010976
| 600.4907 | 0 | 743.712 | 0.0017444 | 743.4706 | 0.00045805 | 600.4907 | 0 | 743.712 | -0.00024236 | 743.4706 | 0.0001117 | 743.4706 | 0.0002765 | 603.043 | 7.0679e-06 | 743.7119 | 0.00034382 | 738.25 | 0.00035414 | 743.7119 | 0.00054095 | 600.4907 | 0.00655 | 743.7119 | 0.0011228 | 738.25 | -0.00013183 | 743.712 | 0.00030026 | 738.25 | -0.0008344 | 743.7119 | 0.00032551 | 603.043 | 0.0998 | 743.7119 | 0.00050917 | 603.043 | 0.02231 | 743.712 | 0.00034058 | 743.4706 | 0.00052527 | 897.871 | 0.00534 | 743.4706 | 0.0060049 | 897.3263 | 6.6672e-06 | 897.871 | 0.41233 | 743.4706 | 0.007 | 743.712 | 0.011314
| 600.6093 | 0.00147 | 743.9474 | -0.00034775 | 743.7062 | -0.00085939 | 600.6093 | 0.00116 | 743.9474 | -0.00094161 | 743.7062 | -0.0009659 | 743.7062 | -0.0006464 | 603.1624 | 7.5383e-06 | 743.9474 | 0 | 738.49 | -0.0013322 | 743.9474 | 0 | 600.6093 | 0.00567 | 743.9474 | 0 | 738.49 | -0.0012619 | 743.9474 | 0 | 738.49 | -0.001322 | 743.9474 | 0 | 603.1624 | 0.10177 | 743.9474 | 0 | 603.1624 | 0.02316 | 743.9474 | 0 | 743.7062 | -0.00018924 | 898.0387 | 0.00415 | 743.7062 | 0.0064223 | 897.4944 | 0 | 898.0387 | 0.41503 | 743.7062 | 0.00617 | 743.9474 | 0.010911
| 600.7278 | 0 | 744.1829 | 0.00042751 | 743.9419 | 0.00042704 | 600.7278 | 0 | 744.1829 | 0.00041998 | 743.9419 | 7.7315e-05 | 743.9419 | 0.00030561 | 603.2818 | 6.3174e-06 | 744.1828 | 0.00039513 | 738.72 | 0.001366 | 744.1828 | 0.00053627 | 600.7278 | 0.0047 | 744.1828 | 0.00039495 | 738.72 | 0.00086903 | 744.1829 | 0.0003602 | 738.72 | -0.00037928 | 744.1828 | 0 | 603.2818 | 0.10307 | 744.1828 | 0.00039589 | 603.2818 | 0.02276 | 744.1829 | 0.0003838 | 743.9419 | 0.00038583 | 898.2064 | 0.00559 | 743.9419 | 0.0051347 | 897.6626 | 6.6672e-06 | 898.2064 | 0.41706 | 743.9419 | 0.00674 | 744.1829 | 0.011192
| 600.8464 | 0 | 744.4183 | -0.00023543 | 744.1776 | -0.00086672 | 600.8464 | 0.00139 | 744.4183 | -0.00044374 | 744.1776 | -0.00087442 | 744.1776 | -0.00072086 | 603.4012 | 8.0648e-06 | 744.4183 | 0 | 738.96 | -0.0022092 | 744.4183 | 0 | 600.8464 | 0.00579 | 744.4183 | 0 | 738.96 | -3.4977e-05 | 744.4183 | 0 | 738.96 | -0.0014196 | 744.4183 | 0 | 603.4012 | 0.10517 | 744.4183 | 0 | 603.4012 | 0.02557 | 744.4183 | 0 | 744.1776 | -0.000391 | 898.3741 | 0.00317 | 744.1776 | 0.0057994 | 897.8308 | 1.0001e-05 | 898.3741 | 0.4209 | 744.1776 | 0.00671 | 744.4183 | 0.010629
| 600.965 | 0 | 744.6537 | 0.00042588 | 744.4133 | -0.00017724 | 600.965 | 0 | 744.6537 | -0.00012581 | 744.4133 | 0.00015375 | 744.4133 | 0.00027141 | 603.5206 | 9.4649e-06 | 744.6538 | 0.00036678 | 739.19 | 0.00096123 | 744.6538 | 0.00040293 | 600.965 | 0.00649 | 744.6538 | 8.0911e-05 | 739.19 | 0.0002556 | 744.6537 | 0.00018834 | 739.19 | 0.00040094 | 744.6538 | 2.326e-05 | 603.5206 | 0.10675 | 744.6538 | 0.00052517 | 603.5206 | 0.02645 | 744.6537 | 0.00030327 | 744.4133 | 0.00067319 | 898.5418 | 0.00557 | 744.4133 | 0.0082886 | 897.9989 | 0 | 898.5418 | 0.42417 | 744.4133 | 0.00659 | 744.6537 | 0.011029
| 601.0836 | 0.00037433 | 744.8892 | -0.00012674 | 744.649 | -0.00044438 | 601.0836 | 0.00104 | 744.8892 | -0.00083821 | 744.649 | -0.00098607 | 744.649 | -0.00054763 | 603.64 | 9.9577e-06 | 744.8892 | 0 | 739.43 | -0.0010624 | 744.8892 | 0 | 601.0836 | 0.00439 | 744.8892 | 0 | 739.43 | -0.0021336 | 744.8892 | 0 | 739.43 | -0.00067186 | 744.8892 | 0 | 603.64 | 0.10872 | 744.8892 | 0 | 603.64 | 0.02984 | 744.8892 | 0 | 744.649 | -0.00028408 | 898.7096 | 0.00362 | 744.649 | 0.0054748 | 898.1671 | 0 | 898.7096 | 0.42816 | 744.649 | 0.00573 | 744.8892 | 0.010633
| 601.2022 | 0 | 745.1248 | 0.00049431 | 744.8847 | -6.6796e-05 | 601.2022 | 0 | 745.1248 | 0.00011498 | 744.8847 | 2.1882e-05 | 744.8847 | 0.00038925 | 603.7594 | 9.3305e-06 | 745.1247 | 0.00010142 | 739.67 | -0.00086005 | 745.1247 | 0.00021275 | 601.2022 | 0.00652 | 745.1247 | 0.00019047 | 739.67 | 0.0009659 | 745.1248 | 9.3198e-05 | 739.67 | -0.00028175 | 745.1247 | 0.00030531 | 603.7594 | 0.10973 | 745.1247 | 0.00031601 | 603.7594 | 0.02934 | 745.1248 | 0.00022837 | 744.8847 | 0.00036488 | 898.8773 | 0.00636 | 744.8847 | 0.0069293 | 898.3353 | 0 | 898.8773 | 0.43083 | 744.8847 | 0.0067 | 745.1248 | 0.010831
| 601.3208 | 0 | 745.3602 | 0.00044887 | 745.1204 | -0.0008781 | 601.3208 | 0.00088435 | 745.3602 | -0.0003675 | 745.1204 | -0.0011822 | 745.1204 | -0.000571 | 603.8788 | 7.8743e-06 | 745.3602 | 0 | 739.9 | -0.0020405 | 745.3602 | 0 | 601.3208 | 0.00539 | 745.3602 | 0 | 739.9 | 0.001095 | 745.3602 | 0 | 739.9 | 0.0033593 | 745.3602 | 0 | 603.8788 | 0.11156 | 745.3602 | 0 | 603.8788 | 0.03288 | 745.3602 | 0 | 745.1204 | -0.0006898 | 899.045 | 0.00419 | 745.1204 | 0.0074453 | 898.5035 | 1.0001e-05 | 899.045 | 0.43391 | 745.1204 | 0.00578 | 745.3602 | 0.010338
| 601.4394 | 0 | 745.5957 | 0.00025741 | 745.3561 | 0.00059739 | 601.4394 | 0 | 745.5957 | 4.83e-05 | 745.3561 | -5.301e-05 | 745.3561 | 0.00035857 | 603.9982 | 7.2807e-06 | 745.5957 | 0.0003183 | 740.14 | -0.00042159 | 745.5957 | 0.00049336 | 601.4394 | 0.00541 | 745.5957 | 0.00040219 | 740.14 | 0.00061074 | 745.5957 | 0.0003673 | 740.14 | 0.0020915 | 745.5957 | 0.00069774 | 603.9982 | 0.11346 | 745.5957 | 0.00055699 | 603.9982 | 0.03344 | 745.5957 | 0.00027094 | 745.3561 | 0.00072216 | 899.2127 | 0.00497 | 745.3561 | 0.0086413 | 898.6717 | 0 | 899.2127 | 0.4358 | 745.3561 | 0.00683 | 745.5957 | 0.010769
| 601.558 | 0.00073368 | 745.8312 | -0.0001317 | 745.5919 | 0.00018913 | 601.558 | 0.00161 | 745.8312 | -0.00071841 | 745.5919 | -0.00067248 | 745.5919 | -0.00053983 | 604.1176 | 5.7573e-06 | 745.8312 | 0 | 740.37 | -0.0012648 | 745.8312 | 0 | 601.558 | 0.00559 | 745.8312 | 0 | 740.37 | -0.0023273 | 745.8312 | 0 | 740.37 | -0.0017771 | 745.8312 | 0 | 604.1176 | 0.1157 | 745.8312 | 0 | 604.1176 | 0.03603 | 745.8312 | 0 | 745.5919 | 3.9682e-05 | 899.3804 | 0.00343 | 745.5919 | 0.0078146 | 898.8398 | 1.0001e-05 | 899.3804 | 0.43818 | 745.5919 | 0.00644 | 745.8312 | 0.010347
| 601.6766 | 0 | 746.0668 | 0.00052905 | 745.8276 | 4.9859e-05 | 601.6766 | 0 | 746.0668 | 7.9837e-06 | 745.8276 | 0.00044707 | 745.8276 | 0.00042458 | 604.237 | 6.3846e-06 | 746.0668 | 0.00047105 | 740.61 | 0.0013997 | 746.0668 | 0.00037156 | 601.6766 | 0.00428 | 746.0668 | 0.00055609 | 740.61 | -0.0017139 | 746.0668 | 0.00022523 | 740.61 | -0.00028175 | 746.0668 | 0.00026633 | 604.237 | 0.11675 | 746.0668 | 0.00061783 | 604.237 | 0.03521 | 746.0668 | 0.00033684 | 745.8276 | 0.00040935 | 899.5482 | 0.00621 | 745.8276 | 0.010486 | 899.008 | 0 | 899.5482 | 0.44009 | 745.8276 | 0.007 | 746.0668 | 0.010682
| 601.7953 | 0.00064383 | 746.3023 | -0.0002367 | 746.0634 | -0.00098816 | 601.7953 | 0.00134 | 746.3023 | -0.00028193 | 746.0634 | -0.00080148 | 746.0634 | -0.00062356 | 604.3564 | 8.3448e-06 | 746.3023 | 0 | 740.84 | -0.00075887 | 746.3023 | 0 | 601.7953 | 0.0051 | 746.3023 | 0 | 740.84 | -0.00013183 | 746.3023 | 0 | 740.84 | -8.6692e-05 | 746.3023 | 0 | 604.3564 | 0.11837 | 746.3023 | 0 | 604.3564 | 0.03573 | 746.3023 | 0 | 746.0634 | -0.00019096 | 899.7159 | 0.00373 | 746.0634 | 0.0099193 | 899.1762 | 0 | 899.7159 | 0.44259 | 746.0634 | 0.00536 | 746.3023 | 0.010192
| 601.9139 | 0 | 746.5378 | -0.00015211 | 746.2992 | 0.0004066 | 601.9139 | 0 | 746.5378 | 0.00015909 | 746.2992 | 0.00040157 | 746.2992 | 0.00020061 | 604.4758 | 1.0663e-05 | 746.5378 | 0.00042465 | 741.08 | 0.00086005 | 746.5378 | 0.00014212 | 601.9139 | 0.00385 | 746.5378 | 0.00042176 | 741.08 | 0.0013533 | 746.5378 | 0.0001899 | 741.08 | 0.00075855 | 746.5378 | 0.00041247 | 604.4758 | 0.11967 | 746.5378 | 0.00047019 | 604.4758 | 0.03663 | 746.5378 | 0.00026804 | 746.2992 | 0.00055368 | 899.8836 | 0.00306 | 746.2992 | 0.010682 | 899.3444 | 0 | 899.8836 | 0.44397 | 746.2992 | 0.00684 | 746.5378 | 0.010496
| 602.0326 | 0.00131 | 746.7734 | 0.00063442 | 746.5349 | -0.00072323 | 602.0326 | 0.00027745 | 746.7734 | -9.0442e-05 | 746.5349 | -0.0007873 | 746.5349 | -0.000633 | 604.5952 | 1.0563e-05 | 746.7734 | 0 | 741.31 | -0.0021754 | 746.7734 | 0 | 602.0326 | 0.00647 | 746.7734 | 0 | 741.31 | -0.00064841 | 746.7734 | 0 | 741.31 | -0.0019397 | 746.7734 | 0 | 604.5952 | 0.12204 | 746.7734 | 0 | 604.5952 | 0.0373 | 746.7734 | 0 | 746.5349 | -0.00044545 | 900.0514 | 0.00475 | 746.5349 | 0.011402 | 899.5126 | 0 | 900.0514 | 0.44625 | 746.5349 | 0.0058 | 746.7734 | 0.010002
| 602.1512 | 0 | 747.009 | 0.00015363 | 746.7707 | 0.00033658 | 602.1512 | 0 | 747.009 | -0.00056335 | 746.7707 | 2.5122e-05 | 746.7707 | 0.00046308 | 604.7146 | 9.4873e-06 | 747.009 | 0.00044636 | 741.55 | 0.00089378 | 747.009 | 0.00045363 | 602.1512 | 0.00467 | 747.009 | 0.0001524 | 741.55 | -0.0020367 | 747.009 | 0.00042643 | 741.55 | 0.0009211 | 747.009 | 0.00030728 | 604.7146 | 0.12326 | 747.009 | 0.00050245 | 604.7146 | 0.03921 | 747.009 | 0.00043971 | 746.7707 | 0.00051089 | 900.2191 | 0.00403 | 746.7707 | 0.01084 | 899.6808 | 2.6669e-05 | 900.2191 | 0.44827 | 746.7707 | 0.00689 | 747.009 | 0.0103
| 602.2699 | 0 | 747.2445 | -0.0012258 | 747.0065 | -2.2276e-05 | 602.2699 | 0.00156 | 747.2445 | -0.00083212 | 747.0065 | -0.00074161 | 747.0065 | -0.00053166 | 604.834 | 7.5047e-06 | 747.2445 | 0 | 741.79 | -0.0005565 | 747.2445 | 0 | 602.2699 | 0.0038 | 747.2445 | 0 | 741.79 | -0.0012296 | 747.2445 | 0 | 741.79 | -0.0012895 | 747.2445 | 0 | 604.834 | 0.12562 | 747.2445 | 0 | 604.834 | 0.04044 | 747.2445 | 0 | 747.0065 | -5.4662e-05 | 900.3868 | 0.00543 | 747.0065 | 0.010016 | 899.8491 | 3.0002e-05 | 900.3868 | 0.45133 | 747.0065 | 0.00353 | 747.2445 | 0.0098261
| 602.3885 | 0 | 747.4801 | 0.00032165 | 747.2423 | -0.00029493 | 602.3885 | 0 | 747.4801 | 0.00023299 | 747.2423 | 0.0003359 | 747.2423 | 0.00035605 | 604.9534 | 6.5974e-06 | 747.4801 | 0.00025955 | 742.02 | 0.0015684 | 747.4801 | 0.00026575 | 602.3885 | 0.00476 | 747.4801 | 0.00050002 | 742.02 | 0.0012888 | 747.4801 | 0.00045837 | 742.02 | 0.0017338 | 747.4801 | 0.00070487 | 604.9534 | 0.127 | 747.4801 | 0.00050917 | 604.9534 | 0.04381 | 747.4801 | 0.0004341 | 747.2423 | 0.00060547 | 900.5546 | 0.00591 | 747.2423 | 0.012054 | 900.0173 | 0 | 900.5546 | 0.45423 | 747.2423 | 0.00811 | 747.4801 | 0.01019
| 602.5072 | 0.00026652 | 747.7157 | 0.00034175 | 747.4781 | -0.00019677 | 602.5072 | 0.00081498 | 747.7157 | -0.000589 | 747.4781 | -0.00054523 | 747.4781 | -0.0005005 | 605.0728 | 7.2807e-06 | 747.7157 | 0 | 742.26 | -0.0016695 | 747.7157 | 0 | 602.5072 | 0.00672 | 747.7157 | 0 | 742.26 | 0.0002556 | 747.7157 | 0 | 742.26 | -8.6692e-05 | 747.7157 | 0 | 605.0728 | 0.12975 | 747.7157 | 0 | 605.0728 | 0.045 | 747.7157 | 0 | 747.4781 | -0.00010711 | 900.7223 | 0.0036 | 747.4781 | 0.010372 | 900.1855 | 1.0001e-05 | 900.7223 | 0.45822 | 747.4781 | 0.00514 | 747.7157 | 0.009701
| 602.6259 | 0 | 747.9513 | 0.00045951 | 747.7139 | -0.0003353 | 602.6259 | 0 | 747.9513 | 0.0004378 | 747.7139 | -0.00017873 | 747.7139 | 0.00029522 | 605.1923 | 7.5159e-06 | 747.9513 | 0.00052552 | 742.49 | 0.0001855 | 747.9513 | 0.00041987 | 602.6259 | 0.00348 | 747.9513 | 0.00051932 | 742.49 | -0.00080984 | 747.9513 | 0.00026886 | 742.49 | 0.0010836 | 747.9513 | 0.00026822 | 605.1923 | 0.13135 | 747.9513 | 0.00040814 | 605.1923 | 0.04573 | 747.9513 | 0.00027885 | 747.7139 | 0.00044041 | 900.8901 | 0.00652 | 747.7139 | 0.012387 | 900.3537 | 0 | 900.8901 | 0.46148 | 747.7139 | 0.00624 | 747.9513 | 0.010129
| 602.7446 | 0.00046416 | 748.1869 | -0.00019521 | 747.9498 | -7.2412e-07 | 602.7446 | 0.00106 | 748.1869 | -0.00066073 | 747.9498 | -0.00097066 | 747.9498 | -0.0005504 | 605.3117 | 8.4456e-06 | 748.1869 | 0 | 742.73 | -0.0019057 | 748.1869 | 0 | 602.7446 | 0.00698 | 748.1869 | 0 | 742.73 | -0.00016412 | 748.1869 | 0 | 742.73 | 0.0017013 | 748.1869 | 0 | 605.3117 | 0.13429 | 748.1869 | 0 | 605.3117 | 0.04502 | 748.1869 | 0 | 747.9497 | -3.5896e-05 | 901.0578 | 0.00315 | 747.9498 | 0.011682 | 900.5219 | 3.0002e-05 | 901.0578 | 0.46433 | 747.9497 | 0.00541 | 748.1869 | 0.0096113
| 602.8633 | 0 | 748.4225 | -2.2723e-05 | 748.1856 | 0.0008658 | 602.8633 | 0 | 748.4225 | 0.00056502 | 748.1856 | 0.00064785 | 748.1856 | 0.00034959 | 605.4311 | 8.2664e-06 | 748.4225 | 0.00059714 | 742.96 | -0.00032042 | 748.4225 | 0.00059823 | 602.8633 | 0.00379 | 748.4225 | 0.00043885 | 742.96 | 0.0016439 | 748.4225 | 0.00044226 | 742.96 | -0.00076939 | 748.4225 | 0.00050842 | 605.4311 | 0.13616 | 748.4225 | 0.00048464 | 605.4311 | 0.04441 | 748.4226 | 0.00036733 | 748.1856 | 0.00073615 | 901.2256 | 0.0042 | 748.1856 | 0.01245 | 900.6901 | 0 | 901.2256 | 0.46531 | 748.1856 | 0.00625 | 748.4225 | 0.0099346
| 602.982 | 0.00021262 | 748.6581 | -0.0010451 | 748.4214 | -0.001186 | 602.982 | 0.00168 | 748.6581 | -0.0005538 | 748.4214 | -0.0008492 | 748.4214 | -0.00063863 | 605.5505 | 8.7592e-06 | 748.6582 | 0 | 743.2 | -0.00045532 | 748.6582 | 0 | 602.982 | 0.00567 | 748.6582 | 0 | 743.2 | 6.1882e-05 | 748.6581 | 0 | 743.2 | 0.00072604 | 748.6582 | 0 | 605.5505 | 0.13895 | 748.6582 | 0 | 605.5505 | 0.04437 | 748.6581 | 0 | 748.4214 | -0.00054586 | 901.3933 | 0.0032 | 748.4214 | 0.014151 | 900.8583 | 0 | 901.3933 | 0.46733 | 748.4214 | 0.0055 | 748.6581 | 0.0094674
| 603.1007 | 0 | 748.8938 | 0.00039974 | 748.6573 | 0.0002328 | 603.1007 | 0 | 748.8938 | 0.00042025 | 748.6573 | 0.00031551 | 748.6573 | 0.00036116 | 605.67 | 8.0088e-06 | 748.8938 | 0.00066583 | 743.44 | 0.0016358 | 748.8938 | 0.00057483 | 603.1007 | 0.00558 | 748.8938 | 0.00037603 | 743.44 | -9.9549e-05 | 748.8938 | 0.00025278 | 743.44 | 0.0016038 | 748.8938 | 0.000416 | 605.67 | 0.14073 | 748.8938 | 0.00031022 | 605.67 | 0.04423 | 748.8938 | 0.00046917 | 748.6573 | 0.00057768 | 901.5611 | 0.00541 | 748.6573 | 0.014231 | 901.0266 | 6.6672e-06 | 901.5611 | 0.46848 | 748.6573 | 0.00605 | 748.8938 | 0.009682
| 603.2194 | 0.00131 | 749.1295 | -0.00037509 | 748.8931 | 0.00023477 | 603.2194 | 0.0013 | 749.1295 | -0.00056793 | 748.8931 | -0.00062571 | 748.8931 | -0.00048436 | 605.7894 | 7.7959e-06 | 749.1294 | 0 | 743.67 | -0.0018719 | 749.1294 | 0 | 603.2194 | 0.004 | 749.1294 | 0 | 743.67 | -0.0029085 | 749.1295 | 0 | 743.67 | -0.00050931 | 749.1294 | 0 | 605.7894 | 0.14349 | 749.1294 | 0 | 605.7894 | 0.04562 | 749.1295 | 0 | 748.8931 | -2.1399e-05 | 901.7288 | 0.00359 | 748.8931 | 0.013965 | 901.1948 | 0 | 901.7288 | 0.47077 | 748.8931 | 0.00521 | 749.1295 | 0.0092447
| 603.3381 | 0 | 749.3651 | 0.00063486 | 749.129 | -0.00020896 | 603.3381 | 0 | 749.3651 | 0.00038751 | 749.129 | 0.00038081 | 749.129 | 0.00033913 | 605.9088 | 7.3479e-06 | 749.3651 | 0.00052952 | 743.91 | 0.0018381 | 749.3651 | 0.00047157 | 603.3381 | 0.00556 | 749.3651 | 0.00018257 | 743.91 | -0.00077756 | 749.3651 | 0.00025479 | 743.91 | -0.00099695 | 749.3651 | 0.00049243 | 605.9088 | 0.14523 | 749.3651 | 0.00039609 | 605.9088 | 0.04533 | 749.3651 | 0.00033189 | 749.129 | 0.00051317 | 901.8966 | 0.00345 | 749.129 | 0.014917 | 901.3631 | 0 | 901.8966 | 0.47161 | 749.129 | 0.0061 | 749.3651 | 0.009647
| 603.4569 | 0.00010482 | 749.6008 | -0.00072094 | 749.3649 | -0.00051712 | 603.4569 | 0.00149 | 749.6008 | -0.00066592 | 749.3649 | -0.00043762 | 749.3649 | -0.00053443 | 606.0283 | 7.2247e-06 | 749.6008 | 0 | 744.14 | -0.00089378 | 749.6008 | 0 | 603.4569 | 0.00715 | 749.6008 | 0 | 744.14 | -0.0032636 | 749.6008 | 0 | 744.14 | 0.00046596 | 749.6008 | 0 | 606.0283 | 0.14765 | 749.6008 | 0 | 606.0283 | 0.04689 | 749.6008 | 0 | 749.3649 | -0.00020264 | 902.0644 | 0.00427 | 749.3649 | 0.016723 | 901.5313 | 1.0001e-05 | 902.0644 | 0.47321 | 749.3649 | 0.00542 | 749.6008 | 0.0091807
| 603.5756 | 0 | 749.8364 | 0.00031186 | 749.6008 | -8.4027e-05 | 603.5756 | 0 | 749.8364 | -8.8938e-05 | 749.6008 | -0.00041685 | 749.6008 | 0.00029136 | 606.1477 | 7.7511e-06 | 749.8364 | 0.00029068 | 744.38 | -0.0011973 | 749.8364 | 0.00036701 | 603.5756 | 0.0053 | 749.8364 | 0.00073381 | 744.38 | -0.00013183 | 749.8364 | 0.00018253 | 744.38 | -0.0014846 | 749.8364 | 0.0002147 | 606.1477 | 0.14896 | 749.8364 | 0.00037366 | 606.1477 | 0.04636 | 749.8364 | 0.0004247 | 749.6008 | 0.00049974 | 902.2321 | 0.00555 | 749.6008 | 0.017965 | 901.6995 | 0 | 902.2321 | 0.47421 | 749.6008 | 0.00605 | 749.8364 | 0.0095334
| 603.6944 | 0.000554 | 750.0721 | -0.00088552 | 749.8367 | -0.0015473 | 603.6944 | 0.00125 | 750.0721 | -0.00049629 | 749.8367 | -0.00070556 | 749.8367 | -0.00067626 | 606.2672 | 7.9864e-06 | 750.0721 | 0 | 744.61 | -1.6864e-05 | 750.0721 | 0 | 603.6944 | 0.00584 | 750.0721 | 0 | 744.61 | -0.00022869 | 750.0721 | 0 | 744.61 | 0.00033593 | 750.0721 | 0 | 606.2672 | 0.15121 | 750.0721 | 0 | 606.2672 | 0.04804 | 750.0721 | 0 | 749.8367 | -0.00037498 | 902.3999 | 0.00424 | 749.8367 | 0.015514 | 901.8678 | 1.0001e-05 | 902.3999 | 0.47642 | 749.8367 | 0.0052 | 750.0721 | 0.00897
| 603.8131 | 0 | 750.3078 | 0.00014236 | 750.0726 | 0.00062527 | 603.8131 | 0 | 750.3078 | -0.00010729 | 750.0726 | 0.00036973 | 750.0726 | 0.00044255 | 606.3866 | 8.6248e-06 | 750.3078 | 0.0004309 | 744.85 | 0.0015008 | 750.3078 | 0.00064625 | 603.8131 | 0.00453 | 750.3078 | 0.00088138 | 744.85 | -0.0025855 | 750.3078 | 0.00049086 | 744.85 | 0.00036844 | 750.3078 | 0.0005805 | 606.3866 | 0.15292 | 750.3078 | 0.00049986 | 606.3866 | 0.04914 | 750.3078 | 0.00030847 | 750.0726 | 0.00052083 | 902.5676 | 0.0039 | 750.0726 | 0.016902 | 902.036 | 0 | 902.5676 | 0.47857 | 750.0726 | 0.00599 | 750.3078 | 0.0093555
| 603.9319 | 0.0017 | 750.5435 | 7.0593e-05 | 750.3085 | -0.0012608 | 603.9319 | 0.00128 | 750.5435 | -0.00087343 | 750.3085 | -0.00099451 | 750.3085 | -0.0007226 | 606.506 | 9.9577e-06 | 750.5435 | 0 | 745.09 | -0.002715 | 750.5435 | 0 | 603.9319 | 0.0055 | 750.5435 | 0 | 745.09 | 0.00022331 | 750.5435 | 0 | 745.09 | 0.00072604 | 750.5435 | 0 | 606.506 | 0.1559 | 750.5435 | 0 | 606.506 | 0.05195 | 750.5435 | 0 | 750.3085 | -0.00078006 | 902.7354 | 0.00352 | 750.3085 | 0.015747 | 902.2043 | 3.0002e-05 | 902.7354 | 0.48132 | 750.3085 | 0.00491 | 750.5435 | 0.0089292
| 604.0507 | 0 | 750.7792 | 0.0013238 | 750.5444 | -0.0008114 | 604.0507 | 0 | 750.7792 | 4.3182e-05 | 750.5444 | 3.4977e-05 | 750.5444 | 0.00033519 | 606.6255 | 1.0305e-05 | 750.7792 | 0.00042028 | 745.32 | 0.0014334 | 750.7792 | 0.00030311 | 604.0507 | 0.00442 | 750.7792 | 0.00026378 | 745.32 | -0.0012619 | 750.7792 | 0.0001425 | 745.32 | -0.00024923 | 750.7792 | 0.00044027 | 606.6255 | 0.1579 | 750.7792 | 0.0007168 | 606.6255 | 0.05326 | 750.7792 | 0.00036373 | 750.5444 | 0.00033522 | 902.9032 | 0.00501 | 750.5444 | 0.018691 | 902.3725 | 0 | 902.9032 | 0.48347 | 750.5444 | 0.00599 | 750.7792 | 0.0093237
| 604.1694 | 0.00082352 | 751.015 | -0.00030663 | 750.7804 | -0.00073309 | 604.1694 | 0.00060691 | 751.015 | -0.00071728 | 750.7804 | -0.00052719 | 750.7804 | -0.00060396 | 606.745 | 1.0663e-05 | 751.015 | 0 | 745.56 | 0.00089378 | 751.015 | 0 | 604.1694 | 0.00544 | 751.015 | 0 | 745.56 | -0.0014878 | 751.015 | 0 | 745.56 | -0.00093193 | 751.015 | 0 | 606.745 | 0.16077 | 751.015 | 0 | 606.745 | 0.0551 | 751.0149 | 0 | 750.7804 | -0.00058377 | 903.071 | 0.00543 | 750.7804 | 0.018401 | 902.5408 | 0 | 903.071 | 0.48603 | 750.7804 | 0.00482 | 751.015 | 0.0088395
| 604.2882 | 0 | 751.2507 | 0.0014761 | 751.0163 | 0.00011706 | 604.2882 | 0 | 751.2507 | -0.0001953 | 751.0163 | -3.1618e-05 | 751.0163 | 0.00034915 | 606.8644 | 8.0312e-06 | 751.2507 | 0.00031069 | 745.79 | -0.0018044 | 751.2507 | 0.00055332 | 604.2882 | 0.00564 | 751.2507 | 0.00025364 | 745.79 | 9.4169e-05 | 751.2507 | 0.00029738 | 745.79 | -0.00080189 | 751.2507 | 0.00033925 | 606.8644 | 0.16264 | 751.2507 | 0.00044842 | 606.8644 | 0.05652 | 751.2507 | 0.00042104 | 751.0163 | 0.00075937 | 903.2387 | 0.00524 | 751.0163 | 0.020865 | 902.709 | 0 | 903.2387 | 0.48786 | 751.0163 | 0.0056 | 751.2507 | 0.0091604
| 604.407 | 0.00037433 | 751.4865 | -0.00067457 | 751.2523 | -0.00010421 | 604.407 | 0.0017 | 751.4865 | -0.00047359 | 751.2523 | -0.00083229 | 751.2523 | -0.00060131 | 606.9839 | 8.6248e-06 | 751.4864 | 0 | 746.03 | 0.00075887 | 751.4864 | 0 | 604.407 | 0.00408 | 751.4864 | 0 | 746.03 | -0.0015847 | 751.4865 | 0 | 746.03 | 0.00082357 | 751.4864 | 0 | 606.9839 | 0.16639 | 751.4864 | 0 | 606.9839 | 0.0591 | 751.4864 | 0 | 751.2523 | -0.00041497 | 903.4065 | 0.00419 | 751.2523 | 0.019435 | 902.8773 | 1.0001e-05 | 903.4065 | 0.48984 | 751.2523 | 0.00477 | 751.4865 | 0.0087434
| 604.5258 | 0 | 751.7222 | 0.00031695 | 751.4882 | 0.00058274 | 604.5258 | 0 | 751.7222 | 0.00013247 | 751.4882 | -0.00015919 | 751.4882 | 0.00028609 | 607.1033 | 8.468e-06 | 751.7222 | 0.00040942 | 746.27 | 0.0011299 | 751.7222 | 0.00043979 | 604.5258 | 0.00618 | 751.7222 | 0.00030783 | 746.27 | 0.00057846 | 751.7222 | 0.00037707 | 746.27 | -0.0025575 | 751.7222 | 0.00046763 | 607.1033 | 0.16826 | 751.7222 | 0.00080454 | 607.1033 | 0.06003 | 751.7222 | 0.0001273 | 751.4882 | 0.00097336 | 903.5743 | 0.00403 | 751.4882 | 0.022955 | 903.0456 | 0 | 903.5743 | 0.49136 | 751.4882 | 0.00567 | 751.7222 | 0.0091546
| 604.6446 | 0.0006079 | 751.9579 | -0.00035556 | 751.7242 | 3.2185e-05 | 604.6446 | 0.0004335 | 751.9579 | -0.00068595 | 751.7242 | -0.00090005 | 751.7242 | -0.00058398 | 607.2228 | 9.0953e-06 | 751.9579 | 0 | 746.5 | 0.00086005 | 751.9579 | 0 | 604.6446 | 0.00485 | 751.9579 | 0 | 746.5 | -0.0006807 | 751.9579 | 0 | 746.5 | -0.00080189 | 751.9579 | 0 | 607.2228 | 0.17084 | 751.9579 | 0 | 607.2228 | 0.0609 | 751.9579 | 0 | 751.7242 | -0.00015322 | 903.7421 | 0.00448 | 751.7242 | 0.021574 | 903.2138 | 3.0002e-05 | 903.7421 | 0.49414 | 751.7242 | 0.00482 | 751.9579 | 0.0085745
| 604.7634 | 0 | 752.1937 | 5.1575e-05 | 751.9602 | -0.00025477 | 604.7634 | 0 | 752.1937 | 0.00040175 | 751.9602 | 0.00012466 | 751.9602 | 0.0004613 | 607.3422 | 9.1065e-06 | 752.1937 | 0.00034469 | 746.74 | 0.00011805 | 752.1937 | 0.00048498 | 604.7634 | 0.00391 | 752.1937 | 0.00018439 | 746.74 | 0.00054618 | 752.1937 | 7.4e-05 | 746.74 | 0.00043346 | 752.1937 | 0.00033015 | 607.3422 | 0.17182 | 752.1937 | 0.00026585 | 607.3422 | 0.06113 | 752.1937 | 0.00041459 | 751.9602 | 0.00034271 | 903.9099 | 0.00555 | 751.9602 | 0.021422 | 903.3821 | 6.6672e-06 | 903.9099 | 0.49685 | 751.9602 | 0.00581 | 752.1937 | 0.0088595
| 604.8822 | 0.0005001 | 752.4295 | 0.00042219 | 752.1961 | -0.00013954 | 604.8822 | 0.00097105 | 752.4295 | -0.00066667 | 752.1961 | -0.0011242 | 752.1961 | -0.00064503 | 607.4617 | 9.7001e-06 | 752.4295 | 0 | 746.97 | -0.0012985 | 752.4295 | 0 | 604.8822 | 0.00252 | 752.4295 | 0 | 746.97 | 0.0018376 | 752.4295 | 0 | 746.97 | -0.001192 | 752.4295 | 0 | 607.4617 | 0.17485 | 752.4295 | 0 | 607.4617 | 0.06233 | 752.4295 | 0 | 752.1961 | -0.00040475 | 904.0777 | 0.00557 | 752.1961 | 0.022417 | 903.5504 | 1.0001e-05 | 904.0777 | 0.50127 | 752.1961 | 0.0047 | 752.4295 | 0.0085313
| 605.0011 | 0 | 752.6653 | 0.0014345 | 752.4321 | -0.00065568 | 605.0011 | 0 | 752.6653 | -9.9927e-05 | 752.4321 | 0.0005533 | 752.4321 | 0.00044602 | 607.5812 | 1.0529e-05 | 752.6653 | 0.00031209 | 747.21 | 0.00038786 | 752.6653 | 0.00061757 | 605.0011 | 0.00598 | 752.6653 | 0.00051622 | 747.21 | -0.0010036 | 752.6653 | 0.00025901 | 747.21 | 0.0018639 | 752.6653 | 0.00035156 | 607.5812 | 0.17698 | 752.6653 | 0.00064795 | 607.5812 | 0.06283 | 752.6653 | 0.00027136 | 752.4321 | 0.00055918 | 904.2455 | 0.00417 | 752.4321 | 0.024292 | 903.7187 | 0 | 904.2455 | 0.5048 | 752.4321 | 0.00567 | 752.6653 | 0.0087858
| 605.1199 | 0 | 752.9011 | -0.00058241 | 752.6681 | -0.00082346 | 605.1199 | 0.00125 | 752.9011 | -0.00048786 | 752.6681 | -0.0012264 | 752.6681 | -0.0006347 | 607.7006 | 1.0406e-05 | 752.9011 | 0 | 747.44 | -0.00045532 | 752.9011 | 0 | 605.1199 | 0.00496 | 752.9011 | 0 | 747.44 | -0.00016412 | 752.9011 | 0 | 747.44 | -0.0014521 | 752.9011 | 0 | 607.7006 | 0.18041 | 752.9011 | 0 | 607.7006 | 0.06417 | 752.9011 | 0 | 752.6681 | -0.00039892 | 904.4132 | 0.00371 | 752.6681 | 0.02384 | 903.8869 | 0 | 904.4132 | 0.50949 | 752.6681 | 0.00513 | 752.9011 | 0.008277
| 605.2387 | 0 | 753.1368 | 0.00077413 | 752.9042 | 0.00088564 | 605.2387 | 0 | 753.1368 | 0.00013487 | 752.9042 | 0.00030786 | 752.9042 | 0.00027432 | 607.8201 | 9.3081e-06 | 753.1369 | 0.00031693 | 747.68 | -0.0022428 | 753.1369 | 0.0007158 | 605.2387 | 0.003 | 753.1369 | 0.00053095 | 747.68 | 0.00012645 | 753.1368 | 0.00048132 | 747.68 | 0.0018314 | 753.1369 | 0.0007871 | 607.8201 | 0.18254 | 753.1369 | 0.00058936 | 607.8201 | 0.06504 | 753.1368 | 0.00042572 | 752.9042 | 0.00081388 | 904.581 | 0.00473 | 752.9042 | 0.025853 | 904.0552 | 0 | 904.581 | 0.51255 | 752.9042 | 0.00547 | 753.1368 | 0.0086114
| 605.3576 | 0.00091335 | 753.3727 | 0.00053322 | 753.1402 | -0.00092345 | 605.3576 | 0.00083232 | 753.3727 | -0.00050537 | 753.1402 | -0.0010786 | 753.1402 | -0.00068624 | 607.9396 | 8.0536e-06 | 753.3727 | 0 | 747.92 | -0.00059023 | 753.3727 | 0 | 605.3576 | 0.00476 | 753.3727 | 0 | 747.92 | -0.0011327 | 753.3727 | 0 | 747.92 | -0.00041178 | 753.3727 | 0 | 607.9396 | 0.18588 | 753.3727 | 0 | 607.9396 | 0.06706 | 753.3727 | 0 | 753.1402 | -0.00075201 | 904.7488 | 0.00301 | 753.1402 | 0.023065 | 904.2235 | 1.0001e-05 | 904.7488 | 0.51606 | 753.1402 | 0.00482 | 753.3727 | 0.0082888
| 605.4764 | 0 | 753.6085 | 0.00037775 | 753.3762 | 0.00060498 | 605.4764 | 0 | 753.6085 | 0.00056356 | 753.3762 | 2.5641e-05 | 753.3762 | 0.00039265 | 608.0591 | 6.6982e-06 | 753.6085 | 0.00059056 | 748.15 | 0.00069142 | 753.6085 | 0.00055574 | 605.4764 | 0.00382 | 753.6085 | 0.00042355 | 748.15 | 0.00064304 | 753.6085 | 0.00037393 | 748.15 | -0.00021673 | 753.6085 | 0.00054482 | 608.0591 | 0.18812 | 753.6085 | 0.00051345 | 608.0591 | 0.06811 | 753.6085 | 0.00030146 | 753.3762 | 0.00067111 | 904.9166 | 0.00547 | 753.3762 | 0.028132 | 904.3918 | 6.6672e-06 | 904.9166 | 0.51733 | 753.3762 | 0.00602 | 753.6085 | 0.0085071
| 605.5953 | 0 | 753.8444 | 3.8463e-05 | 753.6122 | -0.0006619 | 605.5953 | 0.00149 | 753.8444 | -0.00056328 | 753.6122 | -0.0013971 | 753.6122 | -0.00063879 | 608.1786 | 6.183e-06 | 753.8443 | 0 | 748.39 | -0.0011299 | 753.8443 | 0 | 605.5953 | 0.00454 | 753.8443 | 0 | 748.39 | -0.00071299 | 753.8444 | 0 | 748.39 | 0.0015387 | 753.8443 | 0 | 608.1786 | 0.19202 | 753.8443 | 0 | 608.1786 | 0.06963 | 753.8444 | 0 | 753.6123 | -0.0003633 | 905.0844 | 0.00457 | 753.6122 | 0.026105 | 904.5601 | 0 | 905.0844 | 0.51841 | 753.6123 | 0.00237 | 753.8444 | 0.007997
| 605.7142 | 0 | 754.0802 | 0.001324 | 753.8483 | 0.00074144 | 605.7142 | 0 | 754.0802 | 0.00047954 | 753.8483 | 0.00033729 | 753.8483 | 0.00031619 | 608.298 | 7.7175e-06 | 754.0802 | 0.00035017 | 748.62 | 0.001737 | 754.0802 | 0.00079725 | 605.7142 | 0.0034 | 754.0802 | 0.0004271 | 748.62 | -0.0010681 | 754.0802 | 0.00032398 | 748.62 | 0.00082357 | 754.0802 | 0.00060576 | 608.298 | 0.1951 | 754.0802 | 0.00055728 | 608.298 | 0.07055 | 754.0802 | 0.00044997 | 753.8483 | 0.0006228 | 905.2522 | 0.00519 | 753.8483 | 0.027478 | 904.7284 | 6.6672e-06 | 905.2522 | 0.5189 | 753.8483 | 0.0075 | 754.0802 | 0.0083849
| 605.8331 | 0.00115 | 754.316 | 8.2383e-06 | 754.0844 | -0.0012213 | 605.8331 | 0.00168 | 754.316 | -0.00083406 | 754.0844 | -0.00060964 | 754.0844 | -0.00069385 | 608.4175 | 9.8345e-06 | 754.316 | 0 | 748.86 | 0.00038786 | 754.316 | 0 | 605.8331 | 0.00488 | 754.316 | 0 | 748.86 | -0.0026824 | 754.316 | 0 | 748.86 | -0.0015496 | 754.316 | 0 | 608.4175 | 0.19921 | 754.316 | 0 | 608.4175 | 0.07188 | 754.316 | 0 | 754.0843 | -0.00070248 | 905.42 | 0.00345 | 754.0844 | 0.028756 | 904.8967 | 1.0001e-05 | 905.42 | 0.52098 | 754.0843 | 0.00471 | 754.316 | 0.0079531
| 605.952 | 0 | 754.5519 | 0.00035234 | 754.3204 | -0.0002367 | 605.952 | 0 | 754.5519 | 0.00031939 | 754.3204 | 0.00036339 | 754.3204 | 0.00038834 | 608.537 | 1.0327e-05 | 754.5519 | 0.00031158 | 749.1 | 0.0025127 | 754.5519 | 0.00038811 | 605.952 | 0.00516 | 754.5519 | 0.00025473 | 749.1 | 0.00032017 | 754.5519 | 0 | 749.1 | -0.00028175 | 754.5519 | 0.00041829 | 608.537 | 0.20174 | 754.5519 | 0.0006007 | 608.537 | 0.07307 | 754.5519 | 0.00039033 | 754.3204 | 0.00014518 | 905.5878 | 0.00515 | 754.3204 | 0.030631 | 905.065 | 0 | 905.5878 | 0.52304 | 754.3204 | 0.00538 | 754.5519 | 0.008287
| 606.0708 | 0.00145 | 754.7878 | -0.0007535 | 754.5565 | 4.5092e-05 | 606.0708 | 0.00055488 | 754.7878 | -0.00052255 | 754.5565 | -0.0005773 | 754.5565 | -0.00060489 | 608.6565 | 1.0775e-05 | 754.7878 | 0 | 749.33 | -8.4319e-05 | 754.7878 | 0 | 606.0708 | 0.00346 | 754.7878 | 0 | 749.33 | -0.00013183 | 754.7878 | 0 | 749.33 | -0.00070437 | 754.7878 | 0 | 608.6565 | 0.20479 | 754.7878 | 0 | 608.6565 | 0.07451 | 754.7878 | 0 | 754.5565 | -0.00017532 | 905.7556 | 0.00413 | 754.5565 | 0.028657 | 905.2333 | 0 | 905.7556 | 0.52585 | 754.5565 | 0.00441 | 754.7878 | 0.0078525
| 606.1898 | 0 | 755.0236 | 0.00078896 | 754.7926 | -0.00090091 | 606.1898 | 0 | 755.0236 | -0.00018809 | 754.7926 | -0.0001853 | 754.7926 | 0.00043876 | 608.776 | 9.1849e-06 | 755.0236 | 1.0236e-05 | 749.57 | 8.4319e-05 | 755.0236 | 0.00045029 | 606.1898 | 0.00328 | 755.0236 | 1.508e-05 | 749.57 | -0.0019399 | 755.0236 | 4.0422e-05 | 749.57 | 0.00020589 | 755.0236 | 7.6982e-05 | 608.776 | 0.20707 | 755.0236 | 0.00055448 | 608.776 | 0.07558 | 755.0236 | 0.00019724 | 754.7926 | 0.0002732 | 905.9235 | 0.00638 | 754.7926 | 0.03178 | 905.4016 | 2.6669e-05 | 905.9235 | 0.52839 | 754.7926 | 0.00515 | 755.0236 | 0.0080793
| 606.3087 | 0.00127 | 755.2595 | -8.4124e-05 | 755.0287 | -0.00025272 | 606.3087 | 0.00090168 | 755.2595 | -0.00079093 | 755.0287 | -0.00095395 | 755.0287 | -0.00057213 | 608.8955 | 9.3081e-06 | 755.2595 | 0 | 749.8 | -0.00048905 | 755.2595 | 0 | 606.3087 | 0.00405 | 755.2595 | 0 | 749.8 | -0.0033282 | 755.2595 | 0 | 749.8 | -0.00099695 | 755.2595 | 0 | 608.8955 | 0.21128 | 755.2595 | 0 | 608.8955 | 0.07722 | 755.2595 | 0 | 755.0287 | -0.00065961 | 906.0913 | 0.00501 | 755.0287 | 0.032418 | 905.5699 | 1.0001e-05 | 906.0913 | 0.53238 | 755.0287 | 0.00456 | 755.2595 | 0.0076934
| 606.4276 | 0 | 755.4954 | 0.00064562 | 755.2648 | -0.00043452 | 606.4276 | 0 | 755.4954 | -0.00011552 | 755.2648 | 0.00019057 | 755.2648 | 0.00023778 | 609.015 | 7.5607e-06 | 755.4954 | 0.0005395 | 750.04 | -0.00086005 | 755.4954 | 0.00071444 | 606.4276 | 0.00485 | 755.4954 | 0.00024383 | 750.04 | -0.0012619 | 755.4954 | 0.00024277 | 750.04 | -0.0016472 | 755.4954 | 0.00038157 | 609.015 | 0.2147 | 755.4954 | 0.00046349 | 609.015 | 0.07844 | 755.4954 | 0.00018193 | 755.2648 | 0.00046754 | 906.2591 | 0.00533 | 755.2648 | 0.035231 | 905.7382 | 0 | 906.2591 | 0.53556 | 755.2648 | 0.00589 | 755.4954 | 0.0082132
| 606.5465 | 0.00091335 | 755.7313 | -0.00011271 | 755.5009 | -0.00046926 | 606.5465 | 0 | 755.7313 | -0.00051392 | 755.5009 | -0.00070201 | 755.5009 | -0.00057589 | 609.1345 | 7.2471e-06 | 755.7313 | 0 | 750.28 | -0.00099496 | 755.7313 | 0 | 606.5465 | 0.00471 | 755.7313 | 0 | 750.28 | 0.001773 | 755.7313 | 0 | 750.28 | -0.00031426 | 755.7313 | 0 | 609.1345 | 0.21888 | 755.7313 | 0 | 609.1345 | 0.08025 | 755.7313 | 0 | 755.5009 | -0.00022549 | 906.4269 | 0.00542 | 755.5009 | 0.030915 | 905.9066 | 0 | 906.4269 | 0.53916 | 755.5009 | 0.00415 | 755.7313 | 0.0076013
| 606.6654 | 0 | 755.9673 | 0.00057106 | 755.737 | -0.00022316 | 606.6654 | 0 | 755.9673 | 0.00023691 | 755.737 | 0.00019881 | 755.737 | 0.00040493 | 609.254 | 7.4823e-06 | 755.9673 | 0.0003242 | 750.51 | 0.00079259 | 755.9673 | 6.5134e-05 | 606.6654 | 0.00479 | 755.9673 | 0.00033371 | 750.51 | 0.00038475 | 755.9673 | 0.00016103 | 750.51 | -0.0010945 | 755.9673 | 0.00044608 | 609.254 | 0.22177 | 755.9673 | 0.00011499 | 609.254 | 0.0815 | 755.9673 | 0.00037824 | 755.737 | 0.00051827 | 906.5947 | 0.00462 | 755.737 | 0.035222 | 906.0749 | 0 | 906.5947 | 0.54033 | 755.737 | 0.00526 | 755.9673 | 0.0080164
| 606.7844 | 0.00080555 | 756.2032 | -0.00045288 | 755.9731 | 0.00035851 | 606.7844 | 0.00076297 | 756.2032 | -0.00022311 | 755.9731 | -0.0010677 | 755.9731 | -0.0005308 | 609.3735 | 8.8712e-06 | 756.2032 | 0 | 750.75 | -0.0015346 | 756.2032 | 0 | 606.7844 | 0.00638 | 756.2032 | 0 | 750.75 | -0.0014556 | 756.2032 | 0 | 750.75 | 0.00069354 | 756.2032 | 0 | 609.3735 | 0.22618 | 756.2032 | 0 | 609.3735 | 0.0837 | 756.2032 | 0 | 755.9731 | -8.7595e-05 | 906.7625 | 0.00317 | 755.9731 | 0.035133 | 906.2432 | 3.0002e-05 | 906.7625 | 0.54148 | 755.9731 | 0.00452 | 756.2032 | 0.0076113
| 606.9033 | 0 | 756.4391 | 0.00082187 | 756.2093 | -0.00055859 | 606.9033 | 0 | 756.4391 | -1.7772e-06 | 756.2093 | 0.00044519 | 756.2093 | 0.00036121 | 609.493 | 1.0014e-05 | 756.4391 | 0.00035692 | 750.98 | 0.0010287 | 756.4391 | 0.00037093 | 606.9033 | 0.00402 | 756.4391 | 0.00043284 | 750.98 | 0.00032017 | 756.4391 | 0.00026157 | 750.98 | -0.00018422 | 756.4391 | 0.00063391 | 609.493 | 0.2292 | 756.4391 | 0.00032542 | 609.493 | 0.08492 | 756.4392 | 0.000256 | 756.2092 | 0.00043007 | 906.9304 | 0.00425 | 756.2093 | 0.035496 | 906.4115 | 6.6672e-06 | 906.9304 | 0.54114 | 756.2092 | 0.00509 | 756.4391 | 0.0078246
| 607.0223 | 0.00033839 | 756.675 | -2.6171e-05 | 756.4454 | -0.0010873 | 607.0223 | 0.00072829 | 756.675 | -0.00065447 | 756.4454 | -0.0011017 | 756.4454 | -0.00063736 | 609.6125 | 1.035e-05 | 756.6751 | 0 | 751.22 | 5.0592e-05 | 756.6751 | 0 | 607.0223 | 0.0051 | 756.6751 | 0 | 751.22 | -0.0021658 | 756.675 | 0 | 751.22 | -0.00099695 | 756.6751 | 0 | 609.6125 | 0.23307 | 756.6751 | 0 | 609.6125 | 0.08684 | 756.6751 | 0 | 756.4454 | -0.00056602 | 907.0982 | 0.00443 | 756.4454 | 0.037788 | 906.5799 | 1.0001e-05 | 907.0982 | 0.54266 | 756.4454 | 0.00419 | 756.675 | 0.0073987
| 607.1412 | 0 | 756.911 | 0.00091468 | 756.6816 | 0.00022215 | 607.1412 | 0 | 756.911 | 0.0005501 | 756.6816 | 0.0001859 | 756.6816 | 0.00028312 | 609.732 | 9.7561e-06 | 756.911 | 0.00060952 | 751.46 | 0.00042159 | 756.911 | 0.00029938 | 607.1412 | 0.00538 | 756.911 | 0.00017246 | 751.46 | -0.0004547 | 756.911 | 0.00026505 | 751.46 | -0.00034676 | 756.911 | 0.00028403 | 609.732 | 0.23536 | 756.911 | 0.00015185 | 609.732 | 0.08779 | 756.911 | 0.00042288 | 756.6816 | 0.00054974 | 907.266 | 0.00578 | 756.6816 | 0.038323 | 906.7482 | 0 | 907.266 | 0.54426 | 756.6816 | 0.00532 | 756.911 | 0.0076967
| 607.2602 | 6.8875e-05 | 757.147 | 0.000264 | 756.9177 | -0.00068704 | 607.2602 | 0.00079764 | 757.147 | -0.0013144 | 756.9177 | -0.00060348 | 756.9177 | -0.00078125 | 609.8515 | 9.3305e-06 | 757.147 | 0 | 751.69 | -0.00062396 | 757.147 | 0 | 607.2602 | 0.00476 | 757.147 | 0 | 751.69 | -0.0019399 | 757.147 | 0 | 751.69 | -0.0021998 | 757.147 | 0 | 609.8515 | 0.23905 | 757.147 | 0 | 609.8515 | 0.09006 | 757.147 | 0 | 756.9177 | -0.00074302 | 907.4338 | 0.00505 | 756.9177 | 0.038863 | 906.9165 | 3.0002e-05 | 907.4338 | 0.54703 | 756.9177 | 0.00448 | 757.147 | 0.0073027
| 607.3792 | 0 | 757.3829 | 0.00021355 | 757.1539 | -0.00096561 | 607.3792 | 0 | 757.3829 | 0.00024883 | 757.1539 | 4.4505e-05 | 757.1539 | 0.0002868 | 609.971 | 9.3417e-06 | 757.383 | 0.00043604 | 751.93 | 0.00065769 | 757.383 | 0.00046541 | 607.3792 | 0.00317 | 757.383 | 2.706e-06 | 751.93 | -0.0027792 | 757.3829 | 3.3025e-05 | 751.93 | -0.00067186 | 757.383 | 0.00029795 | 609.971 | 0.2411 | 757.383 | 0.00043173 | 609.971 | 0.09097 | 757.3829 | 0.00030164 | 757.1539 | 0.00038066 | 907.6017 | 0.00571 | 757.1539 | 0.039494 | 907.0849 | 0 | 907.6017 | 0.54901 | 757.1539 | 0.00482 | 757.3829 | 0.0078273
| 607.4982 | 0.00154 | 757.619 | -0.00018542 | 757.3901 | -0.00051836 | 607.4982 | 0 | 757.619 | -0.00047192 | 757.3901 | -0.00093683 | 757.3901 | -0.00057201 | 610.0906 | 8.8376e-06 | 757.6189 | 0 | 752.16 | -0.0020405 | 757.6189 | 0 | 607.4982 | 0.00437 | 757.6189 | 0 | 752.16 | 0.00041703 | 757.619 | 0 | 752.16 | -0.0025575 | 757.6189 | 0 | 610.0906 | 0.24469 | 757.6189 | 0 | 610.0906 | 0.09281 | 757.619 | 0 | 757.3901 | -0.00059126 | 907.7695 | 0.0025 | 757.3901 | 0.041212 | 907.2532 | 3.0002e-05 | 907.7695 | 0.55281 | 757.3901 | 0.00407 | 757.619 | 0.007175
| 607.6171 | 0 | 757.8549 | 0.0011315 | 757.6263 | -0.00046569 | 607.6171 | 0 | 757.8549 | -0.00013343 | 757.6263 | 0.00024722 | 757.6263 | 0.00014307 | 610.2101 | 8.8712e-06 | 757.8549 | 0.00031673 | 752.4 | -8.4319e-05 | 757.8549 | 0.00037517 | 607.6171 | 0.00431 | 757.8549 | 0.00080687 | 752.4 | -0.0016815 | 757.8549 | 0.00023672 | 752.4 | -0.00080189 | 757.8549 | 0.00051612 | 610.2101 | 0.24736 | 757.8549 | 0.00035086 | 610.2101 | 0.09403 | 757.8549 | 0.00034267 | 757.6263 | 0.00019074 | 907.9373 | 0.00492 | 757.6263 | 0.042707 | 907.4216 | 0 | 907.9373 | 0.55765 | 757.6263 | 0.00493 | 757.8549 | 0.0075373
| 607.7361 | 0.00064383 | 758.0909 | -0.00059913 | 757.8624 | -0.00045908 | 607.7361 | 0.00132 | 758.0909 | -0.00063079 | 757.8624 | -0.00070342 | 757.8624 | -0.0005822 | 610.3296 | 9.1289e-06 | 758.0909 | 0 | 752.64 | -0.0020742 | 758.0909 | 0 | 607.7361 | 0.00505 | 758.0909 | 0 | 752.64 | 0.00077218 | 758.0909 | 0 | 752.64 | -0.00080189 | 758.0909 | 0 | 610.3296 | 0.25237 | 758.0909 | 0 | 610.3296 | 0.09649 | 758.0909 | 0 | 757.8624 | -0.00051067 | 908.1052 | 0.00406 | 757.8624 | 0.042948 | 907.5899 | 3.0002e-05 | 908.1052 | 0.56348 | 757.8624 | 0.00401 | 758.0909 | 0.0071312
| 607.8551 | 0 | 758.327 | 0.0010478 | 758.0987 | 0.00026144 | 607.8551 | 0 | 758.327 | -7.5592e-05 | 758.0987 | 0.00025108 | 758.0987 | 0.00039999 | 610.4491 | 9.1513e-06 | 758.3269 | 0.00023104 | 752.87 | 0.0014672 | 758.3269 | 0.00040663 | 607.8551 | 0.0032 | 758.3269 | 0.00036278 | 752.87 | -0.00019641 | 758.327 | 0.00028211 | 752.87 | 0.0016363 | 758.3269 | 0.00038665 | 610.4491 | 0.25645 | 758.3269 | 0.00060078 | 610.4491 | 0.09821 | 758.327 | 0.00045988 | 758.0987 | 0.00046188 | 908.273 | 0.00577 | 758.0987 | 0.043918 | 907.7583 | 0 | 908.273 | 0.56748 | 758.0987 | 0.00561 | 758.327 | 0.0075187
| 607.9742 | 0.00015871 | 758.563 | -0.00096071 | 758.3349 | -0.0011 | 607.9742 | 0 | 758.563 | -0.00039681 | 758.3349 | -0.00090388 | 758.3349 | -0.00068605 | 610.5687 | 6.1494e-06 | 758.563 | 0 | 753.11 | -0.00052277 | 758.563 | 0 | 607.9742 | 0.00275 | 758.563 | 0 | 753.11 | -0.00035784 | 758.563 | 0 | 753.11 | -2.1673e-05 | 758.563 | 0 | 610.5687 | 0.26163 | 758.563 | 0 | 610.5687 | 0.101 | 758.563 | 0 | 758.3349 | -0.00083527 | 908.4409 | 0.00535 | 758.3349 | 0.045989 | 907.9266 | 1.0001e-05 | 908.4409 | 0.57175 | 758.3349 | 0.00418 | 758.563 | 0.0069755
| 608.0932 | 0 | 758.799 | -7.1026e-05 | 758.5711 | -0.0010996 | 608.0932 | 0 | 758.799 | -0.00043239 | 758.5711 | -0.00073317 | 758.5711 | -0.00062893 | 610.6882 | 1.6746e-05 | 758.799 | 0 | 753.34 | -0.00086005 | 758.799 | 0 | 608.0932 | 0.00317 | 758.799 | 0 | 753.34 | -0.0020367 | 758.799 | 0 | 753.34 | 0.0011487 | 758.799 | 0 | 610.6882 | 0.2662 | 758.799 | 0 | 610.6882 | 0.10312 | 758.799 | 0 | 758.5711 | -9.4567e-05 | 908.6087 | 0.00545 | 758.5711 | 0.046041 | 908.095 | 0 | 908.6087 | 0.57653 | 758.5711 | 0.00422 | 758.799 | 0.0068049
| 608.2122 | 0.00116 | 759.035 | 0.0011517 | 758.8073 | 0.00022009 | 608.2122 | 0.00076297 | 759.035 | 9.0177e-05 | 758.8073 | 0.00063969 | 758.8073 | 0.00039585 | 610.8077 | 1.4035e-05 | 759.035 | 0.00032507 | 753.58 | -0.0024789 | 759.035 | 0.00043755 | 608.2122 | 0.0051 | 759.035 | 0.00057897 | 753.58 | -0.00032556 | 759.035 | 0.00031749 | 753.58 | 0.0011812 | 759.035 | 0.00069171 | 610.8077 | 0.27033 | 759.035 | 0.00074242 | 610.8077 | 0.10486 | 759.035 | 0.00040552 | 758.8073 | 0.00018614 | 908.7766 | 0.00484 | 758.8073 | 0.048448 | 908.2633 | 3.0002e-05 | 908.7766 | 0.58141 | 758.8073 | 0.00524 | 759.035 | 0.0073626
| 608.3312 | 0 | 759.2711 | -0.00047515 | 759.0436 | -0.00055986 | 608.3312 | 0 | 759.2711 | -2.5292e-05 | 759.0436 | -0.0010842 | 759.0436 | -0.00079885 | 610.9273 | 2.8742e-05 | 759.2711 | 0 | 753.82 | -0.0012648 | 759.2711 | 0 | 608.3312 | 0.00357 | 759.2711 | 0 | 753.82 | -0.00058385 | 759.2711 | 0 | 753.82 | -0.001322 | 759.2711 | 0 | 610.9273 | 0.27412 | 759.2711 | 0 | 610.9273 | 0.10574 | 759.2711 | 0 | 759.0436 | -0.00055137 | 908.9444 | 0.00422 | 759.0436 | 0.047186 | 908.4317 | 0 | 908.9444 | 0.58551 | 759.0436 | 0.00387 | 759.2711 | 0.0068012
| 608.4503 | 0.00145 | 759.5071 | 0.0010183 | 759.2798 | 0.00065691 | 608.4503 | 0.00118 | 759.5071 | 0.00048906 | 759.2798 | 0.00012408 | 759.2798 | 0.000348 | 611.0468 | 1.4741e-05 | 759.5071 | 0.00068199 | 754.05 | -0.00025296 | 759.5071 | 0.00072266 | 608.4503 | 0.00405 | 759.5071 | 0.00060659 | 754.05 | 0.0017408 | 759.5071 | 0.00046248 | 754.05 | 0.002124 | 759.5071 | 0.00024266 | 611.0468 | 0.27681 | 759.5071 | 0.00051401 | 611.0468 | 0.10703 | 759.5071 | 0.00045286 | 759.2798 | 0.00089693 | 909.1122 | 0.00506 | 759.2798 | 0.050647 | 908.6001 | 3.0002e-05 | 909.1122 | 0.58872 | 759.2798 | 0.00494 | 759.5071 | 0.0072145
| 608.5693 | 0 | 759.7432 | -0.00022282 | 759.5161 | -0.00028445 | 608.5693 | 0 | 759.7432 | -0.0010429 | 759.5161 | -0.00031298 | 759.5161 | -0.00062988 | 611.1663 | 2.8641e-05 | 759.7432 | 0 | 754.29 | -0.0013997 | 759.7432 | 0 | 608.5693 | 0.00229 | 759.7432 | 0 | 754.29 | -0.00097128 | 759.7432 | 0 | 754.29 | -0.0022323 | 759.7432 | 0 | 611.1663 | 0.28102 | 759.7432 | 0 | 611.1663 | 0.10957 | 759.7432 | 0 | 759.5161 | -0.00027861 | 909.2801 | 0.00503 | 759.5161 | 0.051517 | 908.7684 | 0 | 909.2801 | 0.59288 | 759.5161 | 0.00378 | 759.7432 | 0.0067114
| 608.6884 | 0.00041025 | 759.9792 | 0.00023053 | 759.7523 | 0.00034142 | 608.6884 | 0 | 759.9792 | 0.00015973 | 759.7523 | -0.00027998 | 759.7523 | 0.0002627 | 611.2859 | 1.3979e-05 | 759.9793 | 0.00031805 | 754.53 | 0.0005565 | 759.9793 | 0.00054465 | 608.6884 | 0.00374 | 759.9793 | 0.00019339 | 754.53 | -0.0010036 | 759.9792 | 0.00021046 | 754.53 | 0.00069354 | 759.9793 | 0 | 611.2859 | 0.28491 | 759.9793 | 0.00057165 | 611.2859 | 0.11199 | 759.9792 | 0.00038795 | 759.7523 | 0.00047205 | 909.4479 | 0.00542 | 759.7523 | 0.05337 | 908.9368 | 5.0004e-05 | 909.4479 | 0.59416 | 759.7523 | 0.00487 | 759.9792 | 0.0071558
| 608.8075 | 0 | 760.2153 | -0.00037428 | 759.9886 | -0.00085999 | 608.8075 | 0 | 760.2153 | -0.00015676 | 759.9886 | -0.0012161 | 759.9886 | -0.00056653 | 611.4054 | 2.9123e-05 | 760.2154 | 0 | 754.76 | -0.00089378 | 760.2154 | 0 | 608.8075 | 0.00212 | 760.2154 | 0 | 754.76 | -0.0022951 | 760.2153 | 0 | 754.76 | -0.00054182 | 760.2154 | 0 | 611.4054 | 0.2901 | 760.2154 | 0 | 611.4054 | 0.11477 | 760.2153 | 0 | 759.9886 | -0.00049021 | 909.6158 | 0.0042 | 759.9886 | 0.05346 | 909.1052 | 0 | 909.6158 | 0.59503 | 759.9886 | 0.00156 | 760.2153 | 0.0065449
| 608.9265 | 0.00109 | 760.4515 | 0.0005166 | 760.2249 | 0.00033972 | 608.9265 | 0.00142 | 760.4515 | -6.8403e-05 | 760.2249 | -0.00039721 | 760.2249 | 0.00031771 | 611.525 | 1.5457e-05 | 760.4514 | 0.00039375 | 755 | 0.0025465 | 760.4514 | 0.00068099 | 608.9265 | 0.003 | 760.4514 | 0.00063484 | 755 | -0.00093899 | 760.4515 | 0.00017236 | 755 | 0.0012787 | 760.4514 | 0.00040989 | 611.525 | 0.29421 | 760.4514 | 0.0004712 | 611.525 | 0.11698 | 760.4515 | 0.00032891 | 760.2249 | 0.00064937 | 909.7837 | 0.00524 | 760.2249 | 0.056406 | 909.2736 | 3.0002e-05 | 909.7837 | 0.59378 | 760.2249 | 0.00675 | 760.4515 | 0.0069684
| 609.0456 | 0 | 760.6876 | -0.00015304 | 760.4612 | -0.00019986 | 609.0456 | 0 | 760.6876 | -0.00021498 | 760.4612 | -0.00088058 | 760.4612 | -0.00055346 | 611.6445 | 2.9055e-05 | 760.6876 | 0 | 755.23 | -0.0010287 | 760.6876 | 0 | 609.0456 | 0.00414 | 760.6876 | 0 | 755.23 | -0.003877 | 760.6876 | 0 | 755.23 | -0.00034676 | 760.6876 | 0 | 611.6445 | 0.29944 | 760.6876 | 0 | 611.6445 | 0.11965 | 760.6876 | 0 | 760.4612 | -0.00031469 | 909.9515 | 0.00598 | 760.4612 | 0.055055 | 909.442 | 0 | 909.9515 | 0.59498 | 760.4612 | 0.00425 | 760.6876 | 0.006634
| 609.1647 | 0.00122 | 760.9236 | 0.00052112 | 760.6975 | 0.00024105 | 609.1647 | 0.00246 | 760.9236 | -0.00037184 | 760.6975 | 0.00056923 | 760.6975 | 0.00035731 | 611.7641 | 1.3923e-05 | 760.9237 | 0.00087208 | 755.47 | 0.00015177 | 760.9237 | 0.00059835 | 609.1647 | 0.00349 | 760.9237 | 0.0007361 | 755.47 | 0.00086903 | 760.9236 | 0.00042466 | 755.47 | 0.0011487 | 760.9237 | 0.00055373 | 611.7641 | 0.30309 | 760.9237 | 0.0010616 | 611.7641 | 0.12109 | 760.9236 | 0.00041499 | 760.6975 | 0.00046653 | 910.1194 | 0.00434 | 760.6975 | 0.056073 | 909.6103 | 6.9993e-05 | 910.1194 | 0.59619 | 760.6975 | 0.00491 | 760.9236 | 0.0070631
| 609.2838 | 0 | 761.1598 | -0.0006077 | 760.9338 | -0.00086964 | 609.2838 | 0 | 761.1598 | -0.00019416 | 760.9338 | -0.00046707 | 760.9338 | -0.00074921 | 611.8836 | 2.7454e-05 | 761.1598 | 0 | 755.71 | -0.0018719 | 761.1598 | 0 | 609.2838 | 0.00394 | 761.1598 | 0 | 755.71 | 0.00015874 | 761.1598 | 0 | 755.71 | 0.0017988 | 761.1598 | 0 | 611.8836 | 0.30806 | 761.1598 | 0 | 611.8836 | 0.12268 | 761.1598 | 0 | 760.9338 | -0.00019205 | 910.2872 | 0.0039 | 760.9338 | 0.056531 | 909.7787 | 0 | 910.2872 | 0.6001 | 760.9338 | 0.00324 | 761.1598 | 0.0063918
| 609.4029 | 0.00039229 | 761.3959 | 0.00029073 | 761.1701 | 0.00046125 | 609.4029 | 0.00151 | 761.3959 | 0.00025643 | 761.1701 | 0.00011336 | 761.1701 | 0.00047187 | 612.0032 | 1.3945e-05 | 761.3959 | 0.00022976 | 755.94 | -0.00021923 | 761.3959 | 0.00066474 | 609.4029 | 0.00502 | 761.3959 | 8.3597e-05 | 755.94 | -0.0016815 | 761.3959 | 0.00046309 | 755.94 | 0.00043346 | 761.3959 | 0.00041098 | 612.0032 | 0.31206 | 761.3959 | 0.0007869 | 612.0032 | 0.12408 | 761.3959 | 0.00035668 | 761.1701 | 0.0005026 | 910.4551 | 0.00566 | 761.1701 | 0.062947 | 909.9471 | 5.0004e-05 | 910.4551 | 0.60427 | 761.1701 | 0.00453 | 761.3959 | 0.0067756
| 609.522 | 0 | 761.6321 | -0.0002229 | 761.4064 | -0.00035389 | 609.522 | 0 | 761.6321 | -0.00064248 | 761.4064 | -0.00049527 | 761.4064 | -0.00060905 | 612.1227 | 2.7073e-05 | 761.6321 | 0 | 756.18 | -0.0013997 | 761.6321 | 0 | 609.522 | 0.00439 | 761.6321 | 0 | 756.18 | 0.00038475 | 761.6321 | 0 | 756.18 | -0.0013546 | 761.6321 | 0 | 612.1227 | 0.3178 | 761.6321 | 0 | 612.1227 | 0.12652 | 761.6321 | 0 | 761.4064 | -0.00046321 | 910.623 | 0.00506 | 761.4064 | 0.060179 | 910.1155 | 0 | 910.623 | 0.60956 | 761.4064 | 0.0037 | 761.6321 | 0.0063738
| 609.6411 | 0.00041025 | 761.8682 | -0.00011124 | 761.6428 | -0.00038328 | 609.6411 | 0.00186 | 761.8682 | 0.0003193 | 761.6428 | 0.0004909 | 761.6428 | 0.00026923 | 612.2423 | 1.3408e-05 | 761.8682 | 0.00040227 | 756.41 | -0.0019393 | 761.8682 | 0.00048529 | 609.6411 | 0.00488 | 761.8682 | 0.00040207 | 756.41 | -0.00042241 | 761.8682 | 0.00031538 | 756.41 | -0.00024923 | 761.8682 | 0.0002337 | 612.2423 | 0.3219 | 761.8682 | 0.00068322 | 612.2423 | 0.128 | 761.8682 | 0.00042237 | 761.6428 | 0.00068324 | 910.7908 | 0.00267 | 761.6428 | 0.062516 | 910.2839 | 6.9993e-05 | 910.7908 | 0.61262 | 761.6428 | 0.00456 | 761.8682 | 0.0067177
| 609.7602 | 0 | 762.1044 | 0.00020122 | 761.8791 | -0.00062985 | 609.7602 | 0 | 762.1044 | -0.00070715 | 761.8791 | -0.00072164 | 761.8791 | -0.00069743 | 612.3619 | 2.8327e-05 | 762.1044 | 0 | 756.65 | -0.00072515 | 762.1044 | 0 | 609.7602 | 0.00297 | 762.1044 | 0 | 756.65 | -0.00084214 | 762.1044 | 0 | 756.65 | 0.00082357 | 762.1044 | 0 | 612.3619 | 0.32647 | 762.1044 | 0 | 612.3619 | 0.13029 | 762.1044 | 0 | 761.8791 | -0.0004194 | 910.9587 | 0.00443 | 761.8791 | 0.062268 | 910.4523 | 0 | 910.9587 | 0.61501 | 761.8791 | 0.0038 | 762.1044 | 0.0063224
| 609.8794 | 0.00145 | 762.3405 | 0.00076201 | 762.1155 | 0.00010752 | 609.8794 | 0.00053755 | 762.3405 | -0.00043166 | 762.1155 | 0.00037829 | 762.1155 | 0.00026914 | 612.4814 | 1.52e-05 | 762.3405 | 0.00053677 | 756.89 | 0.00032042 | 762.3405 | 0.00052788 | 609.8794 | 0.00278 | 762.3405 | 0.00015818 | 756.89 | 0.0004816 | 762.3405 | 0.0003541 | 756.89 | 0.00030341 | 762.3405 | 0.00028494 | 612.4814 | 0.33041 | 762.3405 | 0.00057548 | 612.4814 | 0.13169 | 762.3405 | 0.00026717 | 762.1155 | 0.00050266 | 911.1266 | 0.00579 | 762.1155 | 0.064495 | 910.6207 | 3.0002e-05 | 911.1266 | 0.6162 | 762.1155 | 0.00448 | 762.3405 | 0.0064921
| 609.9985 | 0 | 762.5767 | 0.00023194 | 762.3518 | -0.00032559 | 609.9985 | 0 | 762.5767 | -0.00068533 | 762.3518 | -0.00056751 | 762.3518 | -0.0006706 | 612.601 | 3.0153e-05 | 762.5767 | 0 | 757.12 | 0.00025296 | 762.5767 | 0 | 609.9985 | 0.00266 | 762.5767 | 0 | 757.12 | -0.0012941 | 762.5767 | 0 | 757.12 | -0.0018422 | 762.5767 | 0 | 612.601 | 0.33644 | 762.5767 | 0 | 612.601 | 0.13407 | 762.5767 | 0 | 762.3518 | -0.00052499 | 911.2945 | 0.00339 | 762.3518 | 0.06507 | 910.7891 | 0 | 911.2945 | 0.61936 | 762.3518 | 0.0034 | 762.5767 | 0.0061792
| 610.1177 | 6.8875e-05 | 762.8129 | -0.00010906 | 762.5882 | -0.00038072 | 610.1177 | 0.00179 | 762.8129 | 0.00043084 | 762.5882 | 0.00057153 | 762.5882 | 0.00034139 | 612.7206 | 1.52e-05 | 762.8129 | 0.00034585 | 757.36 | -0.0012648 | 762.8129 | 0.00063583 | 610.1177 | 0.00465 | 762.8129 | 0.00055193 | 757.36 | 0.0007076 | 762.8129 | 0.00011193 | 757.36 | -0.00021673 | 762.8129 | 0.00024647 | 612.7206 | 0.34248 | 762.8129 | 0.00038286 | 612.7206 | 0.13534 | 762.8129 | 0.00024915 | 762.5882 | 0.00025483 | 911.4624 | 0.00378 | 762.5882 | 0.067241 | 910.9575 | 5.0004e-05 | 911.4624 | 0.62288 | 762.5882 | 0.00417 | 762.8129 | 0.0066121
| 610.2368 | 0 | 763.0491 | -0.00077217 | 762.8246 | -8.8976e-05 | 610.2368 | 0 | 763.0491 | -4.9543e-06 | 762.8246 | -0.0011793 | 762.8246 | -0.00060535 | 612.8401 | 2.9022e-05 | 763.0491 | 0 | 757.6 | -0.00038786 | 763.0491 | 0 | 610.2368 | 0.00226 | 763.0491 | 0 | 757.6 | -0.00032556 | 763.0491 | 0 | 757.6 | -0.00041178 | 763.0491 | 0 | 612.8401 | 0.34894 | 763.0491 | 0 | 612.8401 | 0.13813 | 763.0491 | 0 | 762.8246 | -0.0003243 | 911.6302 | 0.00318 | 762.8246 | 0.066049 | 911.1259 | 0 | 911.6302 | 0.62718 | 762.8246 | 0.00389 | 763.0491 | 0.0060824
| 610.356 | 0.00051807 | 763.2853 | 0.00031923 | 763.061 | 0.00020468 | 610.356 | 0.00052021 | 763.2853 | 0.00043766 | 763.061 | 0.00032826 | 763.061 | 0.0003841 | 612.9597 | 1.3956e-05 | 763.2853 | 0.00063831 | 757.83 | 0.0015684 | 763.2853 | 0.00074352 | 610.356 | 0.00533 | 763.2853 | 0.00048201 | 757.83 | -3.4977e-05 | 763.2853 | 0.00014351 | 757.83 | -0.00096444 | 763.2853 | 0.00045935 | 612.9597 | 0.35454 | 763.2853 | 0.00067654 | 612.9597 | 0.14057 | 763.2853 | 0.00038376 | 763.061 | 0.00067457 | 911.7981 | 0.00459 | 763.061 | 0.067919 | 911.2944 | 6.9993e-05 | 911.7981 | 0.63011 | 763.061 | 0.00432 | 763.2853 | 0.0065521
| 610.4751 | 0 | 763.5215 | 0.00012922 | 763.2974 | -0.00053419 | 610.4751 | 0 | 763.5215 | -0.0014096 | 763.2974 | -0.0014697 | 763.2974 | -0.00075402 | 613.0793 | 2.7857e-05 | 763.5215 | 0 | 758.07 | 0.0001855 | 763.5215 | 0 | 610.4751 | 0.00328 | 763.5215 | 0 | 758.07 | 0.00073989 | 763.5215 | 0 | 758.07 | -5.4182e-05 | 763.5215 | 0 | 613.0793 | 0.36139 | 763.5215 | 0 | 613.0793 | 0.14368 | 763.5215 | 0 | 763.2974 | -0.00081996 | 911.966 | 0.00431 | 763.2974 | 0.069486 | 911.4628 | 0 | 911.966 | 0.63345 | 763.2974 | 0.00365 | 763.5215 | 0.0061593
| 610.5943 | 0.0005001 | 763.7577 | 0.00019988 | 763.5338 | -5.4626e-06 | 610.5943 | 0.00101 | 763.7577 | -0.00018531 | 763.5338 | 0.00024733 | 763.5338 | 0.00035677 | 613.1989 | 1.4102e-05 | 763.7577 | 0.00072104 | 758.3 | 0.0015684 | 763.7577 | 0.0005478 | 610.5943 | 0.003 | 763.7577 | 0.00015254 | 758.3 | 0.00054618 | 763.7577 | 0.00011325 | 758.3 | 0.0017988 | 763.7577 | 0.00052725 | 613.1989 | 0.36731 | 763.7577 | 0.0005148 | 613.1989 | 0.14524 | 763.7577 | 0.00045239 | 763.5338 | 0.0004266 | 912.1339 | 0.00672 | 763.5338 | 0.074728 | 911.6312 | 6.9993e-05 | 912.1339 | 0.63536 | 763.5338 | 0.00453 | 763.7577 | 0.0064902
| 610.7135 | 0 | 763.994 | -0.00077168 | 763.7702 | 0.00012595 | 610.7135 | 0 | 763.994 | -0.00069311 | 763.7702 | -0.0014071 | 763.7702 | -0.00069134 | 613.3184 | 2.6916e-05 | 763.9939 | 0 | 758.54 | -0.0013322 | 763.9939 | 0 | 610.7135 | 0.00115 | 763.9939 | 0.00013236 | 758.54 | -0.00093899 | 763.994 | 0 | 758.54 | -0.00070437 | 763.9939 | 0 | 613.3184 | 0.37412 | 763.9939 | 0 | 613.3184 | 0.14726 | 763.994 | 0 | 763.7702 | -0.00070014 | 912.3018 | 0.00487 | 763.7702 | 0.074768 | 911.7996 | 0 | 912.3018 | 0.63838 | 763.7702 | 0.00321 | 763.994 | 0.0060061
| 610.8327 | 0.00076961 | 764.2302 | 0.00095129 | 764.0066 | 0.00017568 | 610.8327 | 0.00146 | 764.2302 | -0.00061244 | 764.0066 | 3.4684e-05 | 764.0066 | 0.0004009 | 613.438 | 1.3172e-05 | 764.2302 | 0.00033988 | 758.78 | 0.0010961 | 764.2302 | 0.00059803 | 610.8327 | 0.00369 | 764.2302 | 0.00045752 | 758.78 | -0.00051927 | 764.2302 | 0.00050054 | 758.78 | 0.00069354 | 764.2302 | 0.00022007 | 613.438 | 0.37947 | 764.2302 | 0.00055453 | 613.438 | 0.14838 | 764.2302 | 0.00034643 | 764.0066 | 0.00079615 | 912.4697 | 0.00656 | 764.0066 | 0.07654 | 911.968 | 6.9993e-05 | 912.4697 | 0.6404 | 764.0066 | 0.00432 | 764.2302 | 0.0064017
| 610.9519 | 0 | 764.4664 | -0.0002261 | 764.243 | -0.0010666 | 610.9519 | 0 | 764.4664 | -0.00036036 | 764.243 | -0.0011996 | 764.243 | -0.00060053 | 613.5576 | 2.6838e-05 | 764.4664 | 0 | 759.01 | -0.00052277 | 764.4664 | 0 | 610.9519 | 0.00195 | 764.4664 | 0 | 759.01 | -0.0011973 | 764.4664 | 0 | 759.01 | 0.00036844 | 764.4664 | 0 | 613.5576 | 0.38597 | 764.4664 | 0 | 613.5576 | 0.1517 | 764.4664 | 0 | 764.243 | -0.0005465 | 912.6376 | 0.0048 | 764.243 | 0.076473 | 912.1365 | 0 | 912.6376 | 0.64427 | 764.243 | 0.00379 | 764.4664 | 0.0059221
| 611.0711 | 0.00037433 | 764.7027 | 0.00063433 | 764.4795 | 7.46e-06 | 611.0711 | 0.00175 | 764.7027 | 0.00041735 | 764.4795 | 2.2023e-05 | 764.4795 | 0.00050515 | 613.6772 | 1.4102e-05 | 764.7027 | 0.00034749 | 759.25 | -0.0022092 | 764.7027 | 0.00040314 | 611.0711 | 0.0032 | 764.7027 | 0.00064529 | 759.25 | -0.0021658 | 764.7027 | 0.00031491 | 759.25 | -0.001127 | 764.7027 | 0.00072385 | 613.6772 | 0.39041 | 764.7027 | 0.00064364 | 613.6772 | 0.154 | 764.7027 | 0.00041425 | 764.4795 | 0.00064339 | 912.8054 | 0.00594 | 764.4795 | 0.07999 | 912.3049 | 6.9993e-05 | 912.8054 | 0.64665 | 764.4795 | 0.00431 | 764.7027 | 0.0062631
| 611.1903 | 0 | 764.939 | 0.00020495 | 764.7159 | -0.00035983 | 611.1903 | 0 | 764.939 | -0.00049109 | 764.7159 | -0.00097867 | 764.7159 | -0.00073228 | 613.7968 | 2.7611e-05 | 764.939 | 0 | 759.49 | 0.00021923 | 764.939 | 0 | 611.1903 | 0.00158 | 764.939 | 0 | 759.49 | -0.0012941 | 764.939 | 0 | 759.49 | 0.00033593 | 764.939 | 0 | 613.7968 | 0.39558 | 764.939 | 0 | 613.7968 | 0.15723 | 764.939 | 0 | 764.7159 | -0.00032109 | 912.9733 | 0.00469 | 764.7159 | 0.078595 | 912.4733 | 0 | 912.9733 | 0.64982 | 764.7159 | 0.00342 | 764.939 | 0.0057143
| 611.3095 | 0.00118 | 765.1752 | 0.0011665 | 764.9524 | 0.00019135 | 611.3095 | 0.00147 | 765.1752 | -0.00019119 | 764.9524 | 0.00053543 | 764.9524 | 0.00041833 | 613.9164 | 1.3867e-05 | 765.1752 | 0.00054944 | 759.72 | 0.00099496 | 765.1752 | 0.00065119 | 611.3095 | 0.00369 | 765.1752 | 0.0009552 | 759.72 | 0.0024188 | 765.1752 | 0.00051064 | 759.72 | 0.0029691 | 765.1752 | 0.00040919 | 613.9164 | 0.40088 | 765.1752 | 0.00071595 | 613.9164 | 0.15858 | 765.1752 | 0.00045927 | 764.9524 | 0.0004292 | 913.1412 | 0.00513 | 764.9524 | 0.081461 | 912.6418 | 5.0004e-05 | 913.1412 | 0.65172 | 764.9524 | 0.00416 | 765.1752 | 0.0062432
| 611.4288 | 0 | 765.4115 | -0.00024729 | 765.1888 | -0.0011325 | 611.4288 | 0 | 765.4115 | -0.0013301 | 765.1888 | -0.0011918 | 765.1888 | -0.00069681 | 614.036 | 2.6132e-05 | 765.4115 | 0 | 759.96 | -0.0018044 | 765.4115 | 0 | 611.4288 | 0.00226 | 765.4115 | 0 | 759.96 | 0.00015874 | 765.4115 | 0 | 759.96 | -0.001192 | 765.4115 | 0 | 614.036 | 0.40844 | 765.4115 | 0 | 614.036 | 0.16181 | 765.4115 | 0 | 765.1889 | -0.00052691 | 913.3091 | 0.00596 | 765.1888 | 0.082749 | 912.8102 | 0 | 913.3091 | 0.6552 | 765.1889 | 0.00313 | 765.4115 | 0.0056798
| 611.548 | 0.00039229 | 765.6478 | 0.00084496 | 765.4253 | -0.00029288 | 611.548 | 0.00128 | 765.6478 | 0.00028837 | 765.4253 | 5.7508e-05 | 765.4253 | 0.0002486 | 614.1556 | 1.2411e-05 | 765.6478 | 0.00028054 | 760.2 | 0.00069142 | 765.6478 | 0.00047764 | 611.548 | 0.00261 | 765.6478 | 0.00059913 | 760.2 | -0.00039012 | 765.6478 | 0.00014116 | 760.2 | 0.0022214 | 765.6478 | 0.00039977 | 614.1556 | 0.41522 | 765.6478 | 0.00071982 | 614.1556 | 0.16381 | 765.6478 | 0.00024703 | 765.4253 | 0.00040791 | 913.477 | 0.00424 | 765.4253 | 0.083754 | 912.9787 | 6.9993e-05 | 913.477 | 0.65801 | 765.4253 | 0.00478 | 765.6478 | 0.0060612
| 611.6672 | 0 | 765.8842 | -0.00046883 | 765.6618 | -0.0017702 | 611.6672 | 0 | 765.8842 | -0.00023995 | 765.6618 | -0.00057884 | 765.6618 | -0.00074031 | 614.2752 | 2.6266e-05 | 765.8841 | 0 | 760.43 | 0.0001855 | 765.8841 | 0 | 611.6672 | 0.00419 | 765.8841 | 0 | 760.43 | 0.0015148 | 765.8842 | 0 | 760.43 | -0.00080189 | 765.8841 | 0 | 614.2752 | 0.42218 | 765.8841 | 0 | 614.2752 | 0.16661 | 765.8842 | 0 | 765.6618 | -0.00056281 | 913.6449 | 0.00427 | 765.6618 | 0.08624 | 913.1471 | 0 | 913.6449 | 0.66149 | 765.6618 | 0.00266 | 765.8842 | 0.0056101
| 611.7865 | 0.000554 | 766.1204 | 4.8348e-05 | 765.8983 | -0.00018326 | 611.7865 | 0.0021 | 766.1204 | 0.00026401 | 765.8983 | 0.00023169 | 765.8983 | 0.00035748 | 614.3948 | 1.3956e-05 | 766.1204 | 0.00020085 | 760.67 | 0.0020742 | 766.1204 | 0.00049596 | 611.7865 | 0.00408 | 766.1204 | 0.00056286 | 760.67 | 0.00032017 | 766.1204 | 0.00019412 | 760.67 | 0.00040094 | 766.1204 | 0.00051735 | 614.3948 | 0.42729 | 766.1204 | 0.0002822 | 614.3948 | 0.16826 | 766.1204 | 0.0002666 | 765.8983 | 0.00046173 | 913.8129 | 0.00397 | 765.8983 | 0.086747 | 913.3156 | 6.9993e-05 | 913.8129 | 0.66346 | 765.8983 | 0.00383 | 766.1204 | 0.0061884
| 611.9058 | 0 | 766.3568 | -3.8537e-05 | 766.1348 | -0.00031493 | 611.9058 | 0 | 766.3568 | -0.00060411 | 766.1348 | -0.0010933 | 766.1348 | -0.00069913 | 614.5144 | 2.9448e-05 | 766.3568 | 0 | 760.9 | 0.0010624 | 766.3568 | 0 | 611.9058 | 0.00397 | 766.3568 | 0 | 760.9 | -0.00064841 | 766.3568 | 0 | 760.9 | -0.00031426 | 766.3568 | 0 | 614.5144 | 0.4332 | 766.3568 | 0 | 614.5144 | 0.17152 | 766.3568 | 0 | 766.1348 | -0.00060435 | 913.9808 | 0.00322 | 766.1348 | 0.090669 | 913.484 | 0 | 913.9808 | 0.6661 | 766.1348 | 0.00281 | 766.3568 | 0.0055771
| 612.025 | 0.00073368 | 766.5931 | 0.00080806 | 766.3713 | -0.00036806 | 612.025 | 0.00139 | 766.5931 | -3.4693e-05 | 766.3713 | 0.0002531 | 766.3713 | 0.00022808 | 614.634 | 1.5592e-05 | 766.5931 | 0.00019737 | 761.14 | 0.00052277 | 766.5931 | 0.00066698 | 612.025 | 0.00295 | 766.5931 | 3.8961e-05 | 761.14 | -0.00058385 | 766.5931 | 0.00025383 | 761.14 | 0.00036844 | 766.5931 | 0.00060564 | 614.634 | 0.4381 | 766.5931 | 0.00073716 | 614.634 | 0.17455 | 766.5931 | 0.00017954 | 766.3713 | 0.00040601 | 914.1487 | 0.00415 | 766.3713 | 0.09123 | 913.6525 | 5.0004e-05 | 914.1487 | 0.6681 | 766.3713 | 0.00435 | 766.5931 | 0.0059757
| 612.1443 | 0 | 766.8294 | -0.0010773 | 766.6078 | -0.00039682 | 612.1443 | 0 | 766.8294 | -0.0014001 | 766.6078 | -0.00072914 | 766.6078 | -0.000728 | 614.7536 | 3.1901e-05 | 766.8294 | 0 | 761.38 | 0.0001855 | 766.8294 | 0 | 612.1443 | 0.00283 | 766.8294 | 0 | 761.38 | -0.0013909 | 766.8294 | 0 | 761.38 | -0.00080189 | 766.8294 | 0 | 614.7536 | 0.44407 | 766.8294 | 0 | 614.7536 | 0.17746 | 766.8294 | 0 | 766.6078 | -0.00020049 | 914.3166 | 0.00452 | 766.6078 | 0.091356 | 913.8209 | 0 | 914.3166 | 0.67155 | 766.6078 | 0.00049088 | 766.8294 | 0.0055197
| 612.2636 | 0.00116 | 767.0658 | 0.0011455 | 766.8443 | -0.00018566 | 612.2636 | 0.00076297 | 767.0658 | 0.00033611 | 766.8443 | -0.0001549 | 766.8443 | 0.00044218 | 614.8732 | 1.6398e-05 | 767.0658 | 0.00062649 | 761.61 | 0.0013322 | 767.0658 | 0.00043613 | 612.2636 | 0.00363 | 767.0658 | 0.0002316 | 761.61 | -0.00061613 | 767.0658 | 8.9872e-05 | 761.61 | 0.0027091 | 767.0658 | 0.00062917 | 614.8732 | 0.4493 | 767.0658 | 0.00081046 | 614.8732 | 0.1794 | 767.0658 | 0.00039859 | 766.8443 | 0.0004589 | 914.4845 | 0.00441 | 766.8443 | 0.094328 | 913.9894 | 5.0004e-05 | 914.4845 | 0.67345 | 766.8443 | 0.00623 | 767.0658 | 0.0059564
| 612.3829 | 0 | 767.3021 | -0.00018454 | 767.0809 | -0.00050451 | 612.3829 | 0 | 767.3021 | -0.00042493 | 767.0809 | -0.001132 | 767.0809 | -0.00063855 | 614.9928 | 3.0725e-05 | 767.3021 | 0 | 761.85 | -0.0029849 | 767.3021 | 0 | 612.3829 | 0.00365 | 767.3021 | 0 | 761.85 | -0.00080984 | 767.3021 | 0 | 761.85 | -0.00018422 | 767.3021 | 0 | 614.9928 | 0.45664 | 767.3021 | 0 | 614.9928 | 0.18264 | 767.3021 | 0 | 767.0809 | -0.0005072 | 914.6524 | 0.00455 | 767.0809 | 0.095036 | 914.1579 | 0 | 914.6524 | 0.67649 | 767.0809 | 0.00323 | 767.3021 | 0.0054354
| 612.5022 | 0.00115 | 767.5385 | 0.00052487 | 767.3174 | 0.00010617 | 612.5022 | 0.00111 | 767.5385 | -9.4257e-05 | 767.3174 | 0.00011918 | 767.3174 | 0.00031026 | 615.1124 | 1.4584e-05 | 767.5385 | 0.00037042 | 762.09 | 0.0010624 | 767.5385 | 0.00057575 | 612.5022 | 0.00351 | 767.5385 | 0.00072167 | 762.09 | 0.0018054 | 767.5385 | 0.00042482 | 762.09 | 0.0019614 | 767.5385 | 0.00083337 | 615.1124 | 0.46318 | 767.5385 | 0.0004537 | 615.1124 | 0.18591 | 767.5385 | 0.00043985 | 767.3174 | 0.00049486 | 914.8203 | 0.0035 | 767.3174 | 0.1001 | 914.3263 | 5.0004e-05 | 914.8203 | 0.67781 | 767.3174 | 0.00482 | 767.5385 | 0.0059729
| 612.6215 | 0 | 767.7749 | -0.00092566 | 767.554 | -0.0001873 | 612.6215 | 0 | 767.7749 | -0.00088504 | 767.554 | -0.00047879 | 767.554 | -0.00071259 | 615.2321 | 2.8921e-05 | 767.7749 | 0 | 762.32 | -0.0016695 | 767.7749 | 0 | 612.6215 | 0.00289 | 767.7749 | 0 | 762.32 | 0.001095 | 767.7749 | 0 | 762.32 | -5.4182e-05 | 767.7749 | 0 | 615.2321 | 0.47054 | 767.7749 | 0 | 615.2321 | 0.19 | 767.7749 | 0 | 767.554 | -0.00041872 | 914.9882 | 0.00436 | 767.554 | 0.098535 | 914.4948 | 0 | 914.9882 | 0.68096 | 767.554 | 0.00322 | 767.7749 | 0.0055109
| 612.7408 | 0 | 768.0113 | 0.00020111 | 767.7905 | -0.00015859 | 612.7408 | 0.00101 | 768.0113 | -0.00011966 | 767.7905 | 0.00048609 | 767.7905 | 0.00047768 | 615.3517 | 1.4573e-05 | 768.0113 | 0.00028129 | 762.56 | -0.0005565 | 768.0113 | 0.00041032 | 612.7408 | 0.00499 | 768.0113 | 0.00057683 | 762.56 | -0.0019076 | 768.0113 | 0 | 762.56 | -0.0014196 | 768.0113 | 0.00022757 | 615.3517 | 0.47575 | 768.0113 | 0.00057014 | 615.3517 | 0.1924 | 768.0113 | 0.00018206 | 767.7905 | 0.00043806 | 915.1562 | 0.00529 | 767.7905 | 0.1027 | 914.6633 | 5.0004e-05 | 915.1562 | 0.68269 | 767.7905 | 0.00406 | 768.0113 | 0.0057974
| 612.8601 | 0 | 768.2477 | 5.328e-05 | 768.0271 | -0.0011215 | 612.8601 | 0 | 768.2477 | -0.00076496 | 768.0271 | -0.0015988 | 768.0271 | -0.0007843 | 615.4713 | 2.9884e-05 | 768.2477 | 0 | 762.8 | -0.0018719 | 768.2477 | 0 | 612.8601 | 0.00294 | 768.2477 | 0 | 762.8 | -0.0012619 | 768.2477 | 0 | 762.8 | 1.0836e-05 | 768.2477 | 0 | 615.4713 | 0.48176 | 768.2477 | 0 | 615.4713 | 0.19544 | 768.2477 | 0 | 768.0271 | -0.00023074 | 915.3241 | 0.00432 | 768.0271 | 0.1034 | 914.8318 | 0 | 915.3241 | 0.68623 | 768.0271 | 0.00266 | 768.2477 | 0.0052925
| 612.9794 | 0.00076961 | 768.4841 | 0.0010253 | 768.2637 | 0.00061665 | 612.9794 | 0.00151 | 768.4841 | -0.00036828 | 768.2637 | 0.00041526 | 768.2637 | 0.00045857 | 615.5909 | 1.5614e-05 | 768.4841 | 0.00034198 | 763.03 | -0.0009275 | 768.4841 | 0.00049403 | 612.9794 | 0.00459 | 768.4841 | 0.00091799 | 763.03 | -0.0004547 | 768.4841 | 0.00049482 | 763.03 | 0.0027091 | 768.4841 | 0.00066153 | 615.5909 | 0.48627 | 768.4841 | 0.0010032 | 615.5909 | 0.19782 | 768.4841 | 0.00021161 | 768.2637 | 0.00061146 | 915.492 | 0.00957 | 768.2637 | 0.10801 | 915.0002 | 1.0001e-05 | 915.492 | 0.68842 | 768.2637 | 0.00435 | 768.4841 | 0.0058624
| 613.0988 | 0 | 768.7205 | 0.00050955 | 768.5003 | -0.00088112 | 613.0988 | 0 | 768.7205 | -0.0012055 | 768.5003 | -0.0011406 | 768.5003 | -0.00078898 | 615.7106 | 2.9257e-05 | 768.7205 | 0 | 763.27 | 0.0010624 | 768.7205 | 0 | 613.0988 | 0.00203 | 768.7205 | 0 | 763.27 | -0.0012296 | 768.7205 | 0 | 763.27 | -0.00034676 | 768.7205 | 0 | 615.7106 | 0.49113 | 768.7205 | 0 | 615.7106 | 0.20146 | 768.7205 | 0 | 768.5003 | -0.00063209 | 915.6599 | 0.00392 | 768.5003 | 0.10484 | 915.1687 | 0 | 915.6599 | 0.69205 | 768.5003 | 0.0031 | 768.7205 | 0.0051722
| 613.2181 | 0.00046416 | 768.9569 | 0.00063916 | 768.7369 | 0.00039754 | 613.2181 | 0.00146 | 768.9569 | -0.00022801 | 768.7369 | -0.00042104 | 768.7369 | 0.00063255 | 615.8302 | 1.3956e-05 | 768.9569 | 0.00029722 | 763.5 | 0.0012985 | 768.9569 | 0.0004696 | 613.2181 | 0.00445 | 768.9569 | 0.0003862 | 763.5 | 0.00083675 | 768.9569 | 0.00045171 | 763.5 | 0.00088859 | 768.9569 | 0.0006881 | 615.8302 | 0.49626 | 768.9569 | 0.00077189 | 615.8302 | 0.20436 | 768.9569 | 0.00058677 | 768.7369 | 0.00085928 | 915.8279 | 0.00471 | 768.7369 | 0.11046 | 915.3372 | 6.9993e-05 | 915.8279 | 0.69412 | 768.7369 | 0.00417 | 768.9569 | 0.0056598
| 613.3375 | 0 | 769.1934 | -0.00025433 | 768.9735 | -0.00088375 | 613.3375 | 0 | 769.1934 | -0.0011993 | 768.9735 | -0.0004212 | 768.9735 | -0.00086723 | 615.9498 | 2.835e-05 | 769.1933 | 0 | 763.74 | -0.0013322 | 769.1933 | 0 | 613.3375 | 0.00113 | 769.1933 | 0 | 763.74 | -0.0017461 | 769.1934 | 0 | 763.74 | -0.001127 | 769.1933 | 0 | 615.9498 | 0.50318 | 769.1933 | 0 | 615.9498 | 0.20851 | 769.1934 | 0 | 768.9735 | -0.00057585 | 915.9958 | 0.00445 | 768.9735 | 0.10758 | 915.5057 | 0 | 915.9958 | 0.69658 | 768.9735 | 0.00297 | 769.1934 | 0.005126
| 613.4568 | 0.00127 | 769.4298 | 0.0009001 | 769.2101 | 0.0008132 | 613.4568 | 0.00116 | 769.4298 | 0.00020528 | 769.2101 | 0.00076863 | 769.2101 | 0.000437 | 616.0694 | 1.4707e-05 | 769.4298 | 0.00040424 | 763.98 | -0.0022766 | 769.4298 | 0.00019099 | 613.4568 | 0.00445 | 769.4298 | 0.0008639 | 763.98 | -0.00097128 | 769.4298 | 0.00042196 | 763.98 | -0.0017771 | 769.4298 | 0.00074824 | 616.0694 | 0.50977 | 769.4298 | 0.00035044 | 616.0694 | 0.21231 | 769.4298 | 0.00038256 | 769.2101 | 0.0012 | 916.1637 | 0.00577 | 769.2101 | 0.11298 | 915.6742 | 5.0004e-05 | 916.1637 | 0.6982 | 769.2101 | 0.00382 | 769.4298 | 0.0056448
| 613.5762 | 0 | 769.6663 | -0.00055681 | 769.4467 | -0.00014509 | 613.5762 | 0 | 769.6663 | -0.00084151 | 769.4467 | -0.00046952 | 769.4467 | -0.00077912 | 616.1891 | 2.8585e-05 | 769.6662 | 0 | 764.21 | -0.001737 | 769.6662 | 0 | 613.5762 | 0.00212 | 769.6662 | 0 | 764.21 | -0.001165 | 769.6663 | 0 | 764.21 | -0.0026549 | 769.6662 | 0 | 616.1891 | 0.51649 | 769.6662 | 0 | 616.1891 | 0.21673 | 769.6663 | 0 | 769.4467 | -0.00053351 | 916.3317 | 0.00438 | 769.4467 | 0.11278 | 915.8427 | 0 | 916.3317 | 0.70146 | 769.4467 | 0.00285 | 769.6663 | 0.0051629
| 613.6956 | 0.00066181 | 769.9027 | 0.001344 | 769.6833 | -4.7279e-05 | 613.6956 | 0.00184 | 769.9027 | -0.00058326 | 769.6833 | 0.0002614 | 769.6833 | 0.00049605 | 616.3087 | 1.4158e-05 | 769.9027 | 0.00038124 | 764.45 | 0.0015684 | 769.9027 | 0.0010162 | 613.6956 | 0.00431 | 769.9027 | 0.00073205 | 764.45 | -3.4977e-05 | 769.9027 | 0.00020283 | 764.45 | 0.00040094 | 769.9027 | 0.00017062 | 616.3087 | 0.52275 | 769.9027 | 0.00045686 | 616.3087 | 0.22004 | 769.9027 | 0.00013752 | 769.6833 | 0.00038694 | 916.4996 | 0.00501 | 769.6833 | 0.11661 | 916.0112 | 1.0001e-05 | 916.4996 | 0.70388 | 769.6833 | 0.00389 | 769.9027 | 0.0054553
| 613.8149 | 0 | 770.1392 | -0.00046276 | 769.9199 | -0.00062736 | 613.8149 | 0 | 770.1392 | -0.00026594 | 769.9199 | -0.00044205 | 769.9199 | -0.00078103 | 616.4284 | 2.8271e-05 | 770.1392 | 0 | 764.69 | -0.0010287 | 770.1392 | 0 | 613.8149 | 0.00198 | 770.1392 | 0 | 764.69 | -0.0012619 | 770.1392 | 0 | 764.69 | -0.0022973 | 770.1392 | 0 | 616.4284 | 0.53041 | 770.1392 | 0 | 616.4284 | 0.22349 | 770.1392 | 0 | 769.9199 | -0.00041535 | 916.6676 | 0.00445 | 769.9199 | 0.11702 | 916.1797 | 0 | 916.6676 | 0.70686 | 769.9199 | 0.00257 | 770.1392 | 0.0051144
| 613.9343 | 0.00124 | 770.3757 | -1.6507e-05 | 770.1566 | 7.495e-05 | 613.9343 | 0.00236 | 770.3757 | 0.00050729 | 770.1566 | -5.3671e-05 | 770.1566 | 0.00044516 | 616.548 | 1.418e-05 | 770.3756 | 0.00013964 | 764.92 | 0.00042159 | 770.3756 | 0.00042528 | 613.9343 | 0.00428 | 770.3756 | 0.00096122 | 764.92 | -0.00035784 | 770.3757 | 0.0002951 | 764.92 | -0.0022648 | 770.3756 | 0.00078897 | 616.548 | 0.53705 | 770.3756 | 0.00060014 | 616.548 | 0.22681 | 770.3757 | 0.00042332 | 770.1566 | 0.00079967 | 916.8355 | 0.00522 | 770.1566 | 0.12055 | 916.3482 | 5.0004e-05 | 916.8355 | 0.7079 | 770.1566 | 0.00343 | 770.3757 | 0.0054417
| 614.0537 | 0 | 770.6121 | -0.00098897 | 770.3932 | -0.00049297 | 614.0537 | 0 | 770.6121 | -0.0001973 | 770.3932 | -0.0019698 | 770.3932 | -0.00081061 | 616.6677 | 2.8608e-05 | 770.6121 | 0 | 765.16 | -0.00062396 | 770.6121 | 0 | 614.0537 | 0.00078546 | 770.6121 | 0 | 765.16 | -0.0019076 | 770.6121 | 0 | 765.16 | -0.0033052 | 770.6121 | 0 | 616.6677 | 0.54383 | 770.6121 | 0 | 616.6677 | 0.23052 | 770.6121 | 0 | 770.3932 | -0.00042792 | 917.0034 | 0.00422 | 770.3932 | 0.12103 | 916.5167 | 0 | 917.0034 | 0.7103 | 770.3932 | 0.00317 | 770.6121 | 0.0049756
| 614.1731 | 0.00116 | 770.8486 | 0.00045326 | 770.6299 | -0.00012088 | 614.1731 | 0.00135 | 770.8486 | 9.8833e-05 | 770.6299 | -6.1205e-05 | 770.6299 | 0.00037409 | 616.7873 | 1.4494e-05 | 770.8486 | 0.00046825 | 765.4 | -0.00069142 | 770.8486 | 0.00046587 | 614.1731 | 0.00408 | 770.8486 | 0.00057353 | 765.4 | -0.00019641 | 770.8486 | 0.00018872 | 765.4 | 0.0015712 | 770.8486 | 0.00063975 | 616.7873 | 0.54972 | 770.8486 | 0.00050444 | 616.7873 | 0.23363 | 770.8486 | 0.00020484 | 770.6299 | 0.00044442 | 917.1714 | 0.00596 | 770.6299 | 0.12275 | 916.6852 | 6.9993e-05 | 917.1714 | 0.71107 | 770.6299 | 0.00393 | 770.8486 | 0.0054163
| 614.2926 | 0 | 771.0851 | 7.5489e-05 | 770.8666 | -0.0015612 | 614.2926 | 0 | 771.0851 | -6.0679e-05 | 770.8666 | -0.00112 | 770.8666 | -0.00079418 | 616.907 | 2.7644e-05 | 771.0851 | 0 | 765.63 | -0.0027488 | 771.0851 | 0 | 614.2926 | 0.00198 | 771.0851 | 0 | 765.63 | -0.0012619 | 771.0851 | 0 | 765.63 | -0.00018422 | 771.0851 | 0 | 616.907 | 0.55779 | 771.0851 | 0 | 616.907 | 0.2379 | 771.0851 | 0 | 770.8666 | -0.00085575 | 917.3393 | 0.00434 | 770.8666 | 0.12655 | 916.8537 | 0 | 917.3393 | 0.71339 | 770.8666 | 0.00319 | 771.0851 | 0.0049322
| 614.412 | 0 | 771.3217 | 0.00068149 | 771.1033 | -0.00042793 | 614.412 | 0.00053755 | 771.3217 | -0.00041845 | 771.1033 | 8.0084e-05 | 771.1033 | 0.00036291 | 617.0266 | 1.3217e-05 | 771.3216 | 0.00031038 | 765.87 | -1.6864e-05 | 771.3216 | 0.00050645 | 614.412 | 0.00397 | 771.3216 | 0.00030919 | 765.87 | -0.0015847 | 771.3217 | 0.0002642 | 765.87 | 0.00040094 | 771.3216 | 5.5797e-05 | 617.0266 | 0.56524 | 771.3216 | 0.00073207 | 617.0266 | 0.24136 | 771.3217 | 0.00032305 | 771.1033 | 0.00038121 | 917.5073 | 0.00345 | 771.1033 | 0.12814 | 917.0222 | 5.0004e-05 | 917.5073 | 0.7153 | 771.1033 | 0.00383 | 771.3217 | 0.0053119
| 614.5314 | 0 | 771.5582 | 0.00011816 | 771.3399 | 0.00060768 | 614.5314 | 0 | 771.5582 | -0.00058617 | 771.3399 | -0.00077028 | 771.3399 | -0.00075709 | 617.1463 | 2.7431e-05 | 771.5582 | 0 | 766.11 | -0.00011805 | 771.5582 | 0 | 614.5314 | 0.00232 | 771.5582 | 0 | 766.11 | -0.00013183 | 771.5582 | 0 | 766.11 | -0.0026224 | 771.5582 | 0 | 617.1463 | 0.5738 | 771.5582 | 0 | 617.1463 | 0.24532 | 771.5582 | 0 | 771.34 | -0.00053709 | 917.6752 | 0.00559 | 771.3399 | 0.13342 | 917.1907 | 0 | 917.6752 | 0.71975 | 771.34 | 0.00239 | 771.5582 | 0.004907
| 614.6508 | 0.00075165 | 771.7947 | -0.00063364 | 771.5766 | -0.00026823 | 614.6508 | 0.00064159 | 771.7947 | -2.1642e-05 | 771.5766 | 0.00012073 | 771.5766 | 0.00025526 | 617.2659 | 1.427e-05 | 771.7947 | 0.00059063 | 766.34 | 0.0016358 | 771.7947 | 0.00086561 | 614.6508 | 0.00315 | 771.7947 | 0.0003502 | 766.34 | 0.00067532 | 771.7947 | 0.00039466 | 766.34 | 0.00072604 | 771.7947 | 0.00057817 | 617.2659 | 0.58055 | 771.7947 | 0.00062267 | 617.2659 | 0.24728 | 771.7947 | 0.00020967 | 771.5766 | 0.0004738 | 917.8432 | 0.00464 | 771.5766 | 0.13342 | 917.3593 | 6.9993e-05 | 917.8432 | 0.72407 | 771.5766 | 0.00355 | 771.7947 | 0.0054369
| 614.7703 | 0 | 772.0312 | -5.4803e-05 | 771.8133 | -8.7704e-05 | 614.7703 | 0 | 772.0312 | -0.00043978 | 771.8133 | -0.00082334 | 771.8133 | -0.00062959 | 617.3856 | 2.8473e-05 | 772.0312 | 0 | 766.58 | 0.00038786 | 772.0312 | 0 | 614.7703 | 0.00303 | 772.0312 | 0 | 766.58 | -0.00042241 | 772.0312 | 0 | 766.58 | -0.0016472 | 772.0312 | 0 | 617.3856 | 0.58901 | 772.0312 | 0 | 617.3856 | 0.25138 | 772.0312 | 0 | 771.8134 | -0.00038124 | 918.0111 | 0.0042 | 771.8133 | 0.13075 | 917.5278 | 0 | 918.0111 | 0.72905 | 771.8134 | 0.00272 | 772.0312 | 0.0046917
| 614.8897 | 6.8875e-05 | 772.2678 | 0.00044992 | 772.0501 | -0.0012716 | 614.8897 | 0.00147 | 772.2678 | -1.8644e-05 | 772.0501 | 0.00021983 | 772.0501 | 0.00037628 | 617.5052 | 1.4259e-05 | 772.2678 | 0.00015475 | 766.82 | -0.00028669 | 772.2678 | 0.00063188 | 614.8897 | 0.00337 | 772.2678 | 0.00066064 | 766.82 | 0.0011273 | 772.2678 | 0.00054849 | 766.82 | 0.00033593 | 772.2678 | 0.0005703 | 617.5052 | 0.59576 | 772.2678 | 0.00064537 | 617.5052 | 0.25443 | 772.2678 | 0.00041987 | 772.0501 | 0.00056244 | 918.1791 | 0.00682 | 772.0501 | 0.13939 | 917.6963 | 5.0004e-05 | 918.1791 | 0.7316 | 772.0501 | 0.00362 | 772.2678 | 0.005227
| 615.0092 | 0 | 772.5043 | -0.00070344 | 772.2868 | -0.0001004 | 615.0092 | 0 | 772.5043 | -0.00016976 | 772.2868 | -0.00096568 | 772.2868 | -0.00084884 | 617.6249 | 2.8944e-05 | 772.5044 | 0 | 767.05 | -0.00025296 | 772.5044 | 0 | 615.0092 | 0.00405 | 772.5044 | 0 | 767.05 | 0.00073989 | 772.5043 | 0 | 767.05 | 0.0011812 | 772.5044 | 0 | 617.6249 | 0.60347 | 772.5044 | 0 | 617.6249 | 0.25941 | 772.5043 | 0 | 772.2868 | -0.00085625 | 918.347 | 0.00457 | 772.2868 | 0.13992 | 917.8648 | 0 | 918.347 | 0.73358 | 772.2868 | 0.0028 | 772.5043 | 0.0047498
| 615.1287 | 0.00188 | 772.7409 | 0.00060339 | 772.5235 | -0.00016037 | 615.1287 | 0.00062425 | 772.7409 | -0.00010338 | 772.5235 | -5.9872e-05 | 772.5235 | 0.00029851 | 617.7446 | 1.4841e-05 | 772.7409 | 0.00012582 | 767.29 | 0.00059023 | 772.7409 | 0.00055586 | 615.1287 | 0.00286 | 772.7409 | 0.00038631 | 767.29 | 0.0025157 | 772.7409 | 7.7447e-05 | 767.29 | 0.0009211 | 772.7409 | 0.00015208 | 617.7446 | 0.6095 | 772.7409 | 0.00053724 | 617.7446 | 0.26239 | 772.7409 | 0.00016644 | 772.5235 | 0.00036996 | 918.515 | 0.00406 | 772.5235 | 0.14629 | 918.0334 | 6.9993e-05 | 918.515 | 0.7338 | 772.5235 | 0.00327 | 772.7409 | 0.0052742
| 615.2481 | 0 | 772.9775 | -0.00013814 | 772.7602 | -0.00075842 | 615.2481 | 0 | 772.9775 | -0.00074371 | 772.7602 | -0.0015018 | 772.7602 | -0.00070248 | 617.8642 | 2.7924e-05 | 772.9775 | 0 | 767.53 | -0.00025296 | 772.9775 | 0 | 615.2481 | 0.00337 | 772.9775 | 0 | 767.53 | -0.0010681 | 772.9775 | 0 | 767.53 | -0.00063934 | 772.9775 | 0 | 617.8642 | 0.61761 | 772.9775 | 0 | 617.8642 | 0.26774 | 772.9775 | 0 | 772.7603 | -0.00056058 | 918.683 | 0.00436 | 772.7602 | 0.14577 | 918.2019 | 0 | 918.683 | 0.73524 | 772.7603 | 0.00249 | 772.9775 | 0.0049073
| 615.3676 | 0.00041025 | 773.2141 | 0.00058255 | 772.997 | 0.00069081 | 615.3676 | 0.00149 | 773.2141 | 0.00077228 | 772.997 | -0.00020169 | 772.997 | 0.00057014 | 617.9839 | 1.3217e-05 | 773.2141 | 0.00058044 | 767.76 | -8.4319e-05 | 773.2141 | 0.0011424 | 615.3676 | 0.00241 | 773.2141 | 0.0014174 | 767.76 | 0.00041703 | 773.2141 | 0.00047195 | 767.76 | -0.0015171 | 773.2141 | 0.00051039 | 617.9839 | 0.62502 | 773.2141 | 0.00091732 | 617.9839 | 0.27215 | 773.2141 | 0.00064206 | 772.997 | 0.00071514 | 918.8509 | 0.00545 | 772.997 | 0.14691 | 918.3705 | 5.0004e-05 | 918.8509 | 0.73523 | 772.997 | 0.00434 | 773.2141 | 0.0052177
| 615.4871 | 0 | 773.4507 | -0.00084222 | 773.2338 | -0.00025028 | 615.4871 | 0 | 773.4507 | -0.0010027 | 773.2338 | -0.00096729 | 773.2338 | -0.0007632 | 618.1036 | 2.6031e-05 | 773.4507 | 0 | 768 | -0.0015008 | 773.4507 | 0 | 615.4871 | 0.00243 | 773.4507 | 0 | 768 | -0.00093899 | 773.4507 | 0 | 768 | 0.00082357 | 773.4507 | 0 | 618.1036 | 0.63442 | 773.4507 | 0 | 618.1036 | 0.27808 | 773.4507 | 0 | 773.2337 | -0.00070693 | 919.0189 | 0.00547 | 773.2338 | 0.15346 | 918.539 | 0 | 919.0189 | 0.73673 | 773.2337 | -0.00025355 | 773.4507 | 0.004711
| 615.6066 | 0.00087741 | 773.6873 | 0.00069038 | 773.4705 | 0.00067414 | 615.6066 | 0.00165 | 773.6873 | 0.0001461 | 773.4705 | -0.0001158 | 773.4705 | 0.00045554 | 618.2233 | 1.3139e-05 | 773.6873 | 0.00088856 | 768.24 | -0.00096123 | 773.6873 | 0.00095592 | 615.6066 | 0.00255 | 773.6873 | 0.0006951 | 768.24 | 0.00012645 | 773.6873 | 0.00035053 | 768.24 | -0.00089942 | 773.6873 | 0.00045104 | 618.2233 | 0.64232 | 773.6873 | 0.00042049 | 618.2233 | 0.28129 | 773.6873 | 0.00036099 | 773.4705 | 0.00074689 | 919.1869 | 0.00496 | 773.4705 | 0.15226 | 918.7075 | 6.9993e-05 | 919.1869 | 0.73613 | 773.4705 | 0.00611 | 773.6873 | 0.0050712
| 615.7261 | 0 | 773.9239 | -0.00021658 | 773.7073 | -0.0015804 | 615.7261 | 0 | 773.9239 | -0.00049377 | 773.7073 | -0.00080698 | 773.7073 | -0.00074791 | 618.3429 | 2.7017e-05 | 773.9239 | 0 | 768.47 | -0.00065769 | 773.9239 | 0 | 615.7261 | 0.00087064 | 773.9239 | 0 | 768.47 | -0.002521 | 773.9239 | 0 | 768.47 | -0.001127 | 773.9239 | 0 | 618.3429 | 0.65213 | 773.9239 | 0 | 618.3429 | 0.28509 | 773.9239 | 0 | 773.7073 | -0.00074513 | 919.3548 | 0.00438 | 773.7073 | 0.155 | 918.8761 | 0 | 919.3548 | 0.73665 | 773.7073 | 0.00203 | 773.9239 | 0.0045294
| 615.8456 | 0.00073368 | 774.1605 | 7.1296e-05 | 773.9441 | 0.00047636 | 615.8456 | 0.00079764 | 774.1605 | 0.00036781 | 773.9441 | -0.00032054 | 773.9441 | 0.00045852 | 618.4626 | 1.4102e-05 | 774.1605 | 0.00054682 | 768.71 | 0.00035414 | 774.1605 | 0.00071798 | 615.8456 | 0.00397 | 774.1605 | 0.00064636 | 768.71 | 0.00093361 | 774.1605 | 0.00040924 | 768.71 | 0.00072604 | 774.1605 | 0.00036253 | 618.4626 | 0.66072 | 774.1605 | 0.00080573 | 618.4626 | 0.28743 | 774.1605 | 0.00039326 | 773.9441 | 0.00077406 | 919.5228 | 0.006 | 773.9441 | 0.1566 | 919.0446 | 6.9993e-05 | 919.5228 | 0.7353 | 773.9441 | 0.00401 | 774.1605 | 0.0048878
| 615.9651 | 0 | 774.3972 | 0.00022812 | 774.1809 | -0.0008034 | 615.9651 | 0 | 774.3972 | -0.00095677 | 774.1809 | -0.0019704 | 774.1809 | -0.00076355 | 618.5823 | 2.7723e-05 | 774.3972 | 0 | 768.95 | -0.00089378 | 774.3972 | 0 | 615.9651 | 0.00323 | 774.3972 | 0 | 768.95 | -0.0004547 | 774.3972 | 0 | 768.95 | 0.0015387 | 774.3972 | 0 | 618.5823 | 0.67142 | 774.3972 | 0 | 618.5823 | 0.29158 | 774.3972 | 0 | 774.1809 | -0.00053658 | 919.6908 | 0.00387 | 774.1809 | 0.15617 | 919.2132 | 0 | 919.6908 | 0.7366 | 774.1809 | 0.00236 | 774.3972 | 0.0044872
| 616.0847 | 0.00174 | 774.6338 | -0.00035969 | 774.4177 | -0.00069411 | 616.0847 | 0.0018 | 774.6338 | -0.00019714 | 774.4177 | 0.00068184 | 774.4177 | 0.00046569 | 618.702 | 1.3867e-05 | 774.6338 | 0.00024632 | 769.18 | 0.00069142 | 774.6338 | 0.00027974 | 616.0847 | 0.00315 | 774.6338 | 0.00035951 | 769.18 | -0.0010681 | 774.6338 | 7.1991e-05 | 769.18 | -0.00089942 | 774.6338 | 3.8165e-06 | 618.702 | 0.67959 | 774.6338 | 0.00038831 | 618.702 | 0.29492 | 774.6338 | 0.00043012 | 774.4176 | 0.00074279 | 919.8587 | 0.00538 | 774.4177 | 0.16324 | 919.3818 | 5.0004e-05 | 919.8587 | 0.73781 | 774.4176 | 0.00361 | 774.6338 | 0.0049683
| 616.2042 | 0 | 774.8704 | 4.7348e-05 | 774.6545 | -0.0002094 | 616.2042 | 0 | 774.8704 | -2.6736e-05 | 774.6545 | -0.00076591 | 774.6545 | -0.0005899 | 618.8217 | 2.6759e-05 | 774.8704 | 0 | 769.42 | -0.0013997 | 774.8704 | 0 | 616.2042 | 0.00206 | 774.8704 | 0 | 769.42 | 0.002096 | 774.8704 | 0 | 769.42 | -0.0024598 | 774.8704 | 0 | 618.8217 | 0.68865 | 774.8704 | 0 | 618.8217 | 0.30029 | 774.8704 | 0 | 774.6545 | -0.00117 | 920.0267 | 0.00594 | 774.6545 | 0.16632 | 919.5503 | 0 | 920.0267 | 0.74073 | 774.6545 | 0.00189 | 774.8704 | 0.0043875
| 616.3238 | 0.00058994 | 775.1071 | 3.5589e-05 | 774.8913 | 0.00049365 | 616.3238 | 0.00101 | 775.1071 | -2.1878e-05 | 774.8913 | 0.00049286 | 774.8913 | 0.00061134 | 618.9414 | 1.2993e-05 | 775.1071 | 0.000237 | 769.66 | 0.0019393 | 775.1071 | 0.00043984 | 616.3238 | 0.00221 | 775.1071 | 0.00065877 | 769.66 | -0.00048698 | 775.1071 | 0.00057942 | 769.66 | 0.0013763 | 775.1071 | 0.00010453 | 618.9414 | 0.69416 | 775.1071 | 0.00065077 | 618.9414 | 0.30419 | 775.1071 | 0.00026789 | 774.8913 | 0.00078661 | 920.1947 | 0.0048 | 774.8913 | 0.16752 | 919.7189 | 5.0004e-05 | 920.1947 | 0.74125 | 774.8913 | 0.00365 | 775.1071 | 0.0049432
| 616.4433 | 0 | 775.3438 | -0.00080222 | 775.1281 | -0.00091385 | 616.4433 | 0 | 775.3438 | -0.00067536 | 775.1281 | -0.0011668 | 775.1281 | -0.0008781 | 619.061 | 2.6737e-05 | 775.3438 | 0 | 769.89 | 0.00082632 | 775.3438 | 0 | 616.4433 | 0.00266 | 775.3438 | 0 | 769.89 | -0.00026098 | 775.3438 | 0 | 769.89 | -0.00080189 | 775.3438 | 0 | 619.061 | 0.70006 | 775.3438 | 0 | 619.061 | 0.30976 | 775.3438 | 0 | 775.1281 | -0.00036414 | 920.3627 | 0.00445 | 775.1281 | 0.16936 | 919.8874 | 0 | 920.3627 | 0.74171 | 775.1281 | 0.00207 | 775.3438 | 0.0043474
| 616.5629 | 0.00167 | 775.5804 | -3.969e-06 | 775.3649 | 0.00047869 | 616.5629 | 0.0013 | 775.5804 | -0.00022829 | 775.3649 | 0.00016401 | 775.3649 | 0.00044989 | 619.1807 | 1.4001e-05 | 775.5804 | 0.00062127 | 770.13 | 0.00052277 | 775.5804 | 0.0010397 | 616.5629 | 0.00249 | 775.5804 | 0.00082888 | 770.13 | -0.0004547 | 775.5804 | 0.0004156 | 770.13 | 0.00075855 | 775.5804 | 0.00076923 | 619.1807 | 0.70323 | 775.5804 | 0.0011251 | 619.1807 | 0.31357 | 775.5804 | 0.00049366 | 775.3649 | 0.0006127 | 920.5307 | 0.00526 | 775.3649 | 0.17206 | 920.056 | 5.0004e-05 | 920.5307 | 0.74121 | 775.3649 | 0.00291 | 775.5804 | 0.0050297
| 616.6824 | 0 | 775.8171 | 0.00012982 | 775.6018 | -0.00083593 | 616.6824 | 0 | 775.8171 | -0.00068037 | 775.6018 | -0.0012954 | 775.6018 | -0.00072036 | 619.3004 | 2.7958e-05 | 775.8171 | 0 | 770.37 | -0.0022092 | 775.8171 | 0 | 616.6824 | 0.00297 | 775.8171 | 0 | 770.37 | -0.0024564 | 775.8171 | 0 | 770.37 | -0.0011595 | 775.8171 | 0 | 619.3004 | 0.70902 | 775.8171 | 0 | 619.3004 | 0.31952 | 775.8171 | 0 | 775.6018 | -0.00016809 | 920.6987 | 0.00608 | 775.6018 | 0.17379 | 920.2246 | 0 | 920.6987 | 0.74147 | 775.6018 | 0.00244 | 775.8171 | 0.0042636
| 616.802 | 0.00078757 | 776.0538 | 0.0010096 | 775.8386 | -0.00094513 | 616.802 | 0.00088435 | 776.0538 | -0.00018358 | 775.8386 | -0.00024978 | 775.8386 | 0.00040296 | 619.4201 | 1.4337e-05 | 776.0538 | 0.00046039 | 770.6 | 0.0011299 | 776.0538 | 0.00056022 | 616.802 | 0.00354 | 776.0538 | 0.00081203 | 770.6 | -6.7263e-05 | 776.0538 | 0.00013575 | 770.6 | -0.00073687 | 776.0538 | 3.2499e-05 | 619.4201 | 0.71434 | 776.0538 | 0.00079993 | 619.4201 | 0.32247 | 776.0538 | 0.00031717 | 775.8386 | 0.00035252 | 920.8666 | 0.00401 | 775.8386 | 0.17829 | 920.3931 | 8.9995e-05 | 920.8666 | 0.74079 | 775.8386 | 0.00311 | 776.0538 | 0.0048195
| 616.9216 | 0 | 776.2905 | -0.0001261 | 776.0755 | -0.00088976 | 616.9216 | 0 | 776.2905 | 0.00052897 | 776.0755 | -0.00084825 | 776.0755 | -0.00076554 | 619.5398 | 2.9313e-05 | 776.2905 | 0 | 770.84 | -0.0013322 | 776.2905 | 0 | 616.9216 | 0.00306 | 776.2905 | 0 | 770.84 | 0.0017408 | 776.2905 | 0 | 770.84 | 0.00027091 | 776.2905 | 0 | 619.5398 | 0.72175 | 776.2905 | 0 | 619.5398 | 0.32579 | 776.2905 | 0 | 776.0755 | -0.00045182 | 921.0346 | 0.00482 | 776.0755 | 0.18639 | 920.5617 | 0 | 921.0346 | 0.74141 | 776.0755 | 0.00209 | 776.2905 | 0.0043845
| 617.0412 | 0.0012 | 776.5272 | -0.00059095 | 776.3123 | 2.5614e-05 | 617.0412 | 0.00189 | 776.5272 | 0.00010895 | 776.3123 | 0.00011505 | 776.3123 | 0.00054268 | 619.6595 | 1.539e-05 | 776.5272 | 0.00063537 | 771.08 | -0.00072515 | 776.5272 | 0.00026865 | 617.0412 | 0.00451 | 776.5272 | 0.00017618 | 771.08 | -0.00016412 | 776.5272 | 0.00026182 | 771.08 | -0.0013546 | 776.5272 | 0.0001899 | 619.6595 | 0.72927 | 776.5272 | 0.00088557 | 619.6595 | 0.32701 | 776.5272 | 0.00042709 | 776.3123 | 0.00095011 | 921.2026 | 0.00461 | 776.3123 | 0.18448 | 920.7303 | 6.9993e-05 | 921.2026 | 0.74285 | 776.3123 | 0.00333 | 776.5272 | 0.004832
| 617.1608 | 0 | 776.764 | -0.00033732 | 776.5492 | -0.0013974 | 617.1608 | 0 | 776.764 | -0.00057318 | 776.5492 | -0.001247 | 776.5492 | -0.00086876 | 619.7792 | 2.8271e-05 | 776.764 | 0 | 771.31 | -0.00021923 | 776.764 | 0 | 617.1608 | 0.00195 | 776.764 | 0 | 771.31 | -0.00013183 | 776.764 | 0 | 771.31 | -0.00044429 | 776.764 | 0 | 619.7792 | 0.73933 | 776.764 | 0 | 619.7792 | 0.33098 | 776.764 | 0 | 776.5492 | -0.00046778 | 921.3706 | 0.00464 | 776.5492 | 0.1882 | 920.8989 | 0 | 921.3706 | 0.74689 | 776.5492 | 0.00259 | 776.764 | 0.004294
| 617.2804 | 0.00042823 | 777.0007 | 0.00059174 | 776.7861 | -9.2887e-05 | 617.2804 | 0.00149 | 777.0007 | 5.8997e-05 | 776.7861 | 0.00034533 | 776.7861 | 0.00040228 | 619.8989 | 1.3139e-05 | 777.0007 | 0.00083727 | 771.55 | 0.00052277 | 777.0007 | 0.00086134 | 617.2804 | 0.00369 | 777.0007 | 0.00058117 | 771.55 | 0.0012242 | 777.0007 | 0.0006422 | 771.55 | -0.00086692 | 777.0007 | 0.00021642 | 619.8989 | 0.74861 | 777.0007 | 0.0013693 | 619.8989 | 0.3357 | 777.0007 | 0.00033602 | 776.7861 | 0.00106 | 921.5386 | 0.00336 | 776.7861 | 0.19081 | 921.0675 | 3.0002e-05 | 921.5386 | 0.75008 | 776.7861 | 0.00361 | 777.0007 | 0.0046593
| 617.4 | 0 | 777.2374 | -0.00025259 | 777.023 | -8.2665e-05 | 617.4 | 0 | 777.2374 | -0.00082985 | 777.023 | -0.00092539 | 777.023 | -0.0008347 | 620.0186 | 2.6311e-05 | 777.2374 | 0 | 771.79 | -0.0020405 | 777.2374 | 0 | 617.4 | 0.00078546 | 777.2374 | 0 | 771.79 | -0.001165 | 777.2374 | 0 | 771.79 | -0.0027849 | 777.2374 | 0 | 620.0186 | 0.75742 | 777.2374 | 0 | 620.0186 | 0.34187 | 777.2374 | 0 | 777.023 | -0.00045531 | 921.7066 | 0.00397 | 777.023 | 0.19385 | 921.2361 | 0 | 921.7066 | 0.75323 | 777.023 | 0.00206 | 777.2374 | 0.0042449
| 617.5196 | 0.00098522 | 777.4742 | 0.00086403 | 777.2599 | 0.00012445 | 617.5196 | 0.00113 | 777.4742 | 0.00010289 | 777.2599 | 0.00071265 | 777.2599 | 0.00039348 | 620.1383 | 1.3329e-05 | 777.4742 | 0.000301 | 772.02 | 0.00052277 | 777.4742 | 0.00053029 | 617.5196 | 0.00227 | 777.4742 | 0.00059094 | 772.02 | -0.0010358 | 777.4742 | 0.00042464 | 772.02 | -0.00018422 | 777.4742 | 0.00012675 | 620.1383 | 0.76416 | 777.4742 | 0.00028457 | 620.1383 | 0.3473 | 777.4742 | 0.00031266 | 777.2599 | 0.00030977 | 921.8746 | 0.00545 | 777.2599 | 0.2011 | 921.4046 | 0.00011 | 921.8746 | 0.75431 | 777.2599 | 0.00271 | 777.4742 | 0.0047835
| 617.6392 | 0 | 777.7109 | 0.00044818 | 777.4968 | -0.00082171 | 617.6392 | 0 | 777.7109 | -0.00058781 | 777.4968 | -0.00098189 | 777.4968 | -0.0007813 | 620.2581 | 2.6703e-05 | 777.7109 | 0 | 772.26 | -0.00038786 | 777.7109 | 0 | 617.6392 | 0.00345 | 777.7109 | 0 | 772.26 | -0.0010036 | 777.7109 | 0 | 772.26 | -0.0018422 | 777.7109 | 0 | 620.2581 | 0.77133 | 777.7109 | 0 | 620.2581 | 0.35353 | 777.7109 | 0 | 777.4968 | -0.00010683 | 922.0426 | 0.00543 | 777.4968 | 0.19697 | 921.5733 | 0 | 922.0426 | 0.7565 | 777.4968 | 0.00187 | 777.7109 | 0.0042563
| 617.7589 | 0 | 777.9477 | 0.0001848 | 777.7337 | 0.00025849 | 617.7589 | 0.00084967 | 777.9477 | -0.00013585 | 777.7337 | -0.00024881 | 777.7337 | 0.00043384 | 620.3778 | 1.3643e-05 | 777.9477 | 0.0002765 | 772.5 | 0.0001855 | 777.9477 | 0.00065852 | 617.7589 | 0.00309 | 777.9477 | 0.00096565 | 772.5 | 0.0021928 | 777.9477 | 0.00059334 | 772.5 | 0.0029042 | 777.9477 | 0.0010317 | 620.3778 | 0.77659 | 777.9477 | 0.0011202 | 620.3778 | 0.35901 | 777.9477 | 0.00049934 | 777.7337 | 0.00108 | 922.2106 | 0.00665 | 777.7337 | 0.20516 | 921.7418 | 3.0002e-05 | 922.2106 | 0.75842 | 777.7337 | 0.00363 | 777.9477 | 0.0046648
| 617.8785 | 0 | 778.1845 | -0.00022756 | 777.9706 | -0.00054362 | 617.8785 | 0 | 778.1845 | -0.00043614 | 777.9706 | -0.00052847 | 777.9706 | -0.00077442 | 620.4975 | 2.9369e-05 | 778.1845 | 0 | 772.73 | -0.00082632 | 778.1845 | 0 | 617.8785 | 0.0015 | 778.1845 | 0 | 772.73 | -0.0006807 | 778.1845 | 0 | 772.73 | -0.0017121 | 778.1845 | 0 | 620.4975 | 0.78276 | 778.1845 | 0 | 620.4975 | 0.36516 | 778.1845 | 0 | 777.9706 | -0.0002416 | 922.3786 | 0.00448 | 777.9706 | 0.20475 | 921.9104 | 0 | 922.3786 | 0.7622 | 777.9706 | 0.00178 | 778.1845 | 0.0041501
| 617.9982 | 0.00041025 | 778.4213 | 0.00032343 | 778.2076 | 0.00079388 | 617.9982 | 0.00084967 | 778.4213 | 0.00038397 | 778.2076 | 0.00033819 | 778.2076 | 0.00055811 | 620.6172 | 1.6096e-05 | 778.4213 | 0.00019761 | 772.97 | 0.0001855 | 778.4213 | 0.0010365 | 617.9982 | 0.00397 | 778.4213 | 0.0010966 | 772.97 | -0.0004547 | 778.4213 | 0.00064022 | 772.97 | -0.00031426 | 778.4213 | 0.00078015 | 620.6172 | 0.78807 | 778.4213 | 0.00071053 | 620.6172 | 0.37041 | 778.4213 | 0.00038441 | 778.2076 | 0.00051764 | 922.5466 | 0.00531 | 778.2076 | 0.21594 | 922.0791 | 1.0001e-05 | 922.5466 | 0.76579 | 778.2076 | 0.00315 | 778.4213 | 0.0047102
| 618.1178 | 0 | 778.6581 | -0.00041821 | 778.4445 | -0.00078895 | 618.1178 | 0 | 778.6581 | -0.00097983 | 778.4445 | -0.00057682 | 778.4445 | -0.00082191 | 620.7369 | 2.9078e-05 | 778.6581 | 0 | 773.21 | -0.00065769 | 778.6581 | 0 | 618.1178 | 0.00314 | 778.6581 | 0 | 773.21 | 0.00019102 | 778.6581 | 0 | 773.21 | -0.00096444 | 778.6581 | 0 | 620.7369 | 0.79664 | 778.6581 | 0 | 620.7369 | 0.37675 | 778.6581 | 0 | 778.4445 | -0.0006474 | 922.7146 | 0.00464 | 778.4445 | 0.21405 | 922.2477 | 0 | 922.7146 | 0.7707 | 778.4445 | 0.002 | 778.6581 | 0.004194
| 618.2375 | 0.0005001 | 778.8948 | 0.00015596 | 778.6815 | -0.00024955 | 618.2375 | 0.00091902 | 778.8948 | -0.00035046 | 778.6815 | 0.00016035 | 778.6815 | 0.00057184 | 620.8567 | 1.3352e-05 | 778.8949 | 0.00035086 | 773.44 | 1.6864e-05 | 778.8949 | 0.00061013 | 618.2375 | 0.00363 | 778.8949 | 0 | 773.44 | 0.0028062 | 778.8948 | 8.9527e-05 | 773.44 | -0.00021673 | 778.8949 | 0.00063448 | 620.8567 | 0.80437 | 778.8949 | 0.00030913 | 620.8567 | 0.38147 | 778.8948 | 0.00043013 | 778.6815 | 0.00047342 | 922.8826 | 0.0058 | 778.6815 | 0.21987 | 922.4163 | 8.9995e-05 | 922.8826 | 0.7742 | 778.6815 | 0.00301 | 778.8948 | 0.0044879
| 618.3572 | 0 | 779.1317 | 0.0002176 | 778.9184 | -0.0013294 | 618.3572 | 0 | 779.1317 | -0.00055599 | 778.9184 | -0.00076481 | 778.9184 | -0.00079391 | 620.9764 | 2.7924e-05 | 779.1317 | 0 | 773.68 | -5.0592e-05 | 779.1317 | 0 | 618.3572 | 0.00198 | 779.1317 | 0 | 773.68 | -0.00019641 | 779.1317 | 0 | 773.68 | -0.0013871 | 779.1317 | 0 | 620.9764 | 0.81287 | 779.1317 | 0 | 620.9764 | 0.38663 | 779.1317 | 0 | 778.9184 | -0.00060535 | 923.0506 | 0.00464 | 778.9184 | 0.2179 | 922.5849 | 0 | 923.0506 | 0.77735 | 778.9184 | 0.00208 | 779.1317 | 0.0037807
| 618.4769 | 0.00147 | 779.3685 | 0.0002707 | 779.1554 | 0.00020812 | 618.4769 | 0.0012 | 779.3685 | 0.00010155 | 779.1554 | 0.00020613 | 779.1554 | 0.00055174 | 621.0961 | 1.4785e-05 | 779.3685 | 0.00023547 | 773.92 | 0.00045532 | 779.3685 | 0.00079122 | 618.4769 | 0.00244 | 779.3685 | 0.0010403 | 773.92 | 0.0019991 | 779.3685 | 0.00049028 | 773.92 | -0.00037928 | 779.3685 | 0.00059815 | 621.0961 | 0.81884 | 779.3685 | 0.00091383 | 621.0961 | 0.39129 | 779.3685 | 0.00029263 | 779.1554 | 0.00078448 | 923.2186 | 0.00443 | 779.1554 | 0.21992 | 922.7535 | 5.0004e-05 | 923.2186 | 0.77912 | 779.1554 | 0.00299 | 779.3685 | 0.0044774
| 618.5965 | 0 | 779.6053 | -0.00056916 | 779.3923 | -0.0004809 | 618.5965 | 0 | 779.6053 | -0.00046417 | 779.3923 | -0.0011842 | 779.3923 | -0.00083711 | 621.2158 | 2.9336e-05 | 779.6053 | 0 | 774.15 | -0.00025296 | 779.6053 | 0 | 618.5965 | 0.0011 | 779.6053 | 0 | 774.15 | -0.00013183 | 779.6053 | 0 | 774.15 | 0.00020589 | 779.6053 | 0 | 621.2158 | 0.82732 | 779.6053 | 0 | 621.2158 | 0.39789 | 779.6054 | 0 | 779.3923 | -0.00078134 | 923.3867 | 0.00352 | 779.3923 | 0.225 | 922.9221 | 0 | 923.3867 | 0.78132 | 779.3923 | 0.00247 | 779.6053 | 0.003846
| 618.7162 | 0.0006079 | 779.8422 | 0.0001944 | 779.6293 | -0.00039502 | 618.7162 | 0.00076297 | 779.8422 | -0.00013939 | 779.6293 | 0.00047548 | 779.6293 | 0.00041235 | 621.3356 | 1.4651e-05 | 779.8422 | 0.00089416 | 774.39 | -0.0010624 | 779.8422 | 0.00044398 | 618.7162 | 0.00428 | 779.8422 | 0 | 774.39 | -0.00016412 | 779.8422 | 0.00014052 | 774.39 | -0.00067186 | 779.8422 | 0.00036985 | 621.3356 | 0.83581 | 779.8422 | 0.00062233 | 621.3356 | 0.40354 | 779.8422 | 0.00019532 | 779.6293 | 0.00078143 | 923.5547 | 0.00681 | 779.6293 | 0.2325 | 923.0907 | 5.0004e-05 | 923.5547 | 0.78224 | 779.6293 | 0.00392 | 779.8422 | 0.0044298
| 618.836 | 0 | 780.079 | -0.0003861 | 779.8663 | -0.00093346 | 618.836 | 0 | 780.079 | -0.00044699 | 779.8663 | -0.00099517 | 779.8663 | -0.0008875 | 621.4553 | 2.7667e-05 | 780.079 | 0 | 774.63 | 0.00065769 | 780.079 | 0 | 618.836 | 0.00238 | 780.079 | 0 | 774.63 | -0.0009067 | 780.079 | 0 | 774.63 | -0.0010295 | 780.079 | 0 | 621.4553 | 0.84532 | 780.079 | 0 | 621.4553 | 0.40972 | 780.079 | 0 | 779.8663 | -0.00103 | 923.7227 | 0.00403 | 779.8663 | 0.23889 | 923.2593 | 0 | 923.7227 | 0.78366 | 779.8663 | -0.00111 | 780.079 | 0.0038898
| 618.9557 | 0.0012 | 780.3159 | 0.00010857 | 780.1033 | 0.0013327 | 618.9557 | 0.00095371 | 780.3159 | 0.00022017 | 780.1033 | 0.00035939 | 780.1033 | 0.00069433 | 621.5751 | 1.3172e-05 | 780.3159 | 0.00086931 | 774.86 | 0.00045532 | 780.3159 | 0.0012832 | 618.9557 | 0.00346 | 780.3159 | 0.0017126 | 774.86 | 9.4169e-05 | 780.3159 | 0.00091078 | 774.86 | 0.0019939 | 780.3159 | 0.0006736 | 621.5751 | 0.85164 | 780.3159 | 0.0009234 | 621.5751 | 0.41519 | 780.3159 | 0.00048817 | 780.1033 | 0.00068103 | 923.8907 | 0.00492 | 780.1033 | 0.23766 | 923.428 | 5.0004e-05 | 923.8907 | 0.78385 | 780.1033 | 0.00576 | 780.3159 | 0.004469
| 619.0754 | 0 | 780.5527 | -0.00055367 | 780.3403 | -0.00045008 | 619.0754 | 0 | 780.5527 | -0.0010634 | 780.3403 | -0.0005233 | 780.3403 | -0.0008918 | 621.6948 | 2.7857e-05 | 780.5527 | 0 | 775.1 | -0.0016695 | 780.5527 | 0 | 619.0754 | 0.00089903 | 780.5527 | 0 | 775.1 | -0.0004547 | 780.5527 | 0 | 775.1 | 0.00017338 | 780.5527 | 0 | 621.6948 | 0.85832 | 780.5527 | 0 | 621.6948 | 0.42229 | 780.5527 | 0 | 780.3403 | -0.00022127 | 924.0587 | 0.00338 | 780.3403 | 0.24103 | 923.5966 | 0 | 924.0587 | 0.78553 | 780.3403 | 0.00156 | 780.5527 | 0.0038831
| 619.1951 | 0.0021 | 780.7896 | 6.617e-05 | 780.5773 | -0.0011014 | 619.1951 | 0.00137 | 780.7896 | 0.00014157 | 780.5773 | -0.00012105 | 780.5773 | 0.00051605 | 621.8145 | 1.5077e-05 | 780.7896 | 0.00016287 | 775.34 | 0.00015177 | 780.7896 | 0.00085134 | 619.1951 | 0.00544 | 780.7896 | 0 | 775.34 | -0.0013264 | 780.7896 | 0.00028805 | 775.34 | -0.0010945 | 780.7896 | 0.00027129 | 621.8145 | 0.8631 | 780.7896 | 0.00061769 | 621.8145 | 0.42919 | 780.7896 | 0.00034461 | 780.5773 | 0.00041701 | 924.2267 | 0.00443 | 780.5773 | 0.24452 | 923.7652 | 6.9993e-05 | 924.2267 | 0.78625 | 780.5773 | 0.00352 | 780.7896 | 0.0044161
| 619.3149 | 0 | 781.0265 | -0.0001297 | 780.8144 | -0.00078012 | 619.3149 | 0 | 781.0265 | -0.00026766 | 780.8144 | -0.00083956 | 780.8144 | -0.0010468 | 621.9343 | 2.9593e-05 | 781.0265 | 0 | 775.57 | 0.0011299 | 781.0265 | 0 | 619.3149 | 0.00385 | 781.0265 | 0 | 775.57 | 0.00067532 | 781.0265 | 0 | 775.57 | -0.0010945 | 781.0265 | 0 | 621.9343 | 0.86915 | 781.0265 | 0 | 621.9343 | 0.43652 | 781.0265 | 0 | 780.8144 | -0.00071707 | 924.3948 | 0.0036 | 780.8144 | 0.24572 | 923.9339 | 0 | 924.3948 | 0.78858 | 780.8144 | 0.00202 | 781.0265 | 0.0035932
| 619.4346 | 0.000554 | 781.2634 | -0.00028204 | 781.0514 | -0.00092021 | 619.4346 | 0.00123 | 781.2634 | -0.00012244 | 781.0514 | 0.00017698 | 781.0514 | 0.00052951 | 622.054 | 1.4886e-05 | 781.2634 | 0.00051978 | 775.81 | 0.001231 | 781.2634 | 0.00058263 | 619.4346 | 0.00323 | 781.2634 | 0.001137 | 775.81 | 0.0013533 | 781.2634 | 0.00071386 | 775.81 | 0.0038145 | 781.2634 | 0.00077773 | 622.054 | 0.87467 | 781.2634 | 0.00066006 | 622.054 | 0.44284 | 781.2634 | 0.00029473 | 781.0514 | 0.00036628 | 924.5628 | 0.00594 | 781.0514 | 0.25501 | 924.1025 | 5.0004e-05 | 924.5628 | 0.79068 | 781.0514 | 0.0032 | 781.2634 | 0.0044439
| 619.5544 | 0 | 781.5003 | -0.00072719 | 781.2884 | 0.00025914 | 619.5544 | 0 | 781.5003 | -0.0010007 | 781.2884 | -0.00092348 | 781.2884 | -0.00075136 | 622.1738 | 2.8249e-05 | 781.5003 | 0 | 776.05 | 0.00065769 | 781.5003 | 0.00013218 | 619.5544 | 0.00209 | 781.5003 | 0 | 776.05 | -0.00051927 | 781.5003 | 0 | 776.05 | -0.0019397 | 781.5003 | 0 | 622.1738 | 0.88258 | 781.5003 | 0 | 622.1738 | 0.4498 | 781.5003 | 0 | 781.2884 | -0.0001988 | 924.7308 | 0.00418 | 781.2884 | 0.25674 | 924.2711 | 0 | 924.7308 | 0.79444 | 781.2884 | 0.00168 | 781.5003 | 0.003713
| 619.6741 | 0.00109 | 781.7372 | 0.00017879 | 781.5255 | 0.00061003 | 619.6741 | 0.00116 | 781.7372 | 0.00028401 | 781.5255 | 0.00050873 | 781.5255 | 0.00061864 | 622.2935 | 1.3643e-05 | 781.7372 | 0.00086004 | 776.29 | 0.0026476 | 781.7372 | 0.00021013 | 619.6741 | 0.00354 | 781.7372 | 0.0012901 | 776.29 | 0.00051389 | 781.7372 | 0.00064997 | 776.29 | 0.0012137 | 781.7372 | 0.00082883 | 622.2935 | 0.88894 | 781.7372 | 0.00064247 | 622.2935 | 0.45579 | 781.7372 | 0.00055507 | 781.5255 | 0.00052298 | 924.8989 | 0.00545 | 781.5255 | 0.26238 | 924.4398 | 5.0004e-05 | 924.8989 | 0.79857 | 781.5255 | 0.00278 | 781.7372 | 0.0043721
| 619.7939 | 0 | 781.9741 | -0.00097421 | 781.7625 | -0.00091783 | 619.7939 | 0 | 781.9741 | -0.00018211 | 781.7625 | -0.00081614 | 781.7625 | -0.00089602 | 622.4133 | 2.8238e-05 | 781.9741 | 0 | 776.52 | -0.00038786 | 781.9741 | 0 | 619.7939 | 0.00144 | 781.9741 | 0 | 776.52 | 0.0022896 | 781.9741 | 0 | 776.52 | -0.00070437 | 781.9741 | 0 | 622.4133 | 0.89645 | 781.9741 | 0 | 622.4133 | 0.46182 | 781.9741 | 0 | 781.7626 | -0.0006097 | 925.0669 | 0.00443 | 781.7625 | 0.26621 | 924.6084 | 0 | 925.0669 | 0.8036 | 781.7626 | 0.00151 | 781.9741 | 0.0038866
| 619.9137 | 0.00080555 | 782.2111 | 0.00030143 | 781.9996 | -0.00033929 | 619.9137 | 0.00137 | 782.2111 | 0.00070132 | 781.9996 | 0.00038794 | 781.9996 | 0.00052711 | 622.533 | 1.4685e-05 | 782.211 | 0.00073571 | 776.76 | 0.00045532 | 782.211 | 0.00065322 | 619.9137 | 0.00351 | 782.211 | 0.00030066 | 776.76 | 0.0014502 | 782.2111 | 0.00030633 | 776.76 | 0.00085607 | 782.211 | 0.00058448 | 622.533 | 0.904 | 782.211 | 0.00057397 | 622.533 | 0.46712 | 782.2111 | 0.00050691 | 781.9996 | 0.00094617 | 925.2349 | 0.00385 | 781.9996 | 0.26946 | 924.7771 | 8.9995e-05 | 925.2349 | 0.80815 | 781.9996 | 0.00277 | 782.2111 | 0.0041582
| 620.0335 | 0 | 782.448 | -0.00011808 | 782.2367 | -0.00059488 | 620.0335 | 0 | 782.448 | -0.00090548 | 782.2367 | -0.00055833 | 782.2367 | -0.00095577 | 622.6528 | 2.9392e-05 | 782.448 | 0 | 777 | -0.0011973 | 782.448 | 0 | 620.0335 | 0.00297 | 782.448 | 0 | 777 | -0.0016815 | 782.448 | 0 | 777 | 0.00059601 | 782.448 | 0 | 622.6528 | 0.91558 | 782.448 | 0 | 622.6528 | 0.47376 | 782.448 | 0 | 782.2367 | -0.00070259 | 925.403 | 0.00522 | 782.2367 | 0.26992 | 924.9457 | 0 | 925.403 | 0.81308 | 782.2367 | 0.00199 | 782.448 | 0.0037079
| 620.1532 | 0.00069774 | 782.6849 | 0.00079251 | 782.4738 | 0.00022416 | 620.1532 | 0.00146 | 782.6849 | -0.00014958 | 782.4738 | 0.00037308 | 782.4738 | 0.00040438 | 622.7725 | 1.4819e-05 | 782.6849 | 0.00073882 | 777.23 | -5.0592e-05 | 782.6849 | 0.00092558 | 620.1532 | 0.0017 | 782.6849 | 0.00012102 | 777.23 | -0.00087442 | 782.6849 | 0.00052475 | 777.23 | -0.00054182 | 782.6849 | 0.00059764 | 622.7725 | 0.92657 | 782.6849 | 0.00046256 | 622.7725 | 0.48041 | 782.6849 | 0.00039958 | 782.4738 | 0.00074693 | 925.571 | 0.00561 | 782.4738 | 0.27685 | 925.1144 | 6.9993e-05 | 925.571 | 0.81526 | 782.4738 | 0.00285 | 782.6849 | 0.0041977
| 620.2731 | 0 | 782.9219 | -0.00037164 | 782.7109 | -0.00056699 | 620.2731 | 0 | 782.9219 | -5.4966e-05 | 782.7109 | -0.0009213 | 782.7109 | -0.00085799 | 622.8923 | 2.9907e-05 | 782.9219 | 0 | 777.47 | -0.0023104 | 782.9219 | 0 | 620.2731 | 0.00266 | 782.9219 | 0 | 777.47 | -0.00055155 | 782.9219 | 0 | 777.47 | 0.0010186 | 782.9219 | 0 | 622.8923 | 0.93659 | 782.9219 | 0 | 622.8923 | 0.48775 | 782.9219 | 0 | 782.7109 | -0.00088448 | 925.739 | 0.0042 | 782.7109 | 0.28357 | 925.283 | 0 | 925.739 | 0.81704 | 782.7109 | 0.00162 | 782.9219 | 0.0038044
| 620.3929 | 0.00069774 | 783.1589 | 0.00045615 | 782.948 | 0.00029218 | 620.3929 | 0.00113 | 783.1589 | -0.00036493 | 782.948 | 6.9054e-05 | 782.948 | 0.00056402 | 623.0121 | 1.5278e-05 | 783.1588 | 0.00092161 | 777.71 | 0.00015177 | 783.1588 | 0.00059538 | 620.3929 | 0.00266 | 783.1588 | 0.00045566 | 777.71 | 0.00032017 | 783.1589 | 0.00060803 | 777.71 | 0.004172 | 783.1588 | 0.00042468 | 623.0121 | 0.94309 | 783.1588 | 0.0010189 | 623.0121 | 0.49468 | 783.1589 | 0.00050751 | 782.948 | 0.00079152 | 925.9071 | 0.00462 | 782.948 | 0.27979 | 925.4517 | 8.9995e-05 | 925.9071 | 0.81549 | 782.948 | 0.00223 | 783.1589 | 0.0040902
| 620.5127 | 0 | 783.3958 | 0.00038483 | 783.1851 | -3.6391e-05 | 620.5127 | 0 | 783.3958 | -0.00058264 | 783.1851 | -0.001503 | 783.1851 | -0.001022 | 623.1318 | 2.7275e-05 | 783.3958 | 0 | 777.94 | -0.0022766 | 783.3958 | 0 | 620.5127 | 0.00155 | 783.3958 | 0 | 777.94 | -0.001165 | 783.3958 | 0 | 777.94 | -0.00067186 | 783.3958 | 0 | 623.1318 | 0.94714 | 783.3958 | 0 | 623.1318 | 0.502 | 783.3958 | 0 | 783.1851 | -0.00067771 | 926.0751 | 0.00489 | 783.1851 | 0.28735 | 925.6204 | 0 | 926.0751 | 0.81481 | 783.1851 | 0.00162 | 783.3958 | 0.0036423
| 620.6325 | 0.00080555 | 783.6328 | 0.0002856 | 783.4222 | 0.00013502 | 620.6325 | 0.00106 | 783.6328 | -0.0003036 | 783.4222 | 0.00027205 | 783.4222 | 0.0003628 | 623.2516 | 1.2523e-05 | 783.6328 | 0.00083759 | 778.18 | -0.0016358 | 783.6328 | 0.0010888 | 620.6325 | 0.00198 | 783.6328 | 0.00068392 | 778.18 | -0.00077756 | 783.6328 | 7.5393e-05 | 778.18 | 0.0016688 | 783.6328 | 8.5843e-05 | 623.2516 | 0.95019 | 783.6328 | 0.0003913 | 623.2516 | 0.50928 | 783.6328 | 0.00035297 | 783.4222 | 0.00027052 | 926.2432 | 0.00459 | 783.4222 | 0.29728 | 925.789 | 6.9993e-05 | 926.2432 | 0.81231 | 783.4222 | 0.00279 | 783.6328 | 0.0040544
| 620.7523 | 0 | 783.8698 | 0.00011607 | 783.6593 | -0.00014284 | 620.7523 | 0 | 783.8698 | -0.00083911 | 783.6593 | -0.0012676 | 783.6593 | -0.00093424 | 623.3714 | 2.6446e-05 | 783.8698 | 0 | 778.42 | 0.00072515 | 783.8698 | 0 | 620.7523 | 0.0013 | 783.8698 | 0 | 778.42 | -0.0023273 | 783.8698 | 0 | 778.42 | -0.00060684 | 783.8698 | 0 | 623.3714 | 0.95301 | 783.8698 | 0 | 623.3714 | 0.51698 | 783.8698 | 0 | 783.6593 | -0.00052139 | 926.4112 | 0.00459 | 783.6593 | 0.29878 | 925.9577 | 0 | 926.4112 | 0.81196 | 783.6593 | 0.00176 | 783.8698 | 0.00353
| 620.8722 | 0.00109 | 784.1068 | 0.0002535 | 783.8964 | -0.00014884 | 620.8722 | 1.7342e-05 | 784.1068 | 0.00027194 | 783.8964 | 2.7707e-05 | 783.8964 | 0.00054156 | 623.4911 | 1.455e-05 | 784.1068 | 0.00063195 | 778.65 | -0.0005565 | 784.1068 | 0.0010767 | 620.8722 | 0.00235 | 784.1068 | 0.00053358 | 778.65 | -0.00048698 | 784.1068 | 0.00052229 | 778.65 | 0.0017013 | 784.1068 | 0.00054429 | 623.4911 | 0.95692 | 784.1068 | 0.00082081 | 623.4911 | 0.524 | 784.1068 | 0.00022221 | 783.8964 | 0.00082729 | 926.5792 | 0.00637 | 783.8964 | 0.30782 | 926.1264 | 6.9993e-05 | 926.5792 | 0.81166 | 783.8964 | 0.00317 | 784.1068 | 0.0040291
| 620.992 | 0 | 784.3438 | -0.00031483 | 784.1336 | -0.0014857 | 620.992 | 0 | 784.3438 | -0.0011951 | 784.1336 | -0.00097045 | 784.1336 | -0.00091739 | 623.6109 | 2.9291e-05 | 784.3438 | 0 | 778.89 | -0.00089378 | 784.3438 | 0 | 620.992 | 0.00238 | 784.3438 | 0 | 778.89 | -0.00042241 | 784.3438 | 0 | 778.89 | 0.00079106 | 784.3438 | 0 | 623.6109 | 0.96234 | 784.3438 | 0 | 623.6109 | 0.53103 | 784.3438 | 0 | 784.1336 | -0.0016 | 926.7473 | 0.00513 | 784.1336 | 0.30383 | 926.295 | 0 | 926.7473 | 0.81289 | 784.1336 | 0.00165 | 784.3438 | 0.0033119
| 621.1119 | 0.00167 | 784.5808 | 0.00038577 | 784.3707 | -0.00021232 | 621.1119 | 0.00168 | 784.5808 | -0.00040343 | 784.3707 | -0.000148 | 784.3707 | 0.00042304 | 623.7307 | 1.5301e-05 | 784.5808 | 0.0006862 | 779.13 | 0.00048905 | 784.5808 | 0.00031338 | 621.1119 | 0.00178 | 784.5808 | 0.00089759 | 779.13 | -0.00061613 | 784.5808 | 0.00031793 | 779.13 | -0.0026224 | 784.5808 | 0.00088907 | 623.7307 | 0.96845 | 784.5808 | 0.0009472 | 623.7307 | 0.53623 | 784.5808 | 0.00027671 | 784.3707 | 0.00053858 | 926.9153 | 0.00413 | 784.3707 | 0.31242 | 926.4637 | 5.0004e-05 | 926.9153 | 0.81363 | 784.3707 | 0.00325 | 784.5808 | 0.0041121
| 621.2318 | 0 | 784.8179 | 0.00037357 | 784.6079 | -0.00036206 | 621.2318 | 0 | 784.8179 | -0.000318 | 784.6079 | -0.0012137 | 784.6079 | -0.00091675 | 623.8505 | 2.8003e-05 | 784.8178 | 0 | 779.37 | -0.00099496 | 784.8178 | 0 | 621.2318 | 0.00215 | 784.8178 | 0 | 779.37 | -0.0037156 | 784.8179 | 0 | 779.37 | -0.0012895 | 784.8178 | 0 | 623.8505 | 0.97567 | 784.8178 | 0 | 623.8505 | 0.54177 | 784.8179 | 0 | 784.6079 | -0.00075228 | 927.0834 | 0.0052 | 784.6079 | 0.31569 | 926.6324 | 0 | 927.0834 | 0.81517 | 784.6079 | 0.00208 | 784.8179 | 0.0034891
| 621.3516 | 0.00046416 | 785.0549 | -0.00020991 | 784.845 | 0.00018681 | 621.3516 | 0.00031212 | 785.0549 | -0.00021151 | 784.845 | 4.3434e-06 | 784.845 | 0.00040091 | 623.9702 | 1.2825e-05 | 785.0549 | 0.00019362 | 779.6 | 0.00072515 | 785.0549 | 0.00048595 | 621.3516 | 0.00238 | 785.0549 | 0.00084988 | 779.6 | -0.0028761 | 785.0549 | 0.00038372 | 779.6 | -0.0014521 | 785.0549 | 0.0004938 | 623.9702 | 0.98255 | 785.0549 | 0.0010372 | 623.9702 | 0.5461 | 785.0549 | 0.00051944 | 784.8451 | 0.00072803 | 927.2514 | 0.00473 | 784.845 | 0.32167 | 926.8011 | 5.0004e-05 | 927.2514 | 0.81604 | 784.8451 | 0.00252 | 785.0549 | 0.0039414
| 621.4715 | 0 | 785.2919 | -0.00042037 | 785.0822 | -0.00096899 | 621.4715 | 0 | 785.2919 | -0.00020834 | 785.0822 | -0.001533 | 785.0822 | -0.00078945 | 624.09 | 2.7174e-05 | 785.2919 | 0 | 779.84 | -0.0031197 | 785.2919 | 0 | 621.4715 | 0.00272 | 785.2919 | 0 | 779.84 | -0.00026098 | 785.2919 | 0 | 779.84 | 0.00033593 | 785.2919 | 0 | 624.09 | 0.99045 | 785.2919 | 0 | 624.09 | 0.55259 | 785.2919 | 0 | 785.0822 | -0.00054608 | 927.4195 | 0.00468 | 785.0822 | 0.32173 | 926.9698 | 0 | 927.4195 | 0.81888 | 785.0822 | 0.00217 | 785.2919 | 0.0034981
| 621.5914 | 0.00102 | 785.529 | 0.00014236 | 785.3194 | 9.2178e-05 | 621.5914 | 0.00123 | 785.529 | -0.0005971 | 785.3194 | 0.00048577 | 785.3194 | 0.00047696 | 624.2098 | 1.4348e-05 | 785.529 | 0.00013943 | 780.08 | -0.00011805 | 785.529 | 0.00041523 | 621.5914 | 0.00332 | 785.529 | 0.00062725 | 780.08 | -0.0019399 | 785.529 | 0.00025411 | 780.08 | -0.0013871 | 785.529 | 0.00060804 | 624.2098 | 0.99683 | 785.529 | 0.00055553 | 624.2098 | 0.55808 | 785.529 | 0.00023081 | 785.3194 | 0.00084226 | 927.5876 | 0.00536 | 785.3194 | 0.32914 | 927.1385 | 6.9993e-05 | 927.5876 | 0.82199 | 785.3194 | 0.00336 | 785.529 | 0.0039187
| 621.7113 | 0 | 785.7661 | -0.00035878 | 785.5566 | 9.431e-06 | 621.7113 | 0 | 785.7661 | -0.00051181 | 785.5566 | -0.00053216 | 785.5566 | -0.00085481 | 624.3296 | 2.7767e-05 | 785.766 | 0 | 780.31 | -1.6864e-05 | 785.766 | 0 | 621.7113 | 0.00167 | 785.766 | 0 | 780.31 | 0.0014824 | 785.7661 | 0 | 780.31 | -0.0012895 | 785.766 | 0 | 624.3296 | 1 | 785.766 | 0 | 624.3296 | 0.56469 | 785.766 | 0 | 785.5566 | -0.00080175 | 927.7556 | 0.00524 | 785.5566 | 0.33091 | 927.3071 | 0 | 927.7556 | 0.82658 | 785.5566 | 0.00195 | 785.7661 | 0.0032783
| 621.8312 | 0.00048213 | 786.0031 | 0.00078519 | 785.7938 | 0.00029189 | 621.8312 | 0.0018 | 786.0031 | 0.00066497 | 785.7938 | 0.00028667 | 785.7938 | 0.00053762 | 624.4494 | 1.3408e-05 | 786.0031 | 7.8697e-05 | 780.55 | -0.00099496 | 786.0031 | 0.00096806 | 621.8312 | 0.00119 | 786.0031 | 0.00095389 | 780.55 | 0.00064304 | 786.0031 | 0.00040021 | 780.55 | 0.002449 | 786.0031 | 0.00062784 | 624.4494 | 0.999 | 786.0031 | 0.00077992 | 624.4494 | 0.56944 | 786.0031 | 0.00023634 | 785.7938 | 0.00083162 | 927.9237 | 0.00478 | 785.7938 | 0.33983 | 927.4758 | 5.0004e-05 | 927.9237 | 0.82981 | 785.7938 | 0.00312 | 786.0031 | 0.0039085
| 621.9511 | 0 | 786.2402 | -5.32e-05 | 786.031 | -0.00072626 | 621.9511 | 0 | 786.2402 | -0.00099575 | 786.031 | -0.0017196 | 786.031 | -0.00095995 | 624.5692 | 2.9179e-05 | 786.2402 | 0 | 780.79 | 0.00079259 | 786.2402 | 0 | 621.9511 | 0.00249 | 786.2402 | 0 | 780.79 | -0.0020367 | 786.2402 | 0 | 780.79 | -0.00031426 | 786.2402 | 0 | 624.5692 | 0.99788 | 786.2402 | 0 | 624.5692 | 0.57589 | 786.2402 | 0 | 786.031 | -0.00114 | 928.0917 | 0.0048 | 786.031 | 0.34388 | 927.6445 | 0 | 928.0917 | 0.83413 | 786.031 | 0.00112 | 786.2402 | 0.0033541
| 622.071 | 0.00181 | 786.4773 | 0.00021306 | 786.2682 | 0.00052667 | 622.071 | 0.00038148 | 786.4773 | -0.00028512 | 786.2682 | 0.000636 | 786.2682 | 0.00044812 | 624.689 | 1.5883e-05 | 786.4773 | 0.00049451 | 781.02 | -0.0016695 | 786.4773 | 0.00083625 | 622.071 | 0.00354 | 786.4773 | 0.0010872 | 781.02 | -0.0031022 | 786.4773 | 0.00081543 | 781.02 | -0.0017121 | 786.4773 | 0.0006964 | 624.689 | 0.99644 | 786.4773 | 0.0010357 | 624.689 | 0.58251 | 786.4773 | 0.00047793 | 786.2682 | 0.00024646 | 928.2598 | 0.00501 | 786.2682 | 0.34946 | 927.8132 | 5.0004e-05 | 928.2598 | 0.83618 | 786.2682 | 0.00372 | 786.4773 | 0.0038871
| 622.191 | 0 | 786.7144 | -0.00061082 | 786.5054 | -0.0018132 | 622.191 | 0 | 786.7144 | -0.00078138 | 786.5054 | -0.00080241 | 786.5054 | -0.00096185 | 624.8088 | 3.0176e-05 | 786.7144 | 0 | 781.26 | -0.00045532 | 786.7144 | 0 | 622.191 | 0.00144 | 786.7144 | 0 | 781.26 | -0.00016412 | 786.7144 | 0 | 781.26 | 0.00062851 | 786.7144 | 0 | 624.8088 | 0.99634 | 786.7144 | 0 | 624.8088 | 0.59096 | 786.7144 | 0 | 786.5054 | -0.00076479 | 928.4279 | 0.00418 | 786.5054 | 0.35114 | 927.9819 | 0 | 928.4279 | 0.83869 | 786.5054 | -0.00149 | 786.7144 | 0.0032589
| 622.3109 | 0.00102 | 786.9515 | 4.7122e-05 | 786.7427 | 0.00026362 | 622.3109 | 0.0016 | 786.9515 | -0.00017862 | 786.7427 | -0.00025815 | 786.7427 | 0.00032003 | 624.9286 | 1.4416e-05 | 786.9515 | 0.00073762 | 781.5 | -0.0010287 | 786.9515 | 0.0010097 | 622.3109 | 0.00283 | 786.9515 | 0.00070748 | 781.5 | 0.00041703 | 786.9515 | 0.00048887 | 781.5 | 0.0010836 | 786.9515 | 0.00078742 | 624.9286 | 0.99481 | 786.9515 | 0.0010466 | 624.9286 | 0.59875 | 786.9515 | 0.00042309 | 786.7427 | 0.00087134 | 928.5959 | 0.00415 | 786.7427 | 0.35767 | 928.1506 | 3.0002e-05 | 928.5959 | 0.83855 | 786.7427 | 0.00532 | 786.9515 | 0.0038489
| 622.4308 | 0 | 787.1886 | 0.0003253 | 786.9799 | -0.00071395 | 622.4308 | 0 | 787.1886 | -0.00042678 | 786.9799 | -0.00099418 | 786.9799 | -0.00098517 | 625.0484 | 2.7465e-05 | 787.1886 | 0 | 781.74 | -0.0019393 | 787.1886 | 0 | 622.4308 | 0.00328 | 787.1886 | 0 | 781.74 | -0.0031345 | 787.1886 | 0 | 781.74 | -0.0014196 | 787.1886 | 0 | 625.0484 | 0.99554 | 787.1886 | 0 | 625.0484 | 0.60656 | 787.1886 | 0 | 786.9799 | -0.00040554 | 928.764 | 0.00408 | 786.9799 | 0.35726 | 928.3193 | 0 | 928.764 | 0.84105 | 786.9799 | 0.0016 | 787.1886 | 0.0033183
| 622.5508 | 0.00129 | 787.4257 | 0.00016997 | 787.2172 | 0.00013831 | 622.5508 | 0.00093636 | 787.4257 | -9.1283e-05 | 787.2172 | 0.00034083 | 787.2172 | 0.00067117 | 625.1682 | 1.3195e-05 | 787.4257 | 0.00093265 | 781.97 | -0.0017032 | 787.4257 | 0.0011371 | 622.5508 | 0.00437 | 787.4257 | 0.00083965 | 781.97 | -0.00032556 | 787.4257 | 0.00025866 | 781.97 | -0.0015496 | 787.4257 | 0.00064641 | 625.1682 | 0.99624 | 787.4257 | 0.00082688 | 625.1682 | 0.61375 | 787.4257 | 0.0003906 | 787.2172 | 0.00066123 | 928.9321 | 0.00408 | 787.2172 | 0.36653 | 928.4881 | 8.9995e-05 | 928.9321 | 0.84257 | 787.2172 | 0.00337 | 787.4257 | 0.0039453
| 622.6707 | 0 | 787.6628 | -0.00032669 | 787.4544 | -0.00082344 | 622.6707 | 0 | 787.6628 | -0.00061823 | 787.4544 | -0.0019143 | 787.4544 | -0.001062 | 625.288 | 2.6726e-05 | 787.6629 | 0 | 782.21 | -0.00015177 | 787.6629 | 0 | 622.6707 | 0.00215 | 787.6629 | 0 | 782.21 | 0.00015874 | 787.6628 | 0 | 782.21 | 0.00043346 | 787.6629 | 0 | 625.288 | 0.99798 | 787.6629 | 0 | 625.288 | 0.62123 | 787.6628 | 0 | 787.4544 | -0.000705 | 929.1001 | 0.00621 | 787.4544 | 0.36686 | 928.6568 | 0 | 929.1001 | 0.8462 | 787.4544 | 0.0013 | 787.6628 | 0.0031705
| 622.7907 | 0.00102 | 787.9 | 0.00027786 | 787.6917 | 0.00012645 | 622.7907 | 0.0007803 | 787.9 | -0.00048202 | 787.6917 | 0.00032541 | 787.6917 | 0.00058556 | 625.4078 | 1.3609e-05 | 787.9 | 0.00048892 | 782.45 | -0.00021923 | 787.9 | 0.00085678 | 622.7907 | 0.00323 | 787.9 | 0.0015752 | 782.45 | -0.00051927 | 787.9 | 0.00053544 | 782.45 | -0.00041178 | 787.9 | 0.00053737 | 625.4078 | 0.99783 | 787.9 | 0.0012411 | 625.4078 | 0.62669 | 787.9 | 0.00042046 | 787.6917 | 0.00109 | 929.2682 | 0.00584 | 787.6917 | 0.37505 | 928.8255 | 5.0004e-05 | 929.2682 | 0.84777 | 787.6917 | 0.00261 | 787.9 | 0.0037503
| 622.9107 | 0 | 788.1371 | -0.00063388 | 787.9289 | -0.00087234 | 622.9107 | 0 | 788.1371 | -0.00062312 | 787.9289 | -0.0005613 | 787.9289 | -0.00088392 | 625.5276 | 2.6894e-05 | 788.1371 | 0 | 782.68 | -0.00011805 | 788.1371 | 0 | 622.9107 | 0.00294 | 788.1371 | 0 | 782.68 | -0.0033928 | 788.1371 | 0 | 782.68 | -0.0017121 | 788.1371 | 0 | 625.5276 | 0.99727 | 788.1371 | 0 | 625.5276 | 0.63297 | 788.1372 | 0 | 787.9289 | -0.00074306 | 929.4363 | 0.00526 | 787.9289 | 0.37819 | 928.9942 | 0 | 929.4363 | 0.84911 | 787.9289 | 0.00126 | 788.1371 | 0.0032659
| 623.0307 | 0.00142 | 788.3743 | 0.00064621 | 788.1662 | 0.00088576 | 623.0307 | 0.00084967 | 788.3743 | 0.00028386 | 788.1662 | 0.00093624 | 788.1662 | 0.00048865 | 625.6474 | 1.3408e-05 | 788.3743 | 0.00045564 | 782.92 | 0.001366 | 788.3743 | 0.00087834 | 623.0307 | 0.0021 | 788.3743 | 0.00074768 | 782.92 | -0.00087442 | 788.3743 | 0.00050926 | 782.92 | 0.00098612 | 788.3743 | 0.00078565 | 625.6474 | 0.99476 | 788.3743 | 0.00070816 | 625.6474 | 0.6388 | 788.3743 | 0.00027947 | 788.1662 | 0.00028059 | 929.6044 | 0.00394 | 788.1662 | 0.38897 | 929.1629 | 6.9993e-05 | 929.6044 | 0.8484 | 788.1662 | 0.003 | 788.3743 | 0.0036789
| 623.1507 | 0 | 788.6115 | 7.2629e-05 | 788.4035 | -0.00040336 | 623.1507 | 0 | 788.6115 | -5.517e-05 | 788.4035 | -0.0010071 | 788.4035 | -0.00090039 | 625.7672 | 2.5718e-05 | 788.6115 | 0 | 783.16 | 0.0019057 | 788.6115 | 0 | 623.1507 | 0.00132 | 788.6115 | 0 | 783.16 | -0.00061613 | 788.6115 | 0 | 783.16 | -0.0012245 | 788.6115 | 0 | 625.7672 | 0.99217 | 788.6115 | 0 | 625.7672 | 0.64767 | 788.6114 | 0 | 788.4035 | -0.0008142 | 929.7725 | 0.00693 | 788.4035 | 0.39333 | 929.3317 | 0 | 929.7725 | 0.84952 | 788.4035 | 0.00048523 | 788.6115 | 0.003165
| 623.2707 | 0.00042823 | 788.8486 | 0.00087639 | 788.6408 | 0.00020659 | 623.2707 | 0.00123 | 788.8486 | 0.00057389 | 788.6408 | 1.0003e-05 | 788.6408 | 0.00063228 | 625.887 | 1.2411e-05 | 788.8487 | 0.00020012 | 783.4 | -0.00079259 | 788.8487 | 0.00086656 | 623.2707 | 0.00164 | 788.8487 | 0.0011042 | 783.4 | -0.00029326 | 788.8486 | 0.00041699 | 783.4 | 0.0012137 | 788.8487 | 0.0010054 | 625.887 | 0.98726 | 788.8487 | 0.0006472 | 625.887 | 0.65482 | 788.8486 | 0.00030459 | 788.6408 | 0.00080861 | 929.9405 | 0.00633 | 788.6408 | 0.39592 | 929.5004 | 6.9993e-05 | 929.9405 | 0.85157 | 788.6408 | 0.00235 | 788.8486 | 0.003662
| 623.3907 | 0 | 789.0858 | 0.000177 | 788.8781 | -0.0013054 | 623.3907 | 0 | 789.0858 | -0.00046861 | 788.8781 | -0.0014191 | 788.8781 | -0.0011324 | 626.0068 | 2.5561e-05 | 789.0858 | 0 | 783.63 | -0.00032042 | 789.0858 | 0 | 623.3907 | 0.00158 | 789.0858 | 0 | 783.63 | 0.0018376 | 789.0858 | 0 | 783.63 | -0.00099695 | 789.0858 | 0 | 626.0068 | 0.98294 | 789.0858 | 0 | 626.0068 | 0.66314 | 789.0858 | 0 | 788.8781 | -9.3576e-05 | 930.1086 | 0.00469 | 788.8781 | 0.40205 | 929.6691 | 0 | 930.1086 | 0.85584 | 788.8781 | 0.00164 | 789.0858 | 0.003106
| 623.5107 | 0.00127 | 789.3231 | 8.1508e-05 | 789.1154 | -0.00024825 | 623.5107 | 0.00065893 | 789.3231 | -0.00032833 | 789.1154 | 0.00028333 | 789.1154 | 0.00045147 | 626.1267 | 1.3228e-05 | 789.323 | 0.00069575 | 783.87 | 1.6864e-05 | 789.323 | 0.00039748 | 623.5107 | 0.00351 | 789.323 | 0.00099789 | 783.87 | 0.00035245 | 789.3231 | 0.00028579 | 783.87 | 0.0015712 | 789.323 | 0.00049072 | 626.1267 | 0.97778 | 789.323 | 0.0012244 | 626.1267 | 0.6686 | 789.3231 | 0.00022078 | 789.1154 | 0.00041769 | 930.2767 | 0.00528 | 789.1154 | 0.41201 | 929.8379 | 6.9993e-05 | 930.2767 | 0.85887 | 789.1154 | 0.00258 | 789.3231 | 0.0036179
| 623.6307 | 0 | 789.5602 | -0.00041433 | 789.3528 | 0.00023836 | 623.6307 | 0 | 789.5602 | -0.00063535 | 789.3528 | -0.000854 | 789.3528 | -0.00085923 | 626.2465 | 2.7118e-05 | 789.5602 | 0 | 784.11 | 0.00032042 | 789.5602 | 0 | 623.6307 | 0.0026 | 789.5602 | 0 | 784.11 | -0.0020045 | 789.5602 | 0 | 784.11 | 0.0028717 | 789.5602 | 0 | 626.2465 | 0.97589 | 789.5602 | 0 | 626.2465 | 0.67671 | 789.5602 | 0 | 789.3528 | -0.00067177 | 930.4448 | 0.0068 | 789.3528 | 0.41175 | 930.0066 | 0 | 930.4448 | 0.86254 | 789.3528 | 0.00129 | 789.5602 | 0.0029278
| 623.7508 | 0.00179 | 789.7974 | 0.00090622 | 789.5901 | -1.7768e-05 | 623.7508 | 0.0014 | 789.7974 | 0.00021788 | 789.5901 | 0.00033722 | 789.5901 | 0.00038701 | 626.3663 | 1.3979e-05 | 789.7975 | 0.00086584 | 784.34 | 0.00032042 | 789.7975 | 0.00053011 | 623.7508 | 0.00139 | 789.7975 | 0.00034105 | 784.34 | -0.00035784 | 789.7974 | 0.00046367 | 784.34 | -5.4182e-05 | 789.7975 | 0.00111 | 626.3663 | 0.97427 | 789.7975 | 0.00077766 | 626.3663 | 0.68363 | 789.7974 | 0.00033036 | 789.5901 | 0.00074328 | 930.6129 | 0.00545 | 789.5901 | 0.41747 | 930.1753 | 3.0002e-05 | 930.6129 | 0.86511 | 789.5901 | 0.0024 | 789.7974 | 0.0036028
| 623.8708 | 0 | 790.0347 | 1.6734e-05 | 789.8274 | -0.0007029 | 623.8708 | 0 | 790.0347 | -0.00026641 | 789.8274 | -0.00020271 | 789.8274 | -0.00098772 | 626.4861 | 2.8764e-05 | 790.0347 | 0 | 784.58 | -0.00025296 | 790.0347 | 0 | 623.8708 | 0.00314 | 790.0347 | 0 | 784.58 | -0.0013587 | 790.0347 | 0 | 784.58 | -0.00037928 | 790.0347 | 0 | 626.4861 | 0.97514 | 790.0347 | 0 | 626.4861 | 0.69357 | 790.0347 | 0 | 789.8274 | -0.00111 | 930.781 | 0.00415 | 789.8274 | 0.4238 | 930.3441 | 0 | 930.781 | 0.8695 | 789.8274 | 0.00189 | 790.0347 | 0.0028926
| 623.9908 | 0.00136 | 790.2719 | 0.00056158 | 790.0648 | -0.00012641 | 623.9908 | 0.00031212 | 790.2719 | -0.0002576 | 790.0648 | -0.00050832 | 790.0648 | 0.00057056 | 626.606 | 1.4886e-05 | 790.2719 | 0.0005216 | 784.82 | 0.0010624 | 790.2719 | 0.00023629 | 623.9908 | 0.00261 | 790.2719 | 0.00039141 | 784.82 | -0.0012941 | 790.2719 | 0.00042303 | 784.82 | -0.00015171 | 790.2719 | 0.00088481 | 626.606 | 0.97313 | 790.2719 | 0.00094586 | 626.606 | 0.70076 | 790.2719 | 0.00024443 | 790.0648 | 0.00067377 | 930.9491 | 0.00515 | 790.0648 | 0.42908 | 930.5128 | 6.9993e-05 | 930.9491 | 0.8727 | 790.0648 | 0.00288 | 790.2719 | 0.0036863
| 624.1109 | 0 | 790.5092 | 0.00018114 | 790.3021 | -0.0006502 | 624.1109 | 0 | 790.5092 | -0.0011097 | 790.3021 | -0.00099374 | 790.3021 | -0.00096604 | 626.7258 | 2.9414e-05 | 790.5091 | 0 | 785.06 | -0.0011973 | 790.5091 | 0 | 624.1109 | 0.00263 | 790.5091 | 0 | 785.06 | 0.00044931 | 790.5092 | 0 | 785.06 | -0.00063934 | 790.5091 | 0 | 626.7258 | 0.96927 | 790.5091 | 0 | 626.7258 | 0.70941 | 790.5092 | 0 | 790.3021 | -0.00129 | 931.1172 | 0.00475 | 790.3021 | 0.43412 | 930.6816 | 0 | 931.1172 | 0.87623 | 790.3021 | 0.00106 | 790.5092 | 0.0028686
| 624.231 | 0.00066181 | 790.7464 | 0.0005293 | 790.5395 | 0.00011209 | 624.231 | 0.00189 | 790.7464 | 5.2648e-05 | 790.5395 | 0.00068095 | 790.5395 | 0.00052061 | 626.8456 | 1.4729e-05 | 790.7464 | 0.00053898 | 785.29 | 0.0011973 | 790.7464 | 0.00088311 | 624.231 | 0.00173 | 790.7464 | 0.0012582 | 785.29 | 0.0015793 | 790.7464 | 0.00063685 | 785.29 | 0.0009211 | 790.7464 | 0.00050496 | 626.8456 | 0.96136 | 790.7464 | 0.00066825 | 626.8456 | 0.71631 | 790.7464 | 0.00035554 | 790.5395 | 0.00056354 | 931.2853 | 0.0052 | 790.5395 | 0.44797 | 930.8503 | 6.9993e-05 | 931.2853 | 0.87841 | 790.5395 | 0.00191 | 790.7464 | 0.0036287
| 624.351 | 0 | 790.9836 | -0.00099464 | 790.7769 | -0.00087963 | 624.351 | 0 | 790.9836 | -0.0005738 | 790.7769 | -0.0016086 | 790.7769 | -0.0010035 | 626.9655 | 2.9705e-05 | 790.9836 | 0 | 785.53 | -0.00059023 | 790.9836 | 0 | 624.351 | 0.00016089 | 790.9836 | 0 | 785.53 | -0.00026098 | 790.9836 | 0 | 785.53 | -0.00086692 | 790.9836 | 0 | 626.9655 | 0.95471 | 790.9836 | 0 | 626.9655 | 0.72444 | 790.9836 | 0 | 790.7769 | -0.00112 | 931.4534 | 0.00438 | 790.7769 | 0.44266 | 931.0191 | 0 | 931.4534 | 0.88181 | 790.7769 | 0.0008971 | 790.9836 | 0.0029394
| 624.4711 | 0 | 791.2209 | 0.0011841 | 791.0142 | -0.00024963 | 624.4711 | 0.00147 | 791.2209 | -4.345e-05 | 791.0142 | 0.00035173 | 791.0142 | 0.00048959 | 627.0853 | 1.5155e-05 | 791.2209 | 0.0010017 | 785.77 | -0.00032042 | 791.2209 | 0.00086531 | 624.4711 | 0.00107 | 791.2209 | 0.00021176 | 785.77 | 0.0027094 | 791.2209 | 0.00018082 | 785.77 | -0.00041178 | 791.2209 | 0.00018458 | 627.0853 | 0.94735 | 791.2209 | 0.0010891 | 627.0853 | 0.73249 | 791.2209 | 0.00034348 | 791.0142 | 0.00081019 | 931.6214 | 0.00408 | 791.0142 | 0.45325 | 931.1878 | 5.0004e-05 | 931.6214 | 0.88471 | 791.0142 | 0.00255 | 791.2209 | 0.0034024
| 624.5912 | 0 | 791.4582 | -0.00041874 | 791.2516 | -0.00068003 | 624.5912 | 0 | 791.4582 | -0.0011747 | 791.2516 | -0.0015928 | 791.2516 | -0.0011354 | 627.2051 | 2.7767e-05 | 791.4582 | 0 | 786 | -0.0001855 | 791.4582 | 0 | 624.5912 | 0.00132 | 791.4582 | 0 | 786 | -0.00026098 | 791.4582 | 0 | 786 | -0.0027199 | 791.4582 | 0 | 627.2051 | 0.94096 | 791.4582 | 0 | 627.2051 | 0.74089 | 791.4582 | 0 | 791.2516 | -0.00078653 | 931.7895 | 0.00606 | 791.2516 | 0.45643 | 931.3566 | 0 | 931.7895 | 0.88833 | 791.2516 | 0.00114 | 791.4582 | 0.0028443
| 624.7113 | 0.00152 | 791.6955 | 0.00073718 | 791.489 | 0.00016531 | 624.7113 | 0.00118 | 791.6955 | -0.00045602 | 791.489 | -0.00038103 | 791.489 | 0.00035696 | 627.325 | 1.2937e-05 | 791.6955 | 0 | 786.24 | -0.0029174 | 791.6955 | 0.00053593 | 624.7113 | 0.00238 | 791.6955 | 0.0002052 | 786.24 | -0.0011004 | 791.6955 | 0.00030575 | 786.24 | -0.0008344 | 791.6955 | 0.00068296 | 627.325 | 0.9325 | 791.6955 | 0.00026616 | 627.325 | 0.74878 | 791.6955 | 0.000307 | 791.489 | 0.00073863 | 931.9576 | 0.00651 | 791.489 | 0.46797 | 931.5253 | 3.0002e-05 | 931.9576 | 0.88947 | 791.489 | 0.00265 | 791.6955 | 0.0032266
| 624.8314 | 0 | 791.9327 | 0.00012005 | 791.7264 | -0.0001797 | 624.8314 | 0 | 791.9327 | -0.00057136 | 791.7264 | -0.00072352 | 791.7264 | -0.00092001 | 627.4448 | 2.8171e-05 | 791.9328 | 0 | 786.48 | -0.0012985 | 791.9328 | 0 | 624.8314 | 0.00184 | 791.9328 | 0 | 786.48 | -0.00042241 | 791.9327 | 0 | 786.48 | -0.0015496 | 791.9328 | 0 | 627.4448 | 0.92583 | 791.9328 | 0 | 627.4448 | 0.75625 | 791.9327 | 0 | 791.7264 | -0.00033506 | 932.1258 | 0.00441 | 791.7264 | 0.4757 | 931.6941 | 0 | 932.1258 | 0.89099 | 791.7264 | 0.00144 | 791.9327 | 0.0028043
| 624.9515 | 0.00098522 | 792.17 | 2.0968e-05 | 791.9638 | 4.6702e-05 | 624.9515 | 0.00095371 | 792.17 | -8.1718e-05 | 791.9638 | 0.00033102 | 791.9638 | 0.00050899 | 627.5647 | 1.5547e-05 | 792.1701 | 0.0003523 | 786.72 | 0.0017032 | 792.1701 | 0.00088017 | 624.9515 | 0.00158 | 792.1701 | 0.00050224 | 786.72 | -0.00080984 | 792.17 | 0.00074344 | 786.72 | 0.0016688 | 792.1701 | 0.0012231 | 627.5647 | 0.91873 | 792.1701 | 0.00067678 | 627.5647 | 0.76226 | 792.17 | 0.00029157 | 791.9638 | 0.00103 | 932.2939 | 0.00433 | 791.9638 | 0.47455 | 931.8629 | 6.9993e-05 | 932.2939 | 0.89037 | 791.9638 | 0.00294 | 792.17 | 0.0035948
| 625.0716 | 0 | 792.4073 | 0.00012981 | 792.2013 | -0.00096329 | 625.0716 | 0 | 792.4073 | -0.00076774 | 792.2013 | -0.0014893 | 792.2013 | -0.0011389 | 627.6845 | 2.7902e-05 | 792.4074 | 0 | 786.95 | -0.00048905 | 792.4074 | 0 | 625.0716 | 0.0013 | 792.4074 | 0 | 786.95 | -0.00032556 | 792.4073 | 0 | 786.95 | 0.00027091 | 792.4074 | 0 | 627.6845 | 0.91286 | 792.4074 | 0 | 627.6845 | 0.76986 | 792.4073 | 0 | 792.2012 | -0.00075379 | 932.462 | 0.00508 | 792.2013 | 0.47775 | 932.0316 | 0 | 932.462 | 0.89114 | 792.2012 | 0.00125 | 792.4073 | 0.0028012
| 625.1918 | 5.091e-05 | 792.6447 | 0.00096368 | 792.4387 | -0.00021792 | 625.1918 | 0.00156 | 792.6447 | 0.00018262 | 792.4387 | 0.00088677 | 792.4387 | 0.00043181 | 627.8044 | 1.2646e-05 | 792.6447 | 0.00019298 | 787.19 | -0.0015008 | 792.6447 | 0.00084609 | 625.1918 | 0.00306 | 792.6447 | 0 | 787.19 | -0.0012619 | 792.6447 | 0.00019302 | 787.19 | 0.00020589 | 792.6447 | 0.00098114 | 627.8044 | 0.90454 | 792.6447 | 0.00061668 | 627.8044 | 0.77686 | 792.6447 | 0.00024056 | 792.4387 | 0.00091277 | 932.6301 | 0.00612 | 792.4387 | 0.49452 | 932.2004 | 0.00011 | 932.6301 | 0.89018 | 792.4387 | 0.00254 | 792.6447 | 0.0034299
| 625.3119 | 0 | 792.882 | -0.000762 | 792.6761 | -0.0012345 | 625.3119 | 0 | 792.882 | -0.00062434 | 792.6761 | -0.0017077 | 792.6761 | -0.0011541 | 627.9242 | 2.6334e-05 | 792.882 | 0 | 787.43 | 0.0001855 | 792.882 | 0 | 625.3119 | 0.00044478 | 792.882 | 0 | 787.43 | -0.0014878 | 792.882 | 0 | 787.43 | -0.0014846 | 792.882 | 0 | 627.9242 | 0.89772 | 792.882 | 0 | 627.9242 | 0.78615 | 792.882 | 0 | 792.6761 | -0.00111 | 932.7982 | 0.0039 | 792.6761 | 0.49324 | 932.3692 | 0 | 932.7982 | 0.89085 | 792.6761 | 0.00096026 | 792.882 | 0.0028122
| 625.4321 | 0.00102 | 793.1193 | -0.00014171 | 792.9136 | -0.00065172 | 625.4321 | 0.00156 | 793.1193 | 0.00043542 | 792.9136 | -0.0004872 | 792.9136 | 0.00032795 | 628.0441 | 1.3867e-05 | 793.1194 | 0.00076152 | 787.67 | -0.0023104 | 793.1194 | 0.00025635 | 625.4321 | 0.00215 | 793.1194 | 0.00062289 | 787.67 | -0.0021013 | 793.1193 | 6.1564e-05 | 787.67 | 0.00027091 | 793.1194 | 0.00080015 | 628.0441 | 0.88849 | 793.1194 | 0.00045099 | 628.0441 | 0.7926 | 793.1193 | 0.00027245 | 792.9136 | 0.00087898 | 932.9663 | 0.00503 | 792.9136 | 0.49579 | 932.538 | 6.9993e-05 | 932.9663 | 0.89028 | 792.9136 | 0.00282 | 793.1193 | 0.0033673
| 625.5522 | 0 | 793.3567 | -0.00050148 | 793.151 | -3.8458e-05 | 625.5522 | 0 | 793.3567 | 3.7483e-05 | 793.151 | -0.00098859 | 793.151 | -0.00090396 | 628.1639 | 2.7118e-05 | 793.3567 | 0 | 787.9 | -0.00075887 | 793.3567 | 0 | 625.5522 | 0.00132 | 793.3567 | 0 | 787.9 | -0.0014556 | 793.3567 | 0 | 787.9 | 0.0002384 | 793.3567 | 0 | 628.1639 | 0.87977 | 793.3567 | 0 | 628.1639 | 0.79987 | 793.3567 | 0 | 793.151 | -0.00080255 | 933.1344 | 0.00529 | 793.151 | 0.50797 | 932.7067 | 0 | 933.1344 | 0.89194 | 793.151 | -0.0026 | 793.3567 | 0.0027897
| 625.6724 | 0.00084148 | 793.5941 | 0.00094701 | 793.3885 | -2.0992e-05 | 625.6724 | 0.00106 | 793.5941 | -0.00018137 | 793.3885 | 0.00075219 | 793.3885 | 0.00062873 | 628.2838 | 1.3307e-05 | 793.5941 | 0.00090359 | 788.14 | -0.00059023 | 793.5941 | 0.00072171 | 625.6724 | 0.00278 | 793.5941 | 0.00093594 | 788.14 | 0.0016117 | 793.5941 | 0.00022041 | 788.14 | -0.0001192 | 793.5941 | 0.00045071 | 628.2838 | 0.8681 | 793.5941 | 0.00091403 | 628.2838 | 0.80604 | 793.5941 | 0.00013869 | 793.3885 | 0.00076278 | 933.3025 | 0.00448 | 793.3885 | 0.51788 | 932.8755 | 5.0004e-05 | 933.3025 | 0.89219 | 793.3885 | 0.00538 | 793.5941 | 0.0033554
| 625.7925 | 0 | 793.8314 | -0.00079687 | 793.6259 | -0.00089912 | 625.7925 | 0 | 793.8314 | -0.00087343 | 793.6259 | -0.0010633 | 793.6259 | -0.00090423 | 628.4036 | 2.751e-05 | 793.8314 | 0 | 788.38 | -0.00096123 | 793.8314 | 0 | 625.7925 | 0.00186 | 793.8314 | 0 | 788.38 | 0.00022331 | 793.8314 | 0 | 788.38 | -0.00044429 | 793.8314 | 0 | 628.4036 | 0.85864 | 793.8314 | 0 | 628.4036 | 0.8145 | 793.8314 | 0 | 793.6259 | -0.00080463 | 933.4706 | 0.00483 | 793.6259 | 0.52084 | 933.0443 | 0 | 933.4706 | 0.89385 | 793.6259 | 0.00164 | 793.8314 | 0.0027356
| 625.9127 | 0.00066181 | 794.0688 | 0.00070358 | 793.8634 | -0.00035489 | 625.9127 | 0.00196 | 794.0688 | -0.000256 | 793.8634 | -0.00020202 | 793.8634 | 0.00053283 | 628.5235 | 1.4449e-05 | 794.0688 | 0.00026408 | 788.61 | -0.00059023 | 794.0688 | 0.00141 | 625.9127 | 0.00289 | 794.0688 | 0.00074048 | 788.61 | -0.00080984 | 794.0688 | 0.00053351 | 788.61 | -0.00057433 | 794.0688 | 0.0010179 | 628.5235 | 0.84853 | 794.0688 | 0.00044636 | 628.5235 | 0.82033 | 794.0688 | 0.00030002 | 793.8634 | 0.00088615 | 933.6388 | 0.00431 | 793.8634 | 0.5216 | 933.2131 | 5.0004e-05 | 933.6388 | 0.89418 | 793.8634 | 0.00242 | 794.0688 | 0.0033703
| 626.0329 | 0 | 794.3062 | 0.00016772 | 794.1009 | -0.00080307 | 626.0329 | 0 | 794.3062 | -0.00047015 | 794.1009 | -0.00093684 | 794.1009 | -0.00081375 | 628.6434 | 2.7935e-05 | 794.3062 | 0 | 788.85 | -0.00099496 | 794.3062 | 0 | 626.0329 | 0.00255 | 794.3062 | 0 | 788.85 | -0.0021336 | 794.3062 | 0 | 788.85 | -0.0008344 | 794.3062 | 0 | 628.6434 | 0.84034 | 794.3062 | 0 | 628.6434 | 0.82813 | 794.3062 | 0 | 794.1009 | -0.00078748 | 933.8069 | 0.00455 | 794.1009 | 0.53264 | 933.3819 | 0 | 933.8069 | 0.89573 | 794.1009 | 0.00108 | 794.3062 | 0.0026447
| 626.1531 | 0.00134 | 794.5436 | 0.00015574 | 794.3384 | -4.8602e-05 | 626.1531 | 0.00142 | 794.5436 | 0.00017254 | 794.3384 | -0.00027211 | 794.3384 | 0.00034555 | 628.7632 | 1.3789e-05 | 794.5436 | 0.001216 | 789.09 | 0.0018044 | 794.5436 | 0.00025455 | 626.1531 | 0.00261 | 794.5436 | 0.00051517 | 789.09 | -0.0010681 | 794.5436 | 0.00040292 | 789.09 | 0.00020589 | 794.5436 | 8.56e-05 | 628.7632 | 0.82924 | 794.5436 | 0.00051805 | 628.7632 | 0.83335 | 794.5436 | 0.00032703 | 794.3384 | 0.00093193 | 933.975 | 0.00848 | 794.3384 | 0.54152 | 933.5507 | 6.9993e-05 | 933.975 | 0.89689 | 794.3384 | 0.00304 | 794.5436 | 0.0031961
| 626.2733 | 0 | 794.7809 | -0.00014483 | 794.5759 | -0.00016037 | 626.2733 | 0 | 794.7809 | -0.00092075 | 794.5759 | -0.0011898 | 794.5759 | -0.0010796 | 628.8831 | 2.7924e-05 | 794.781 | 0 | 789.33 | -0.0010961 | 794.781 | 0 | 626.2733 | 0.00189 | 794.781 | 0 | 789.33 | -0.0006807 | 794.7809 | 0 | 789.33 | -0.0010945 | 794.781 | 0 | 628.8831 | 0.81867 | 794.781 | 0 | 628.8831 | 0.84061 | 794.7809 | 0 | 794.5759 | -0.0005134 | 934.1431 | 0.00577 | 794.5759 | 0.54313 | 933.7195 | 0 | 934.1431 | 0.89878 | 794.5759 | 0.00189 | 794.7809 | 0.0025063
| 626.3935 | 0.0012 | 795.0184 | -0.00023348 | 794.8134 | -0.00049565 | 626.3935 | 0.00153 | 795.0184 | 0.00078389 | 794.8134 | 0.00018414 | 794.8134 | 0.00061931 | 629.003 | 1.4449e-05 | 795.0184 | 0.00033917 | 789.56 | -0.00042159 | 795.0184 | 0.0010351 | 626.3935 | 0.00351 | 795.0184 | 0.00022476 | 789.56 | -0.00071299 | 795.0184 | 7.9912e-05 | 789.56 | -0.00050931 | 795.0184 | 0.00093682 | 629.003 | 0.80519 | 795.0184 | 0.0007281 | 629.003 | 0.84502 | 795.0184 | 0.00043827 | 794.8134 | 0.00045034 | 934.3112 | 0.00691 | 794.8134 | 0.55557 | 933.8883 | 6.9993e-05 | 934.3112 | 0.89938 | 794.8134 | 0.00225 | 795.0184 | 0.0032612
| 626.5137 | 0 | 795.2558 | 0.00028819 | 795.0509 | -0.00093196 | 626.5137 | 0 | 795.2558 | -0.00060932 | 795.0509 | -0.00070584 | 795.0509 | -0.00080498 | 629.1228 | 2.8159e-05 | 795.2558 | 0 | 789.8 | -0.0021416 | 795.2558 | 0 | 626.5137 | 0.0009558 | 795.2558 | 0 | 789.8 | -0.0023919 | 795.2558 | 0 | 789.8 | -0.001127 | 795.2558 | 0 | 629.1228 | 0.79263 | 795.2558 | 0 | 629.1228 | 0.85153 | 795.2558 | 0 | 795.0509 | -0.00062245 | 934.4794 | 0.00594 | 795.0509 | 0.56191 | 934.0571 | 0 | 934.4794 | 0.90061 | 795.0509 | 0.00117 | 795.2558 | 0.0025407
| 626.6339 | 0.00116 | 795.4932 | 0.000267 | 795.2884 | 0.00040369 | 626.6339 | 0.00192 | 795.4932 | 0.00027252 | 795.2884 | 0.00056271 | 795.2884 | 0.0006306 | 629.2427 | 1.38e-05 | 795.4932 | 0.00064325 | 790.04 | 0.0001855 | 795.4932 | 0.00057712 | 626.6339 | 0.00306 | 795.4932 | 0.00040571 | 790.04 | 0.002451 | 795.4932 | 0.00030843 | 790.04 | -0.0018096 | 795.4932 | 0.0010155 | 629.2427 | 0.77837 | 795.4932 | 0.0012898 | 629.2427 | 0.85721 | 795.4932 | 0.00032082 | 795.2885 | 0.00080162 | 934.6475 | 0.00468 | 795.2884 | 0.56995 | 934.2259 | 3.0002e-05 | 934.6475 | 0.90136 | 795.2885 | 0.00205 | 795.4932 | 0.0031538
| 626.7542 | 0 | 795.7307 | -0.00060115 | 795.526 | -0.00022323 | 626.7542 | 0 | 795.7307 | -0.00070462 | 795.526 | -0.00052239 | 795.526 | -0.00084385 | 629.3626 | 2.6961e-05 | 795.7306 | 0 | 790.28 | -0.00079259 | 795.7306 | 0 | 626.7542 | 0.00118 | 795.7306 | 0 | 790.28 | -0.0025855 | 795.7307 | 0 | 790.28 | -0.00067186 | 795.7306 | 0 | 629.3626 | 0.76555 | 795.7306 | 0 | 629.3626 | 0.86481 | 795.7306 | 0 | 795.526 | -0.00056924 | 934.8156 | 0.00497 | 795.526 | 0.57198 | 934.3947 | 0 | 934.8156 | 0.90416 | 795.526 | 0.00181 | 795.7307 | 0.0025536
| 626.8744 | 0.00051807 | 795.9681 | -0.00024093 | 795.7635 | -0.00033919 | 626.8744 | 0.00106 | 795.9681 | 0.00034706 | 795.7635 | 0.0013752 | 795.7635 | 0.00038994 | 629.4825 | 1.3172e-05 | 795.9681 | 0.00020942 | 790.51 | 0.0011299 | 795.9681 | 0.0005664 | 626.8744 | 0.00317 | 795.9681 | 0.00041259 | 790.51 | -0.00019641 | 795.9681 | 0.00025573 | 790.51 | -8.6692e-05 | 795.9681 | 0.00043372 | 629.4825 | 0.75166 | 795.9681 | 0.00053933 | 629.4825 | 0.87175 | 795.9681 | 0.00011236 | 795.7635 | 0.00019024 | 934.9838 | 0.00424 | 795.7635 | 0.57942 | 934.5635 | 6.9993e-05 | 934.9838 | 0.90595 | 795.7635 | 0.00191 | 795.9681 | 0.0032763
| 626.9947 | 0 | 796.2055 | -0.00013459 | 796.0011 | -0.00017908 | 626.9947 | 0 | 796.2055 | -0.00068744 | 796.0011 | -0.0012899 | 796.0011 | -0.00093033 | 629.6024 | 2.7879e-05 | 796.2055 | 0 | 790.75 | -0.0013322 | 796.2055 | 0 | 626.9947 | 0.00152 | 796.2055 | 0 | 790.75 | -0.0015202 | 796.2055 | 0 | 790.75 | 0.0002384 | 796.2055 | 0 | 629.6024 | 0.73927 | 796.2055 | 0 | 629.6024 | 0.87978 | 796.2055 | 0 | 796.0011 | -0.00075251 | 935.1519 | 0.00564 | 796.0011 | 0.59826 | 934.7323 | 0 | 935.1519 | 0.90787 | 796.0011 | 0.00080867 | 796.2055 | 0.0024572
| 627.1149 | 0.00106 | 796.443 | 0.00030827 | 796.2386 | 0.00056614 | 627.1149 | 0.00158 | 796.443 | -0.00028253 | 796.2386 | 0.00066014 | 796.2386 | 0.00054416 | 629.7222 | 1.5043e-05 | 796.443 | 0.00064122 | 790.99 | -0.0015346 | 796.443 | 0.00042315 | 627.1149 | 0.00204 | 796.443 | 0.00057276 | 790.99 | -0.00051927 | 796.443 | 0.0006377 | 790.99 | -0.0015496 | 796.443 | 0.00071679 | 629.7222 | 0.72478 | 796.443 | 0.00070094 | 629.7222 | 0.88594 | 796.443 | 0.00028693 | 796.2386 | 0.00139 | 935.32 | 0.00466 | 796.2386 | 0.59927 | 934.9011 | 6.9993e-05 | 935.32 | 0.90746 | 796.2386 | 0.00191 | 796.443 | 0.0030314
| 627.2352 | 0 | 796.6804 | -0.00022478 | 796.4762 | -0.00084641 | 627.2352 | 0 | 796.6804 | -0.00046484 | 796.4762 | -0.00089367 | 796.4762 | -0.0010551 | 629.8421 | 2.9156e-05 | 796.6804 | 0 | 791.23 | -0.00069142 | 796.6804 | 0 | 627.2352 | 0.00382 | 796.6804 | 0 | 791.23 | -0.0017139 | 796.6804 | 0 | 791.23 | -0.00089942 | 796.6804 | 0 | 629.8421 | 0.71116 | 796.6804 | 0 | 629.8421 | 0.89137 | 796.6804 | 0 | 796.4762 | -0.0004563 | 935.4882 | 0.00533 | 796.4762 | 0.60645 | 935.0699 | 0 | 935.4882 | 0.9069 | 796.4762 | 0.00155 | 796.6804 | 0.0025269
| 627.3555 | 0.00041025 | 796.9179 | 0.00035919 | 796.7138 | -0.00019275 | 627.3555 | 0.00102 | 796.9179 | 0.00048734 | 796.7138 | 0.0003399 | 796.7138 | 0.00057151 | 629.962 | 1.4449e-05 | 796.9179 | 0.0011437 | 791.46 | -0.00072515 | 796.9179 | 0.0007662 | 627.3555 | 0.00332 | 796.9179 | 0.00066409 | 791.46 | -0.0018108 | 796.9179 | 0.00050482 | 791.46 | -2.1673e-05 | 796.9179 | 0.0008769 | 629.962 | 0.69574 | 796.9179 | 0.00098277 | 629.962 | 0.89499 | 796.9179 | 0.00046342 | 796.7138 | 0.00151 | 935.6563 | 0.00575 | 796.7138 | 0.61504 | 935.2388 | 6.9993e-05 | 935.6563 | 0.90579 | 796.7138 | 0.00313 | 796.9179 | 0.0030505
| 627.4757 | 0 | 797.1554 | -0.00021273 | 796.9514 | -0.00021078 | 627.4757 | 0 | 797.1554 | -0.0011624 | 796.9514 | -0.00082844 | 796.9514 | -0.00086249 | 630.0819 | 2.7532e-05 | 797.1554 | 0 | 791.7 | -0.0014672 | 797.1554 | 0 | 627.4757 | 0.00172 | 797.1554 | 0 | 791.7 | -0.0012941 | 797.1554 | 0 | 791.7 | 0.00017338 | 797.1554 | 0 | 630.0819 | 0.68168 | 797.1554 | 0 | 630.0819 | 0.89804 | 797.1554 | 0 | 796.9514 | -0.0014 | 935.8244 | 0.00443 | 796.9514 | 0.6172 | 935.4076 | 0 | 935.8244 | 0.907 | 796.9514 | 0.00068094 | 797.1554 | 0.0024316
| 627.596 | 0.00076961 | 797.3929 | -0.00038757 | 797.1889 | 0.00041995 | 627.596 | 0.00137 | 797.3929 | -2.7379e-05 | 797.1889 | 0.00021477 | 797.1889 | 0.00072096 | 630.2018 | 1.3408e-05 | 797.3929 | 0.00070729 | 791.94 | 0.0011299 | 797.3929 | 0.00099954 | 627.596 | 0.00090353 | 797.3929 | 0.0010454 | 791.94 | -0.0020367 | 797.3929 | 0.00045134 | 791.94 | 0.00036844 | 797.3929 | 0.0011109 | 630.2018 | 0.66615 | 797.3929 | 0.00077813 | 630.2018 | 0.90045 | 797.3929 | 0.00027226 | 797.1889 | 0.0007988 | 935.9926 | 0.00417 | 797.1889 | 0.62462 | 935.5764 | 6.9993e-05 | 935.9926 | 0.90781 | 797.1889 | 0.00211 | 797.3929 | 0.0030164
| 627.7163 | 0 | 797.6304 | -0.00091415 | 797.4265 | -0.0014821 | 627.7163 | 0 | 797.6304 | 3.6705e-05 | 797.4265 | -0.0014679 | 797.4265 | -0.0010756 | 630.3217 | 2.7667e-05 | 797.6304 | 0 | 792.17 | 1.6864e-05 | 797.6304 | 0 | 627.7163 | 0.00121 | 797.6304 | 0 | 792.17 | -0.0016815 | 797.6304 | 0 | 792.17 | -0.00054182 | 797.6304 | 0 | 630.3217 | 0.65082 | 797.6304 | 0 | 630.3217 | 0.90284 | 797.6304 | 0 | 797.4265 | -0.00109 | 936.1607 | 0.00381 | 797.4265 | 0.63234 | 935.7453 | 0 | 936.1607 | 0.90984 | 797.4265 | 0.00075238 | 797.6304 | 0.0022931
| 627.8366 | 0.0004462 | 797.8679 | 0.00085406 | 797.6641 | -0.0010847 | 627.8366 | 0.00189 | 797.8679 | -0.00029357 | 797.6641 | 0.0002436 | 797.6641 | 0.00038754 | 630.4416 | 1.4371e-05 | 797.8679 | 0.00062898 | 792.41 | 0.0019393 | 797.8679 | 0.00076238 | 627.8366 | 0.00093192 | 797.8679 | 0.00067478 | 792.41 | 0.0018699 | 797.8679 | 0.00011281 | 792.41 | 0.002189 | 797.8679 | 0.00037281 | 630.4416 | 0.63384 | 797.8679 | 0.00098693 | 630.4416 | 0.90547 | 797.8679 | 0.00027152 | 797.6641 | 0.00038599 | 936.3289 | 0.00605 | 797.6641 | 0.6465 | 935.9141 | 5.0004e-05 | 936.3289 | 0.91064 | 797.6641 | 0.00254 | 797.8679 | 0.0029329
| 627.957 | 0.00014397 | 798.1054 | -0.00033653 | 797.9018 | -0.00059238 | 627.957 | 0 | 798.1054 | -0.00044812 | 797.9018 | -0.0012497 | 797.9018 | -0.00094043 | 630.5615 | 2.8249e-05 | 798.1054 | 0 | 792.65 | 0.0031197 | 798.1054 | 0 | 627.957 | 0.00016089 | 798.1054 | 0 | 792.65 | -0.00071299 | 798.1054 | 0 | 792.65 | -0.0024923 | 798.1054 | 0 | 630.5615 | 0.61826 | 798.1054 | 0 | 630.5615 | 0.91021 | 798.1054 | 0 | 797.9018 | -0.00095043 | 936.497 | 0.00285 | 797.9018 | 0.65333 | 936.0829 | 0 | 936.497 | 0.91322 | 797.9018 | 0.00109 | 798.1054 | 0.0023371
| 628.0773 | 0.00042823 | 798.343 | 0.0013352 | 798.1394 | -0.00027868 | 628.0773 | 0.00189 | 798.343 | -0.00030908 | 798.1394 | 0.00023124 | 798.1394 | 0.00036794 | 630.6814 | 1.4192e-05 | 798.343 | 0.00064494 | 792.89 | -0.00021923 | 798.343 | 0.00027171 | 628.0773 | 0.00227 | 798.343 | 0.00095975 | 792.89 | 0.0004816 | 798.343 | 0 | 792.89 | -0.0019722 | 798.343 | 0.0006361 | 630.6814 | 0.60216 | 798.343 | 0.00068842 | 630.6814 | 0.91693 | 798.343 | 0.00037184 | 798.1394 | 0.00070518 | 936.6652 | 0.00466 | 798.1394 | 0.65883 | 936.2518 | 5.0004e-05 | 936.6652 | 0.91636 | 798.1394 | 0.00215 | 798.343 | 0.0030007
| 628.1976 | 0 | 798.5805 | -0.00029878 | 798.377 | -0.001074 | 628.1976 | 0 | 798.5805 | -0.00040364 | 798.377 | -0.0010492 | 798.377 | -0.0012354 | 630.8013 | 2.8899e-05 | 798.5805 | 0 | 793.12 | 0.0010624 | 798.5805 | 0 | 628.1976 | 0.00092742 | 798.5805 | 0 | 793.12 | 0.0027416 | 798.5805 | 0 | 793.12 | 0.00059601 | 798.5805 | 0 | 630.8013 | 0.5879 | 798.5805 | 0 | 630.8013 | 0.92627 | 798.5805 | 0 | 798.377 | -0.00133 | 936.8333 | 0.00469 | 798.377 | 0.66853 | 936.4206 | 0 | 936.8333 | 0.92122 | 798.377 | 0.00020049 | 798.5805 | 0.0022722
| 628.318 | 0.00048213 | 798.8181 | 0.000755 | 798.6147 | 0.00054144 | 628.318 | 0.00175 | 798.8181 | 3.9769e-05 | 798.6147 | 0.00027558 | 798.6147 | 0.00064295 | 630.9212 | 1.52e-05 | 798.818 | 0.0014478 | 793.36 | -0.00021923 | 798.818 | 0.00077755 | 628.318 | 0.00093192 | 798.818 | 0.00081702 | 793.36 | -0.0021658 | 798.8181 | 0.00073058 | 793.36 | 0.0020264 | 798.818 | 0.00030797 | 630.9212 | 0.57265 | 798.818 | 0.00072707 | 630.9212 | 0.93351 | 798.818 | 0.00045039 | 798.6146 | 0.00105 | 937.0015 | 0.00343 | 798.6147 | 0.6833 | 936.5894 | 5.0004e-05 | 937.0015 | 0.92447 | 798.6146 | 0.00208 | 798.8181 | 0.0029579
| 628.4383 | 0 | 799.0556 | -0.00049486 | 798.8523 | -0.00050099 | 628.4383 | 0 | 799.0556 | -7.0331e-05 | 798.8523 | -0.0020059 | 798.8523 | -0.00099285 | 631.0411 | 2.994e-05 | 799.0556 | 0 | 793.6 | -0.00065769 | 799.0556 | 0 | 628.4383 | 0.00164 | 799.0556 | 0 | 793.6 | -0.0016815 | 799.0556 | 0 | 793.6 | -0.001127 | 799.0556 | 0 | 631.0411 | 0.5589 | 799.0556 | 0 | 631.0411 | 0.93794 | 799.0556 | 0 | 798.8523 | -0.00141 | 937.1696 | 0.00429 | 798.8523 | 0.67998 | 936.7583 | 0 | 937.1696 | 0.92612 | 798.8523 | 0.00106 | 799.0556 | 0.0021904
| 628.5587 | 0.00084148 | 799.2932 | -1.5631e-05 | 799.09 | 0.00065063 | 628.5587 | 0.00191 | 799.2932 | 0.00016285 | 799.09 | 0.00063361 | 799.09 | 0.00054578 | 631.161 | 1.5233e-05 | 799.2932 | 0.00044571 | 793.84 | -0.0009275 | 799.2932 | 0.0013545 | 628.5587 | 0.00124 | 799.2932 | 0.0012828 | 793.84 | -0.0014556 | 799.2932 | 0.00061774 | 793.84 | 0.0014413 | 799.2932 | 0.00046607 | 631.161 | 0.54437 | 799.2932 | 0.0012071 | 631.161 | 0.93776 | 799.2931 | 0.00023907 | 799.09 | 0.00045332 | 937.3378 | 0.00571 | 799.09 | 0.69918 | 936.9271 | 6.9993e-05 | 937.3378 | 0.92475 | 799.09 | 0.00236 | 799.2932 | 0.0029424
| 628.679 | 0 | 799.5308 | -0.00095272 | 799.3276 | -0.0015082 | 628.679 | 0 | 799.5308 | -0.00066627 | 799.3276 | -0.00056241 | 799.3276 | -0.001078 | 631.2809 | 2.7879e-05 | 799.5307 | 0 | 794.07 | -0.00059023 | 799.5307 | 0 | 628.679 | 0.00186 | 799.5307 | 0 | 794.07 | -0.0015847 | 799.5308 | 0 | 794.07 | -0.00015171 | 799.5307 | 0 | 631.2809 | 0.53093 | 799.5307 | 0 | 631.2809 | 0.93768 | 799.5308 | 0 | 799.3276 | -0.00105 | 937.5059 | 0.00397 | 799.3276 | 0.70218 | 937.096 | 0 | 937.5059 | 0.92393 | 799.3276 | 0.00031358 | 799.5308 | 0.0022247
| 628.7994 | 0.00073368 | 799.7683 | 0.0012854 | 799.5653 | 0.00029528 | 628.7994 | 0.00173 | 799.7683 | -0.00092562 | 799.5653 | -0.00027826 | 799.5653 | 0.00058751 | 631.4008 | 1.2993e-05 | 799.7683 | 0.00081112 | 794.31 | 0.00069142 | 799.7683 | 0.00076442 | 628.7994 | 0.00295 | 799.7683 | 0.00077095 | 794.31 | -0.0013587 | 799.7683 | 0.0001863 | 794.31 | 0.0012137 | 799.7683 | 0.00015326 | 631.4008 | 0.51671 | 799.7683 | 0.0007973 | 631.4008 | 0.9385 | 799.7683 | 0.00043239 | 799.5653 | 0.0004948 | 937.6741 | 0.00536 | 799.5653 | 0.71376 | 937.2648 | 6.9993e-05 | 937.6741 | 0.92319 | 799.5653 | 0.00215 | 799.7683 | 0.0029738
| 628.9198 | 0 | 800.0059 | 0.00032291 | 799.803 | -0.00052489 | 628.9198 | 0 | 800.0059 | -0.00088119 | 799.803 | -0.0010359 | 799.803 | -0.00083676 | 631.5207 | 2.6647e-05 | 800.0059 | 0 | 794.55 | 0.0012985 | 800.0059 | 0 | 628.9198 | 0.00115 | 800.0059 | 0 | 794.55 | -0.0026501 | 800.0059 | 0 | 794.55 | -0.0012245 | 800.0059 | 0 | 631.5207 | 0.50402 | 800.0059 | 0 | 631.5207 | 0.94364 | 800.0059 | 0 | 799.803 | -0.00084369 | 937.8422 | 0.00388 | 799.803 | 0.71619 | 937.4337 | 0 | 937.8422 | 0.92451 | 799.803 | -0.00257 | 800.0059 | 0.0022593
| 629.0402 | 0.00021262 | 800.2435 | 0.00093427 | 800.0406 | 0.00046713 | 629.0402 | 0.00212 | 800.2435 | 0.00070752 | 800.0406 | 0.00053929 | 800.0406 | 0.0004228 | 631.6407 | 1.3878e-05 | 800.2435 | 0.00053527 | 794.79 | -0.00099496 | 800.2435 | 0.00093111 | 629.0402 | 0.00093192 | 800.2435 | 0.00033995 | 794.79 | -0.00026098 | 800.2435 | 0.00030054 | 794.79 | 0.00056349 | 800.2435 | 0.00032529 | 631.6407 | 0.49111 | 800.2435 | 0.0004901 | 631.6407 | 0.94899 | 800.2435 | 0.00039844 | 800.0407 | 0.00075212 | 938.0104 | 0.00426 | 800.0406 | 0.72938 | 937.6026 | 3.0002e-05 | 938.0104 | 0.92504 | 800.0407 | 0.00486 | 800.2435 | 0.0027837
| 629.1606 | 0 | 800.4811 | -0.00022626 | 800.2783 | -0.0012321 | 629.1606 | 0 | 800.4811 | -0.00056579 | 800.2783 | -0.00058757 | 800.2783 | -0.0011651 | 631.7606 | 2.77e-05 | 800.4811 | 0 | 795.02 | 0.0015008 | 800.4811 | 0 | 629.1606 | 0.00167 | 800.4811 | 0 | 795.02 | -0.0019399 | 800.4811 | 0 | 795.02 | 0.00069354 | 800.4811 | 0 | 631.7606 | 0.48076 | 800.4811 | 0 | 631.7606 | 0.95603 | 800.4811 | 0 | 800.2783 | -0.00062139 | 938.1786 | 0.00485 | 800.2783 | 0.74144 | 937.7714 | 0 | 938.1786 | 0.9267 | 800.2783 | 0.00015173 | 800.4811 | 0.002243
| 629.281 | 0.00116 | 800.7188 | 0.00039128 | 800.516 | -0.00020044 | 629.281 | 0.00137 | 800.7188 | 0.00050987 | 800.516 | 0.00037693 | 800.516 | 0.00053494 | 631.8805 | 1.3945e-05 | 800.7187 | 0.00082042 | 795.26 | -0.0015684 | 800.7187 | 0.00089016 | 629.281 | 0.0021 | 800.7187 | 0.001269 | 795.26 | -0.0016493 | 800.7188 | 0.0005028 | 795.26 | 0.00072604 | 800.7187 | 0.0007567 | 631.8805 | 0.46969 | 800.7187 | 0.0011905 | 631.8805 | 0.96142 | 800.7188 | 0.00039722 | 800.516 | 0.00146 | 938.3467 | 0.0045 | 800.516 | 0.73823 | 937.9403 | 6.9993e-05 | 938.3467 | 0.92753 | 800.516 | 0.00206 | 800.7188 | 0.0028126
| 629.4014 | 0 | 800.9564 | -0.00015556 | 800.7538 | -0.0011809 | 629.4014 | 0 | 800.9564 | -0.00079139 | 800.7538 | -0.0020376 | 800.7538 | -0.0010301 | 632.0004 | 2.8585e-05 | 800.9564 | 0 | 795.5 | -0.00086005 | 800.9564 | 0 | 629.4014 | 0.00084224 | 800.9564 | 0 | 795.5 | 0.001095 | 800.9564 | 0 | 795.5 | -0.0027524 | 800.9564 | 0 | 632.0004 | 0.45969 | 800.9564 | 0 | 632.0004 | 0.96995 | 800.9564 | 0 | 800.7538 | -0.00056146 | 938.5149 | 0.0049 | 800.7538 | 0.7456 | 938.1092 | 0 | 938.5149 | 0.93043 | 800.7538 | 0.00052542 | 800.9564 | 0.0020961
| 629.5218 | 0.00019465 | 801.194 | 0.00014196 | 800.9915 | 0.00024693 | 629.5218 | 0.00213 | 801.194 | -0.00037727 | 800.9915 | 0.00013686 | 800.9915 | 0.00042485 | 632.1203 | 1.4819e-05 | 801.194 | 0.00073269 | 795.74 | 0.001366 | 801.194 | 0.00076508 | 629.5218 | 0.00351 | 801.194 | 0.00044465 | 795.74 | 0.0031937 | 801.194 | 0.00047784 | 795.74 | 0.0012462 | 801.194 | 0.00064365 | 632.1203 | 0.44868 | 801.194 | 0.00094697 | 632.1203 | 0.97675 | 801.194 | 0.00039669 | 800.9915 | 0.00062357 | 938.683 | 0.00571 | 800.9915 | 0.76613 | 938.278 | 6.9993e-05 | 938.683 | 0.93186 | 800.9915 | 0.00172 | 801.194 | 0.0028298
| 629.6422 | 0 | 801.4316 | 4.7071e-05 | 801.2292 | -0.00020831 | 629.6422 | 0 | 801.4316 | -0.0001956 | 801.2292 | -0.0015735 | 801.2292 | -0.00079719 | 632.2403 | 2.6468e-05 | 801.4316 | 0 | 795.97 | -0.0022092 | 801.4316 | 0 | 629.6422 | 0.00072869 | 801.4316 | 0 | 795.97 | -0.00061613 | 801.4316 | 0 | 795.97 | -0.00031426 | 801.4316 | 0 | 632.2403 | 0.43915 | 801.4316 | 0 | 632.2403 | 0.98241 | 801.4316 | 0 | 801.2292 | -0.00050354 | 938.8512 | 0.00434 | 801.2292 | 0.77538 | 938.4469 | 0 | 938.8512 | 0.93421 | 801.2292 | 0.00081923 | 801.4316 | 0.0021009
| 629.7627 | 0.00185 | 801.6693 | 0.00070997 | 801.4669 | -0.00064015 | 629.7627 | 0.00101 | 801.6693 | -8.1544e-05 | 801.4669 | 0.00014965 | 801.4669 | 0.00051128 | 632.3602 | 1.1761e-05 | 801.6693 | 0.0011869 | 796.21 | -0.00028669 | 801.6693 | 0.00017723 | 629.7627 | 0.00079001 | 801.6693 | 0.00085607 | 796.21 | -0.0006807 | 801.6693 | 0.00010661 | 796.21 | -0.00076939 | 801.6693 | 0.00013435 | 632.3602 | 0.42838 | 801.6693 | 0.00072592 | 632.3602 | 0.98471 | 801.6693 | 0.00049799 | 801.4669 | 0.00014575 | 939.0194 | 0.00651 | 801.4669 | 0.77632 | 938.6158 | 8.9995e-05 | 939.0194 | 0.93494 | 801.4669 | 0.00257 | 801.6693 | 0.002688
| 629.8831 | 0 | 801.9069 | -0.00085773 | 801.7047 | -0.00045045 | 629.8831 | 0 | 801.9069 | -9.6552e-05 | 801.7047 | -0.0010778 | 801.7047 | -0.0012404 | 632.4801 | 2.5874e-05 | 801.9069 | 0 | 796.45 | -0.00069142 | 801.9069 | 0 | 629.8831 | 0.00127 | 801.9069 | 0 | 796.45 | -0.00058385 | 801.9069 | 0 | 796.45 | -0.00070437 | 801.9069 | 0 | 632.4801 | 0.41801 | 801.9069 | 0 | 632.4801 | 0.98727 | 801.9069 | 0 | 801.7047 | -0.00082323 | 939.1876 | 0.00399 | 801.7047 | 0.79133 | 938.7847 | 0 | 939.1876 | 0.93618 | 801.7047 | 0.00083234 | 801.9069 | 0.0021272
| 630.0036 | 0.00051807 | 802.1446 | 0.00021065 | 801.9424 | -0.00026914 | 630.0036 | 0.00175 | 802.1446 | -1.9319e-05 | 801.9424 | 0.00016066 | 801.9424 | 0.00054556 | 632.6001 | 1.4337e-05 | 802.1446 | 0.00091722 | 796.69 | 0.00032042 | 802.1446 | 0.00036744 | 630.0036 | 0.00079001 | 802.1446 | 0.00064322 | 796.69 | -0.00074527 | 802.1446 | 0.00032341 | 796.69 | 0.0010836 | 802.1446 | 0 | 632.6001 | 0.40601 | 802.1446 | 0.00074588 | 632.6001 | 0.98949 | 802.1446 | 0.000339 | 801.9424 | 0.00016175 | 939.3557 | 0.0051 | 801.9424 | 0.79936 | 938.9535 | 6.9993e-05 | 939.3557 | 0.93619 | 801.9424 | 0.00149 | 802.1446 | 0.0028334
| 630.1241 | 0 | 802.3823 | -0.00035346 | 802.1802 | -0.00077602 | 630.1241 | 0 | 802.3823 | -0.00047099 | 802.1802 | -0.00084831 | 802.1802 | -0.00093549 | 632.72 | 2.798e-05 | 802.3823 | 0 | 796.92 | -0.0015346 | 802.3823 | 0 | 630.1241 | 0.00132 | 802.3823 | 0 | 796.92 | 0.00067532 | 802.3823 | 0 | 796.92 | -0.0022323 | 802.3823 | 0 | 632.72 | 0.39576 | 802.3823 | 0 | 632.72 | 0.99144 | 802.3823 | 0 | 802.1802 | -0.00039931 | 939.5239 | 0.00388 | 802.1802 | 0.80224 | 939.1224 | 0 | 939.5239 | 0.93687 | 802.1802 | 0.00031358 | 802.3823 | 0.0020186
| 630.2445 | 0 | 802.62 | -5.1683e-05 | 802.418 | -0.00043016 | 630.2445 | 0.00168 | 802.62 | -0.00026957 | 802.418 | 0.00028318 | 802.418 | 0.00043345 | 632.8399 | 1.3789e-05 | 802.62 | 0.00074326 | 797.16 | 0.0014334 | 802.62 | 0.0009081 | 630.2445 | 0.00153 | 802.62 | 0.00052518 | 797.16 | 0.00041703 | 802.62 | 0.00040698 | 797.16 | 0.0011487 | 802.62 | 0.00065 | 632.8399 | 0.38477 | 802.62 | 0.00069906 | 632.8399 | 0.99193 | 802.62 | 0.00019028 | 802.418 | 0.00124 | 939.6921 | 0.00543 | 802.418 | 0.8111 | 939.2913 | 6.9993e-05 | 939.6921 | 0.93745 | 802.418 | 0.00191 | 802.62 | 0.0026656
| 630.365 | 0 | 802.8577 | -0.00087919 | 802.6557 | -5.1287e-05 | 630.365 | 0 | 802.8577 | -0.00087989 | 802.6557 | -0.00063857 | 802.6557 | -0.00093931 | 632.9599 | 2.863e-05 | 802.8577 | 0 | 797.4 | -0.00062396 | 802.8577 | 0 | 630.365 | 0.00192 | 802.8577 | 0 | 797.4 | -0.0019399 | 802.8577 | 0 | 797.4 | -0.0016472 | 802.8577 | 0 | 632.9599 | 0.37599 | 802.8577 | 0 | 632.9599 | 0.99175 | 802.8577 | 0 | 802.6557 | -0.00044067 | 939.8602 | 0.00601 | 802.6557 | 0.81174 | 939.4602 | 0 | 939.8602 | 0.93883 | 802.6557 | 0.00079037 | 802.8577 | 0.0020579
| 630.4855 | 0.00015871 | 803.0953 | 0.00066656 | 802.8935 | 0.00049705 | 630.4855 | 0.00071094 | 803.0953 | 0.00012208 | 802.8935 | 0.00021932 | 802.8935 | 0.00057697 | 633.0798 | 1.5121e-05 | 803.0954 | 0.00055697 | 797.64 | 0.00032042 | 803.0954 | 0.001285 | 630.4855 | 0.00124 | 803.0954 | 0.00035751 | 797.64 | -0.0013264 | 803.0953 | 0.00069832 | 797.64 | 0.0002384 | 803.0954 | 0.00041176 | 633.0798 | 0.36637 | 803.0954 | 0.00087495 | 633.0798 | 0.99169 | 803.0953 | 0.00026109 | 802.8935 | 0.00021942 | 940.0284 | 0.00557 | 802.8935 | 0.82916 | 939.6291 | 5.0004e-05 | 940.0284 | 0.93957 | 802.8935 | 0.00171 | 803.0953 | 0.0026004
| 630.606 | 0 | 803.3331 | 0.0004335 | 803.1313 | -0.00084924 | 630.606 | 3.4765e-05 | 803.3331 | -0.00031603 | 803.1313 | -0.0019928 | 803.1313 | -0.00099993 | 633.1998 | 2.8137e-05 | 803.3331 | 0 | 797.88 | -0.00089378 | 803.3331 | 0 | 630.606 | 0.0022 | 803.3331 | 0 | 797.88 | -0.00035784 | 803.3331 | 0 | 797.88 | -0.001322 | 803.3331 | 0 | 633.1998 | 0.3586 | 803.3331 | 0 | 633.1998 | 0.99352 | 803.3331 | 0 | 803.1313 | -0.00104 | 940.1966 | 0.0049 | 803.1313 | 0.84084 | 939.798 | 0 | 940.1966 | 0.94169 | 803.1313 | -1.3106e-05 | 803.3331 | 0.0019612
| 630.7265 | 0.0016 | 803.5708 | 0.00037621 | 803.3691 | 0.00086726 | 630.7265 | 0.0013 | 803.5708 | 0.00071349 | 803.3691 | 0.00070712 | 803.3691 | 0.0004678 | 633.3197 | 1.3228e-05 | 803.5708 | 0.00072539 | 798.11 | -0.0011636 | 803.5708 | 0.0013094 | 630.7265 | 0.00050617 | 803.5708 | 0.00098109 | 798.11 | -0.0017461 | 803.5708 | 0.00058153 | 798.11 | -0.00050931 | 803.5708 | 0.00043272 | 633.3197 | 0.34969 | 803.5708 | 0.00092337 | 633.3197 | 0.99548 | 803.5708 | 0.00042502 | 803.3691 | 0.00104 | 940.3648 | 0.00468 | 803.3691 | 0.85057 | 939.9669 | 6.9993e-05 | 940.3648 | 0.94321 | 803.3691 | 0.00175 | 803.5708 | 0.0025932
| 630.847 | 0 | 803.8085 | -0.00060583 | 803.6069 | -0.00048853 | 630.847 | 0 | 803.8085 | -0.00022796 | 803.6069 | -0.001301 | 803.6069 | -0.0010366 | 633.4397 | 2.7095e-05 | 803.8085 | 0 | 798.35 | -0.00059023 | 803.8085 | 0 | 630.847 | 0.00107 | 803.8085 | 0 | 798.35 | -0.00077756 | 803.8085 | 0 | 798.35 | 0.00014088 | 803.8085 | 0 | 633.4397 | 0.34225 | 803.8085 | 0 | 633.4397 | 0.9989 | 803.8085 | 0 | 803.6069 | -0.0007756 | 940.533 | 0.00638 | 803.6069 | 0.85865 | 940.1358 | 0 | 940.533 | 0.9456 | 803.6069 | 0.00076025 | 803.8085 | 0.0020561
| 630.9675 | 0.00066181 | 804.0463 | 0.00056999 | 803.8447 | 8.6339e-05 | 630.9675 | 0.00093636 | 804.0463 | -0.00016351 | 803.8447 | 3.9845e-05 | 803.8447 | 0.00047304 | 633.5596 | 1.4035e-05 | 804.0463 | 0.00061412 | 798.59 | -0.0010624 | 804.0463 | 0.00063852 | 630.9675 | 0.00238 | 804.0463 | 0.0011453 | 798.59 | 0.00090132 | 804.0463 | 0.00063724 | 798.59 | 0.00020589 | 804.0463 | 0.00080487 | 633.5596 | 0.33338 | 804.0463 | 0.0010588 | 633.5596 | 0.99947 | 804.0463 | 0.00042643 | 803.8447 | 0.0008333 | 940.7012 | 0.00359 | 803.8447 | 0.85767 | 940.3047 | 5.0004e-05 | 940.7012 | 0.94685 | 803.8447 | 0.00245 | 804.0463 | 0.0026511
| 631.088 | 0 | 804.284 | -0.00060619 | 804.0825 | -0.00051664 | 631.088 | 0 | 804.284 | -0.0012096 | 804.0825 | -0.0017986 | 804.0825 | -0.00088351 | 633.6795 | 2.649e-05 | 804.284 | 0 | 798.83 | -0.0012648 | 804.284 | 0 | 631.088 | 0.00092742 | 804.284 | 0 | 798.83 | -0.0015524 | 804.284 | 0 | 798.83 | -0.0017771 | 804.284 | 0 | 633.6795 | 0.3257 | 804.284 | 0 | 633.6795 | 1 | 804.284 | 0 | 804.0825 | -0.00073166 | 940.8693 | 0.00563 | 804.0825 | 0.86077 | 940.4736 | 0 | 940.8693 | 0.94839 | 804.0825 | 0.00129 | 804.284 | 0.0019674
| 631.2086 | 0.00102 | 804.5218 | 0.0005514 | 804.3204 | -0.00017149 | 631.2086 | 0.00118 | 804.5218 | -7.3685e-05 | 804.3204 | 0.00081535 | 804.3204 | 0.00046949 | 633.7995 | 1.2545e-05 | 804.5218 | 0.00084185 | 799.06 | 0.001231 | 804.5218 | 0.00090129 | 631.2086 | 0.00193 | 804.5218 | 0.00039218 | 799.06 | -0.00080984 | 804.5218 | 0.0002276 | 799.06 | 0.00079106 | 804.5218 | 0.00031372 | 633.7995 | 0.31654 | 804.5218 | 0.00070171 | 633.7995 | 0.99786 | 804.5218 | 0.00026523 | 804.3204 | 0.00081931 | 941.0375 | 0.00709 | 804.3204 | 0.87349 | 940.6425 | 8.9995e-05 | 941.0375 | 0.94925 | 804.3204 | 0.00216 | 804.5218 | 0.0026812
| 631.3291 | 0 | 804.7595 | -0.00087038 | 804.5582 | -0.00077223 | 631.3291 | 0 | 804.7595 | -0.0012075 | 804.5582 | -0.0013532 | 804.5582 | -0.00093009 | 633.9195 | 2.6547e-05 | 804.7595 | 0 | 799.3 | -0.0040978 | 804.7595 | 0 | 631.3291 | 0.00169 | 804.7595 | 0 | 799.3 | 0.00067532 | 804.7595 | 0 | 799.3 | -0.0019397 | 804.7595 | 0 | 633.9195 | 0.30893 | 804.7595 | 0 | 633.9195 | 0.99666 | 804.7595 | 0 | 804.5582 | -0.00115 | 941.2057 | 0.00649 | 804.5582 | 0.88177 | 940.8114 | 0 | 941.2057 | 0.94973 | 804.5582 | 0.00021449 | 804.7595 | 0.0020759
| 631.4497 | 0.00127 | 804.9973 | 0.00076311 | 804.7961 | 0.00037887 | 631.4497 | 0.00134 | 804.9973 | -0.00020997 | 804.7961 | 0.00057106 | 804.7961 | 0.00066903 | 634.0394 | 1.4102e-05 | 804.9973 | 0.00056398 | 799.54 | -0.0016695 | 804.9973 | 0.0010676 | 631.4497 | 0.00113 | 804.9973 | 0.0011725 | 799.54 | 9.4169e-05 | 804.9973 | 0.00039646 | 799.54 | -0.00037928 | 804.9973 | 0.00071672 | 634.0394 | 0.29997 | 804.9973 | 0.00041624 | 634.0394 | 0.99432 | 804.9973 | 0.00033695 | 804.7961 | 0.00049243 | 941.3739 | 0.00598 | 804.7961 | 0.88197 | 940.9803 | 5.0004e-05 | 941.3739 | 0.94958 | 804.7961 | 0.00233 | 804.9973 | 0.002535
| 631.5702 | 0 | 805.235 | -0.00024521 | 805.0339 | -0.00047311 | 631.5702 | 0 | 805.235 | -0.0010125 | 805.0339 | -0.0016056 | 805.0339 | -0.00094699 | 634.1594 | 2.7689e-05 | 805.2351 | 0 | 799.78 | -0.0016358 | 805.2351 | 0 | 631.5702 | 0.00206 | 805.2351 | 0 | 799.78 | -0.0019721 | 805.235 | 0 | 799.78 | -0.0010295 | 805.2351 | 0 | 634.1594 | 0.29257 | 805.2351 | 0 | 634.1594 | 0.99114 | 805.2351 | 0 | 805.0339 | -0.00084981 | 941.5421 | 0.00496 | 805.0339 | 0.89969 | 941.1492 | 0 | 941.5421 | 0.94994 | 805.0339 | -0.00012846 | 805.235 | 0.0020464
| 631.6908 | 0.0017 | 805.4728 | 0.0010457 | 805.2718 | 0.00049977 | 631.6908 | 0.00184 | 805.4728 | 0.00034089 | 805.2718 | 0.00039763 | 805.2718 | 0.00061932 | 634.2793 | 1.3688e-05 | 805.4729 | 0.00062758 | 800.01 | 0.00011805 | 805.4729 | 0.00073192 | 631.6908 | 0.00136 | 805.4729 | 0.000946 | 800.01 | 0.00080447 | 805.4728 | 0.00099686 | 800.01 | -0.001322 | 805.4729 | 0.00090281 | 634.2793 | 0.2844 | 805.4729 | 0.0012468 | 634.2793 | 0.98759 | 805.4728 | 0.00044285 | 805.2718 | 0.00056708 | 941.7103 | 0.00487 | 805.2718 | 0.90076 | 941.3181 | 5.0004e-05 | 941.7103 | 0.95006 | 805.2718 | 0.00244 | 805.4728 | 0.0025296
| 631.8114 | 0 | 805.7106 | 0.000258 | 805.5096 | -0.00019692 | 631.8114 | 0 | 805.7106 | -0.00043622 | 805.5096 | -0.00083684 | 805.5096 | -0.00093322 | 634.3993 | 2.7174e-05 | 805.7107 | 0 | 800.25 | 5.0592e-05 | 805.7107 | 0 | 631.8114 | 0.00252 | 805.7107 | 0 | 800.25 | 6.1882e-05 | 805.7106 | 0 | 800.25 | -0.00096444 | 805.7107 | 0 | 634.3993 | 0.2781 | 805.7107 | 0 | 634.3993 | 0.98453 | 805.7106 | 0 | 805.5096 | -0.00041161 | 941.8785 | 0.00582 | 805.5096 | 0.89677 | 941.4871 | 0 | 941.8785 | 0.95155 | 805.5096 | 0.00055498 | 805.7106 | 0.0018738
| 631.932 | 0.00176 | 805.9485 | 0.00045066 | 805.7475 | -0.00030635 | 631.932 | 0.00168 | 805.9485 | 0.00079557 | 805.7475 | -0.00022937 | 805.7475 | 0.00045619 | 634.5193 | 1.3609e-05 | 805.9485 | 0.00035359 | 800.49 | 0.0017707 | 805.9485 | 0.0008055 | 631.932 | 0.00249 | 805.9485 | 0.0008056 | 800.49 | 0.00019102 | 805.9485 | 0.00038072 | 800.49 | 0.00056349 | 805.9485 | 0.00047799 | 634.5193 | 0.27093 | 805.9485 | 0.00060668 | 634.5193 | 0.98051 | 805.9485 | 0.00034948 | 805.7475 | 0.00102 | 942.0467 | 0.00452 | 805.7475 | 0.91138 | 941.656 | 8.9995e-05 | 942.0467 | 0.95307 | 805.7475 | 0.00155 | 805.9485 | 0.0024171
| 632.0526 | 0 | 806.1863 | 0.00045818 | 805.9854 | 8.8419e-05 | 632.0526 | 0 | 806.1863 | -0.00020172 | 805.9854 | -0.0015744 | 805.9854 | -0.00083135 | 634.6392 | 2.7611e-05 | 806.1863 | 0 | 800.73 | 0.0011299 | 806.1863 | 0 | 632.0526 | 0.00016089 | 806.1863 | 0 | 800.73 | -6.7263e-05 | 806.1863 | 0 | 800.73 | -0.00060684 | 806.1863 | 0 | 634.6392 | 0.26454 | 806.1863 | 0 | 634.6392 | 0.97551 | 806.1863 | 0 | 805.9854 | -0.00029061 | 942.2149 | 0.00359 | 805.9854 | 0.9223 | 941.8249 | 0 | 942.2149 | 0.95633 | 805.9854 | 0.00083323 | 806.1863 | 0.0018808
| 632.1732 | 0.00012278 | 806.4241 | 0.00056966 | 806.2233 | 0.00057821 | 632.1732 | 0.00114 | 806.4241 | 0.00033157 | 806.2233 | 0.00054295 | 806.2233 | 0.00048357 | 634.7592 | 1.4102e-05 | 806.4241 | 0.00069456 | 800.96 | -0.00042159 | 806.4241 | 0.00079988 | 632.1732 | 0.00281 | 806.4241 | 0.0010049 | 800.96 | -0.0021658 | 806.4241 | 0.00061 | 800.96 | -0.00060684 | 806.4241 | 0.00092932 | 634.7592 | 0.25673 | 806.4241 | 0.00041172 | 634.7592 | 0.9703 | 806.4241 | 0.00026589 | 806.2233 | 0.00079725 | 942.3831 | 0.00542 | 806.2233 | 0.91881 | 941.9939 | 6.9993e-05 | 942.3831 | 0.95894 | 806.2233 | 0.00194 | 806.4241 | 0.002594
| 632.2938 | 0 | 806.6619 | 0.00049034 | 806.4612 | -0.00055445 | 632.2938 | 0 | 806.6619 | -0.00063749 | 806.4612 | -0.0014448 | 806.4612 | -0.0012077 | 634.8792 | 2.7308e-05 | 806.6619 | 0 | 801.2 | 0.00099496 | 806.6619 | 0 | 632.2938 | 0.00052996 | 806.6619 | 0 | 801.2 | -0.0010036 | 806.6619 | 0 | 801.2 | -0.0018096 | 806.6619 | 0 | 634.8792 | 0.2502 | 806.6619 | 0 | 634.8792 | 0.96729 | 806.6619 | 0 | 806.4612 | -0.00123 | 942.5513 | 0.00596 | 806.4612 | 0.92977 | 942.1628 | 0 | 942.5513 | 0.9625 | 806.4612 | -0.00273 | 806.6619 | 0.001877
| 632.4144 | 0.0012 | 806.8998 | 0.00041455 | 806.6991 | -0.00027833 | 632.4144 | 0.00151 | 806.8998 | 0.0003361 | 806.6991 | 0.00048589 | 806.6991 | 0.00039582 | 634.9991 | 1.3352e-05 | 806.8998 | 0.0009052 | 801.44 | 0.0010287 | 806.8998 | 0.00087013 | 632.4144 | 0.00334 | 806.8998 | 0.00057917 | 801.44 | 0.0012565 | 806.8998 | 0.00058557 | 801.44 | -0.0023949 | 806.8998 | 0.00076942 | 634.9991 | 0.24292 | 806.8998 | 0.0011127 | 634.9991 | 0.96513 | 806.8998 | 0.00038952 | 806.6991 | 0.00049585 | 942.7195 | 0.00478 | 806.6991 | 0.93723 | 942.3317 | 5.0004e-05 | 942.7195 | 0.96507 | 806.6991 | 0.0057 | 806.8998 | 0.0024371
| 632.535 | 0 | 807.1376 | -0.00060259 | 806.937 | -0.00028332 | 632.535 | 0 | 807.1376 | -0.00040806 | 806.937 | -0.00089388 | 806.937 | -0.00075011 | 635.1191 | 2.7689e-05 | 807.1376 | 0 | 801.68 | -0.001602 | 807.1376 | 0 | 632.535 | 0.00291 | 807.1376 | 0 | 801.68 | -0.0012619 | 807.1376 | 0 | 801.68 | -0.00047681 | 807.1376 | 0 | 635.1191 | 0.2372 | 807.1376 | 0 | 635.1191 | 0.96271 | 807.1376 | 0 | 806.937 | -0.00048212 | 942.8877 | 0.00494 | 806.937 | 0.94 | 942.5007 | 0 | 942.8877 | 0.96828 | 806.937 | -9.0175e-05 | 807.1376 | 0.0019079
| 632.6557 | 0.00053603 | 807.3755 | 0.00078462 | 807.1749 | -0.00019966 | 632.6557 | 0.00071094 | 807.3755 | 0.00042858 | 807.1749 | 0.000122 | 807.1749 | 0.00043979 | 635.2391 | 1.4393e-05 | 807.3755 | 0.00052119 | 801.92 | 0.00011805 | 807.3755 | 0.00077616 | 632.6557 | 0.00227 | 807.3755 | 0 | 801.92 | -0.0027792 | 807.3755 | 0.00016308 | 801.92 | 0.00017338 | 807.3755 | 0.00060144 | 635.2391 | 0.22999 | 807.3755 | 0.00073673 | 635.2391 | 0.9578 | 807.3755 | 0.00027738 | 807.1749 | 0.00058153 | 943.0559 | 0.0063 | 807.1749 | 0.95342 | 942.6696 | 5.0004e-05 | 943.0559 | 0.97101 | 807.1749 | 0.0017 | 807.3755 | 0.0025233
| 632.7763 | 0 | 807.6133 | -0.00028377 | 807.4129 | -0.001085 | 632.7763 | 0 | 807.6133 | -5.0636e-05 | 807.4129 | -0.00090756 | 807.4129 | -0.0010033 | 635.3591 | 2.9313e-05 | 807.6134 | 0 | 802.15 | 0.00032042 | 807.6134 | 0 | 632.7763 | 0.00038799 | 807.6134 | 0 | 802.15 | -0.0010681 | 807.6133 | 0 | 802.15 | 0.0016688 | 807.6134 | 0 | 635.3591 | 0.22398 | 807.6134 | 0 | 635.3591 | 0.95004 | 807.6133 | 0 | 807.4129 | -0.00113 | 943.2241 | 0.00388 | 807.4129 | 0.94958 | 942.8385 | 0 | 943.2241 | 0.97381 | 807.4129 | 0.00048548 | 807.6133 | 0.0016715
| 632.897 | 0.00235 | 807.8512 | 0.00046304 | 807.6508 | -0.00012353 | 632.897 | 0.00108 | 807.8512 | -0.00025189 | 807.6508 | 0.00016267 | 807.6508 | 0.0003984 | 635.4791 | 1.4998e-05 | 807.8512 | 0.00083042 | 802.39 | 0.0018381 | 807.8512 | 0.00095945 | 632.897 | 0.00369 | 807.8512 | 0 | 802.39 | 0.001095 | 807.8512 | 0.00011887 | 802.39 | -0.0014846 | 807.8512 | 0.00049282 | 635.4791 | 0.21671 | 807.8512 | 0.0010353 | 635.4791 | 0.93941 | 807.8512 | 0.00034058 | 807.6508 | -9.5945e-05 | 943.3923 | 0.00658 | 807.6508 | 0.96651 | 943.0075 | 6.9993e-05 | 943.3923 | 0.97544 | 807.6508 | 0.00113 | 807.8512 | 0.002405
| 633.0177 | 0 | 808.0891 | -0.00058289 | 807.8888 | -0.00020297 | 633.0177 | 0 | 808.0891 | -0.00042712 | 807.8888 | -0.0014475 | 807.8888 | -0.00088836 | 635.5991 | 2.8999e-05 | 808.0891 | 0 | 802.63 | -0.0020068 | 808.0891 | 0 | 633.0177 | 0.00164 | 808.0891 | 0 | 802.63 | -0.0035219 | 808.0891 | 0 | 802.63 | -0.001127 | 808.0891 | 0 | 635.5991 | 0.21088 | 808.0891 | 0 | 635.5991 | 0.92777 | 808.0891 | 0 | 807.8888 | -0.00118 | 943.5605 | 0.00708 | 807.8888 | 0.95764 | 943.1764 | 0 | 943.5605 | 0.97703 | 807.8888 | 0.00079112 | 808.0891 | 0.0018961
| 633.1383 | 0.00062587 | 808.327 | -0.00019261 | 808.1267 | -0.00017572 | 633.1383 | 0.00116 | 808.327 | 6.2953e-05 | 808.1267 | 0.00019281 | 808.1267 | 0.00045601 | 635.719 | 1.4035e-05 | 808.327 | 0.00038909 | 802.87 | 0.00096123 | 808.327 | 0.00022938 | 633.1383 | 0.0013 | 808.327 | 0.0002034 | 802.87 | 0.0002556 | 808.327 | 0.00015434 | 802.87 | 0.00079106 | 808.327 | 0.00043771 | 635.719 | 0.20387 | 808.327 | 0.00047626 | 635.719 | 0.9164 | 808.327 | 0.00016975 | 808.1267 | 0.00044667 | 943.7287 | 0.00389 | 808.1267 | 0.96037 | 943.3454 | 5.0004e-05 | 943.7287 | 0.97758 | 808.1267 | 0.00234 | 808.327 | 0.0022412
| 633.259 | 0 | 808.5649 | -0.00057759 | 808.3647 | -0.00066688 | 633.259 | 0 | 808.5649 | -0.00026371 | 808.3647 | -0.0006858 | 808.3647 | -0.00084126 | 635.839 | 2.6938e-05 | 808.5649 | 0 | 803.1 | -1.6864e-05 | 808.5649 | 0 | 633.259 | 0.00238 | 808.5649 | 0 | 803.1 | 0.00028789 | 808.5649 | 0 | 803.1 | 0.00066102 | 808.5649 | 0 | 635.839 | 0.19829 | 808.5649 | 0 | 635.839 | 0.9071 | 808.5649 | 0 | 808.3647 | -0.0009482 | 943.8969 | 0.00441 | 808.3647 | 0.97138 | 943.5143 | 0 | 943.8969 | 0.97826 | 808.3647 | 0.00043324 | 808.5649 | 0.0016999
| 633.3797 | 0.00048213 | 808.8028 | 0.00047798 | 808.6027 | -0.00012386 | 633.3797 | 0.00020808 | 808.8028 | -0.0001319 | 808.6027 | -0.0006453 | 808.6027 | 0.00057642 | 635.959 | 1.3486e-05 | 808.8028 | 0.00088258 | 803.34 | -0.0012648 | 808.8028 | 0.0008595 | 633.3797 | 0.00022234 | 808.8028 | 0 | 803.34 | -0.00029326 | 808.8028 | 0.00048426 | 803.34 | -0.00080189 | 808.8028 | 0.00067732 | 635.959 | 0.19212 | 808.8028 | 0.00064349 | 635.959 | 0.89916 | 808.8028 | 0.00042468 | 808.6027 | 0.00071228 | 944.0652 | 0.00559 | 808.6027 | 0.97195 | 943.6833 | 6.9993e-05 | 944.0652 | 0.97806 | 808.6027 | 0.00164 | 808.8028 | 0.0022339
| 633.5004 | 0 | 809.0407 | -0.00080165 | 808.8406 | -0.0018189 | 633.5004 | 0 | 809.0407 | -0.00061058 | 808.8406 | -0.0017622 | 808.8406 | -0.00098331 | 636.079 | 2.8193e-05 | 809.0407 | 0 | 803.58 | 5.0592e-05 | 809.0407 | 0 | 633.5004 | 0.00078546 | 809.0407 | 0 | 803.58 | -0.0028761 | 809.0407 | 0 | 803.58 | -0.0008344 | 809.0407 | 0 | 636.079 | 0.18687 | 809.0407 | 0 | 636.079 | 0.89196 | 809.0407 | 0 | 808.8406 | -0.00165 | 944.2334 | 0.00585 | 808.8406 | 0.97947 | 943.8523 | 0 | 944.2334 | 0.97839 | 808.8406 | 0.00024032 | 809.0407 | 0.0016293
| 633.6211 | 0 | 809.2787 | -2.0449e-06 | 809.0786 | -0.00056549 | 633.6211 | 0 | 809.2787 | -0.00034466 | 809.0786 | 0.00049695 | 809.0786 | 0.00044576 | 636.199 | 1.5312e-05 | 809.2787 | 0.00050796 | 803.82 | -0.00015177 | 809.2787 | 0.00055812 | 633.6211 | 0.00278 | 809.2787 | 0.00029786 | 803.82 | 0.00073989 | 809.2787 | 6.1555e-05 | 803.82 | -0.00086692 | 809.2787 | 0.00036783 | 636.199 | 0.18073 | 809.2787 | 0.00077721 | 636.199 | 0.88402 | 809.2787 | 0.00019186 | 809.0786 | 0.00063306 | 944.4016 | 0.00295 | 809.0786 | 0.97566 | 944.0212 | 0.00011 | 944.4016 | 0.97822 | 809.0786 | 0.00207 | 809.2787 | 0.0021911
| 633.7418 | 0 | 809.5166 | -2.2934e-05 | 809.3166 | -0.00097766 | 633.7418 | 0 | 809.5166 | -0.00081662 | 809.3166 | -0.0010264 | 809.3166 | -0.00096423 | 636.319 | 2.8171e-05 | 809.5166 | 0 | 804.06 | -0.00059023 | 809.5166 | 0 | 633.7418 | 0.00309 | 809.5166 | 0 | 804.06 | -0.0028439 | 809.5166 | 0 | 804.06 | -0.0008344 | 809.5166 | 0 | 636.319 | 0.17615 | 809.5166 | 0 | 636.319 | 0.87729 | 809.5166 | 0 | 809.3166 | -0.00042598 | 944.5698 | 0.00483 | 809.3166 | 0.98386 | 944.1902 | 0 | 944.5698 | 0.97888 | 809.3166 | 0.00061009 | 809.5166 | 0.0016758
| 633.8625 | 0.00118 | 809.7545 | 0.00035642 | 809.5546 | 0.0008047 | 633.8625 | 0.00134 | 809.7545 | 0.00010765 | 809.5546 | 0.00071237 | 809.5546 | 0.0006705 | 636.439 | 1.3565e-05 | 809.7545 | 0.00077076 | 804.29 | -0.0009275 | 809.7545 | 0.00088343 | 633.8625 | 0.00193 | 809.7545 | 0.00081534 | 804.29 | 0.00032017 | 809.7545 | 0.00058579 | 804.29 | -0.0008344 | 809.7545 | 0.00076944 | 636.439 | 0.17079 | 809.7545 | 0.00088436 | 636.439 | 0.86751 | 809.7545 | 0.00053652 | 809.5546 | 0.00079252 | 944.738 | 0.00633 | 809.5546 | 0.98659 | 944.3591 | 8.9995e-05 | 944.738 | 0.98032 | 809.5546 | 0.00209 | 809.7545 | 0.0022996
| 633.9833 | 0 | 809.9925 | -0.00037181 | 809.7926 | -0.0007525 | 633.9833 | 0 | 809.9925 | -0.00040495 | 809.7926 | -0.0016062 | 809.7926 | -0.00093641 | 636.559 | 2.8563e-05 | 809.9925 | 0 | 804.53 | 0.00075887 | 809.9925 | 0 | 633.9833 | 0.00181 | 809.9925 | 0 | 804.53 | 0.0014502 | 809.9925 | 0 | 804.53 | 0.00040094 | 809.9925 | 0 | 636.559 | 0.16671 | 809.9925 | 0 | 636.559 | 0.85748 | 809.9925 | 0 | 809.7926 | -0.00115 | 944.9062 | 0.00413 | 809.7926 | 0.98874 | 944.5281 | 0 | 944.9062 | 0.98361 | 809.7926 | 0.00026545 | 809.9925 | 0.0017001
| 634.104 | 0.00046416 | 810.2305 | 0.0013592 | 810.0307 | 0.0013118 | 634.104 | 0.00060691 | 810.2305 | 0.0001839 | 810.0307 | 0.0005059 | 810.0307 | 0.00071284 | 636.679 | 1.5177e-05 | 810.2304 | 0.00078611 | 804.77 | -0.0010961 | 810.2304 | 0.001292 | 634.104 | 0.00317 | 810.2304 | 0.001563 | 804.77 | 0.00077218 | 810.2305 | 0.00084963 | 804.77 | 0.0009536 | 810.2304 | 0.00067765 | 636.679 | 0.16098 | 810.2304 | 0.001207 | 636.679 | 0.844 | 810.2305 | 0.00051367 | 810.0307 | 0.00096941 | 945.0745 | 0.00529 | 810.0307 | 0.98771 | 944.6971 | 5.0004e-05 | 945.0745 | 0.98654 | 810.0307 | 0.00132 | 810.2305 | 0.0022289
| 634.2247 | 0 | 810.4684 | 0.00027932 | 810.2687 | -0.00052789 | 634.2247 | 0 | 810.4684 | -0.00045395 | 810.2687 | -0.0011654 | 810.2687 | -0.0009351 | 636.799 | 3.0377e-05 | 810.4684 | 0 | 805.01 | -0.00025296 | 810.4684 | 0 | 634.2247 | 0.00255 | 810.4684 | 0 | 805.01 | -0.0039416 | 810.4684 | 0 | 805.01 | -0.00021673 | 810.4684 | 0 | 636.799 | 0.15718 | 810.4684 | 0 | 636.799 | 0.83389 | 810.4684 | 0 | 810.2687 | -0.00086428 | 945.2427 | 0.0061 | 810.2687 | 0.98936 | 944.8661 | 0 | 945.2427 | 0.9899 | 810.2687 | 0.00062697 | 810.4684 | 0.0016437
| 634.3455 | 0.00115 | 810.7064 | 0.00050006 | 810.5067 | 8.3865e-05 | 634.3455 | 0.00038148 | 810.7064 | -7.345e-05 | 810.5067 | -0.00014942 | 810.5067 | 0.00046152 | 636.919 | 1.5334e-05 | 810.7064 | 0.00079626 | 805.24 | 0.00059023 | 810.7064 | 0.0010852 | 634.3455 | 0.00056294 | 810.7064 | 0.00038617 | 805.24 | 0.0010305 | 810.7064 | 6.7438e-05 | 805.24 | 0.00046596 | 810.7064 | 0.0011074 | 636.919 | 0.15228 | 810.7064 | 0.0013436 | 636.919 | 0.8216 | 810.7064 | 0.00030859 | 810.5067 | 0.00057583 | 945.4109 | 0.00466 | 810.5067 | 0.98538 | 945.035 | 5.0004e-05 | 945.4109 | 0.99199 | 810.5067 | 0.00204 | 810.7064 | 0.0022617
| 634.4663 | 0 | 810.9444 | 6.2709e-05 | 810.7448 | -0.00035297 | 634.4663 | 0 | 810.9444 | -0.0010173 | 810.7448 | -0.0013684 | 810.7448 | -0.0009464 | 637.039 | 2.9907e-05 | 810.9444 | 0 | 805.48 | -0.00082632 | 810.9444 | 0 | 634.4663 | 0.00186 | 810.9444 | 0 | 805.48 | 0.00012645 | 810.9444 | 0 | 805.48 | -0.00067186 | 810.9444 | 0 | 637.039 | 0.14825 | 810.9444 | 0 | 637.039 | 0.80911 | 810.9444 | 0 | 810.7448 | -0.00094189 | 945.5791 | 0.00606 | 810.7448 | 0.99329 | 945.204 | 0 | 945.5791 | 0.99425 | 810.7448 | 0.00026005 | 810.9444 | 0.0016623
| 634.587 | 0 | 811.1824 | 0.00050313 | 810.9828 | -0.00038888 | 634.587 | 0.00106 | 811.1824 | -3.9145e-05 | 810.9828 | 0.00028521 | 810.9828 | 0.00044984 | 637.159 | 1.4606e-05 | 811.1824 | 0.00091456 | 805.72 | -0.00096123 | 811.1824 | 0.0005418 | 634.587 | 0.0019 | 811.1824 | 0.0002017 | 805.72 | -0.00019641 | 811.1824 | 8.5307e-05 | 805.72 | 0.00098612 | 811.1824 | 0 | 637.159 | 0.14262 | 811.1824 | 0.00060958 | 637.159 | 0.7943 | 811.1824 | 0.00052256 | 810.9828 | 0.0004423 | 945.7474 | 0.00505 | 810.9828 | 0.99144 | 945.373 | 6.9993e-05 | 945.7474 | 0.99463 | 810.9828 | 0.00147 | 811.1824 | 0.0023249
| 634.7078 | 0 | 811.4204 | -0.00051618 | 811.2209 | -0.00043312 | 634.7078 | 0 | 811.4204 | -0.0012557 | 811.2209 | -0.0010543 | 811.2209 | -0.0011341 | 637.279 | 2.8585e-05 | 811.4204 | 0 | 805.96 | 0.00021923 | 811.4204 | 0 | 634.7078 | 0.00113 | 811.4204 | 0 | 805.96 | 0.00035245 | 811.4204 | 0 | 805.96 | 0.0011162 | 811.4204 | 0 | 637.279 | 0.13836 | 811.4204 | 0 | 637.279 | 0.7821 | 811.4204 | 0 | 811.2209 | -0.00063247 | 945.9156 | 0.00381 | 811.2209 | 1 | 945.542 | 0 | 945.9156 | 0.99509 | 811.2209 | 0.00019637 | 811.4204 | 0.0016977
| 634.8286 | 0.00037433 | 811.6584 | 0.00052099 | 811.4589 | -0.00040865 | 634.8286 | 0.00196 | 811.6584 | -0.00063921 | 811.4589 | -0.00049305 | 811.4589 | 0.00034264 | 637.399 | 1.4001e-05 | 811.6584 | 0.00033428 | 806.2 | 0.00096123 | 811.6584 | 0.00078763 | 634.8286 | 0.00158 | 811.6584 | 0.00064462 | 806.2 | -9.9549e-05 | 811.6584 | 0.00025015 | 806.2 | -0.0001192 | 811.6584 | 5.8783e-05 | 637.399 | 0.13362 | 811.6584 | 0.0013257 | 637.399 | 0.77182 | 811.6584 | 0.00029066 | 811.4589 | 0.00014759 | 946.0838 | 0.00524 | 811.4589 | 0.99208 | 945.711 | 8.9995e-05 | 946.0838 | 0.9939 | 811.4589 | 0.00209 | 811.6584 | 0.0021879
| 634.9494 | 0 | 811.8964 | -0.00032679 | 811.697 | -0.00069186 | 634.9494 | 0 | 811.8964 | 1.5495e-05 | 811.697 | -0.00091638 | 811.697 | -0.00080241 | 637.5191 | 2.7532e-05 | 811.8964 | 0 | 806.43 | -0.0022766 | 811.8964 | 0 | 634.9494 | 0.00164 | 811.8964 | 0 | 806.43 | 0.00032017 | 811.8964 | 0 | 806.43 | -0.0010945 | 811.8964 | 0 | 637.5191 | 0.13023 | 811.8964 | 0 | 637.5191 | 0.7622 | 811.8964 | 0 | 811.697 | -0.00016447 | 946.2521 | 0.00417 | 811.697 | 0.9979 | 945.88 | 0 | 946.2521 | 0.99312 | 811.697 | 0.00049743 | 811.8964 | 0.0016198
| 635.0702 | 0.00030245 | 812.1345 | 0.0005916 | 811.9351 | -0.00044487 | 635.0702 | 0.00196 | 812.1345 | -0.00018368 | 811.9351 | 0.00020736 | 811.9351 | 0.00044699 | 637.6391 | 1.3565e-05 | 812.1344 | 0.00089275 | 806.67 | 0.00089378 | 812.1344 | 0.00073614 | 635.0702 | 0.00227 | 812.1344 | 0.00040274 | 806.67 | 0.00093361 | 812.1345 | 0.00010084 | 806.67 | -0.00063934 | 812.1344 | 5.9779e-05 | 637.6391 | 0.12627 | 812.1344 | 0.00090222 | 637.6391 | 0.75157 | 812.1345 | 0.00018185 | 811.9351 | 0.00020588 | 946.4203 | 0.00492 | 811.9351 | 0.99573 | 946.049 | 5.0004e-05 | 946.4203 | 0.99098 | 811.9351 | 0.0023 | 812.1345 | 0.0021939
| 635.191 | 0 | 812.3725 | -0.00047023 | 812.1732 | -0.00067396 | 635.191 | 0 | 812.3725 | -0.0011387 | 812.1732 | -0.0014242 | 812.1732 | -0.00091535 | 637.7591 | 2.7566e-05 | 812.3725 | 0 | 806.91 | -0.00099496 | 812.3725 | 0 | 635.191 | 0.0022 | 812.3725 | 0 | 806.91 | -0.00019641 | 812.3725 | 0 | 806.91 | -0.001322 | 812.3725 | 0 | 637.7591 | 0.12324 | 812.3725 | 0 | 637.7591 | 0.74019 | 812.3725 | 0 | 812.1732 | -0.00036734 | 946.5885 | 0.00492 | 812.1732 | 0.99805 | 946.2179 | 0 | 946.5885 | 0.9898 | 812.1732 | 0.00018569 | 812.3725 | 0.0017015
| 635.3118 | 0.0004462 | 812.6105 | 0.00037808 | 812.4113 | -0.00036685 | 635.3118 | 0.00151 | 812.6105 | 0.00013252 | 812.4113 | 0.00022248 | 812.4113 | 0.00045596 | 637.8791 | 1.4102e-05 | 812.6105 | 0.00011165 | 807.15 | 0.00062396 | 812.6105 | 0.001211 | 635.3118 | 0.00181 | 812.6105 | 0.00076833 | 807.15 | -6.7263e-05 | 812.6105 | 0.00043567 | 807.15 | 0.0019289 | 812.6105 | 0.00065715 | 637.8791 | 0.11933 | 812.6105 | 0.00057174 | 637.8791 | 0.72839 | 812.6105 | 0.00035118 | 812.4113 | 0.00023195 | 946.7568 | 0.00471 | 812.4113 | 0.998 | 946.3869 | 6.9993e-05 | 946.7568 | 0.98828 | 812.4113 | 0.00148 | 812.6105 | 0.0022857
| 635.4327 | 0 | 812.8486 | 7.7131e-05 | 812.6494 | 2.5177e-05 | 635.4327 | 0 | 812.8486 | -0.00018807 | 812.6494 | -0.001244 | 812.6494 | -0.00085244 | 637.9991 | 2.8193e-05 | 812.8486 | 0 | 807.39 | -0.0024789 | 812.8486 | 0 | 635.4327 | 0.00257 | 812.8486 | 0 | 807.39 | -0.0027148 | 812.8486 | 0 | 807.39 | -0.00073687 | 812.8486 | 0 | 637.9991 | 0.11597 | 812.8486 | 0 | 637.9991 | 0.7165 | 812.8486 | 0 | 812.6494 | -0.00085349 | 946.925 | 0.00471 | 812.6494 | 0.98994 | 946.556 | 0 | 946.925 | 0.98811 | 812.6494 | 0.00083471 | 812.8486 | 0.0014727
| 635.5535 | 0.00051807 | 813.0867 | -0.00021837 | 812.8875 | 0.00079095 | 635.5535 | 0.00114 | 813.0867 | -0.0001266 | 812.8875 | 0.00057356 | 812.8875 | 0.00058879 | 638.1192 | 1.4192e-05 | 813.0866 | 0.0010014 | 807.62 | 0.0011299 | 813.0866 | 0.00043479 | 635.5535 | 0.00252 | 813.0866 | 0.0011849 | 807.62 | -0.0023919 | 813.0867 | 0.00086765 | 807.62 | -0.00015171 | 813.0866 | 0.00079103 | 638.1192 | 0.11161 | 813.0866 | 0.00069695 | 638.1192 | 0.7024 | 813.0867 | 0.00031033 | 812.8875 | 0.0004661 | 947.0932 | 0.00461 | 812.8875 | 0.99059 | 946.725 | 6.9993e-05 | 947.0932 | 0.98708 | 812.8875 | 0.00198 | 813.0867 | 0.0021326
| 635.6744 | 0 | 813.3247 | -0.00042814 | 813.1256 | -7.2443e-05 | 635.6744 | 0 | 813.3247 | -0.00061994 | 813.1256 | -0.0011614 | 813.1256 | -0.0010838 | 638.2392 | 2.7543e-05 | 813.3247 | 0 | 807.86 | -0.00079259 | 813.3247 | 0 | 635.6744 | 0.0006719 | 813.3247 | 0 | 807.86 | -2.6905e-06 | 813.3247 | 0 | 807.86 | 0.00043346 | 813.3247 | 0 | 638.2392 | 0.10848 | 813.3247 | 0 | 638.2392 | 0.69011 | 813.3247 | 0 | 813.1256 | -0.00127 | 947.2615 | 0.00473 | 813.1256 | 0.99582 | 946.894 | 0 | 947.2615 | 0.98667 | 813.1256 | -0.00301 | 813.3247 | 0.0014704
| 635.7952 | 0.00048213 | 813.5628 | 0.00047007 | 813.3638 | 0.00070654 | 635.7952 | 0.00137 | 813.5628 | 0.00087599 | 813.3638 | 1.7935e-05 | 813.3638 | 0.00061197 | 638.3592 | 1.3486e-05 | 813.5628 | 0.00081881 | 808.1 | 0.00042159 | 813.5628 | 0.00097069 | 635.7952 | 0.00084678 | 813.5628 | 0.00078599 | 808.1 | -6.7263e-05 | 813.5628 | 0.00054422 | 808.1 | -0.0014846 | 813.5628 | 0.0012084 | 638.3592 | 0.10448 | 813.5628 | 0.00098949 | 638.3592 | 0.67794 | 813.5628 | 0.00033878 | 813.3638 | 0.00055912 | 947.4297 | 0.00549 | 813.3638 | 0.99462 | 947.063 | 6.9993e-05 | 947.4297 | 0.98537 | 813.3638 | 0.00473 | 813.5628 | 0.0020611
| 635.9161 | 0 | 813.8009 | 0.00037714 | 813.6019 | -0.00088556 | 635.9161 | 0 | 813.8009 | -0.00080646 | 813.6019 | -0.0013702 | 813.6019 | -0.00087875 | 638.4793 | 2.6961e-05 | 813.8009 | 0 | 808.34 | -0.00082632 | 813.8009 | 0 | 635.9161 | 0.00055835 | 813.8009 | 0 | 808.34 | -0.0037801 | 813.8009 | 0 | 808.34 | -0.0013871 | 813.8009 | 0 | 638.4793 | 0.10191 | 813.8009 | 0 | 638.4793 | 0.66766 | 813.8009 | 0 | 813.6019 | -0.00060331 | 947.598 | 0.0058 | 813.6019 | 0.98948 | 947.232 | 0 | 947.598 | 0.98538 | 813.6019 | 1.433e-05 | 813.8009 | 0.0015178
| 636.037 | 0.00019465 | 814.039 | 0.00040187 | 813.84 | 7.5688e-05 | 636.037 | 0.00074563 | 814.039 | -0.00017057 | 813.84 | 0.00026757 | 813.84 | 0.0005163 | 638.5993 | 1.3721e-05 | 814.039 | 0.00072196 | 808.58 | 0.0025801 | 814.039 | 0.0010259 | 636.037 | 0.00079001 | 814.039 | 0.00057607 | 808.58 | -0.0026179 | 814.039 | 0.00061424 | 808.58 | -0.0016147 | 814.039 | 0 | 638.5993 | 0.09822 | 814.039 | 0.00045773 | 638.5993 | 0.65478 | 814.039 | 0.00025531 | 813.84 | 0.00084932 | 947.7662 | 0.00666 | 813.84 | 0.98093 | 947.401 | 6.9993e-05 | 947.7662 | 0.98533 | 813.84 | 0.00184 | 814.039 | 0.0020875
| 636.1578 | 0 | 814.2771 | -0.0010147 | 814.0782 | -0.00067209 | 636.1578 | 0 | 814.2771 | 9.0878e-05 | 814.0782 | -0.0013269 | 814.0782 | -0.0010583 | 638.7193 | 2.8843e-05 | 814.2771 | 0 | 808.81 | 0.00089378 | 814.2771 | 0 | 636.1578 | 0 | 814.2771 | 0 | 808.81 | 0.00064304 | 814.2771 | 0 | 808.81 | -0.001127 | 814.2771 | 0 | 638.7193 | 0.0958 | 814.2771 | 0 | 638.7193 | 0.64312 | 814.2771 | 0 | 814.0782 | -0.00064194 | 947.9345 | 0.00592 | 814.0782 | 0.98893 | 947.57 | 0 | 947.9345 | 0.98658 | 814.0782 | 0.00014368 | 814.2771 | 0.0014431
| 636.2787 | 0.00030245 | 814.5152 | 0.0009464 | 814.3164 | 0.0010147 | 636.2787 | 0.00182 | 814.5152 | -0.00018101 | 814.3164 | 0.00065896 | 814.3164 | 0.00073992 | 638.8394 | 1.539e-05 | 814.5152 | 0.00075017 | 809.05 | 0.00069142 | 814.5152 | 0.00070889 | 636.2787 | 0.00181 | 814.5152 | 0.00077566 | 809.05 | 0.0013533 | 814.5152 | 0.00068763 | 809.05 | 0.00053099 | 814.5152 | 0.00089185 | 638.8394 | 0.09292 | 814.5152 | 0.00097627 | 638.8394 | 0.63037 | 814.5152 | 0.00042637 | 814.3164 | 0.00090307 | 948.1027 | 0.00746 | 814.3164 | 0.97267 | 947.739 | 6.9993e-05 | 948.1027 | 0.98747 | 814.3164 | 0.00178 | 814.5152 | 0.0022311
| 636.3996 | 0 | 814.7534 | -0.00042392 | 814.5545 | -0.00096455 | 636.3996 | 0 | 814.7534 | -0.00099355 | 814.5545 | -0.001368 | 814.5545 | -0.00090763 | 638.9594 | 3.0041e-05 | 814.7533 | 0 | 809.29 | -0.0023441 | 814.7533 | 0 | 636.3996 | 0.00104 | 814.7533 | 0 | 809.29 | -0.0023919 | 814.7534 | 0 | 809.29 | -0.0012245 | 814.7533 | 0 | 638.9594 | 0.09094 | 814.7533 | 0 | 638.9594 | 0.61833 | 814.7534 | 0 | 814.5545 | -0.00125 | 948.271 | 0.00603 | 814.5545 | 0.97625 | 947.9081 | 0 | 948.271 | 0.98894 | 814.5545 | 8.8658e-05 | 814.7534 | 0.0014007
| 636.5205 | 0.00084148 | 814.9915 | 0.00025054 | 814.7927 | 0.0016216 | 636.5205 | 0.00208 | 814.9915 | 0.0010054 | 814.7927 | 0.00033201 | 814.7927 | 0.00064903 | 639.0795 | 1.4841e-05 | 814.9915 | 0.00096604 | 809.53 | -0.00079259 | 814.9915 | 0.00059401 | 636.5205 | 0.00181 | 814.9915 | 0.001721 | 809.53 | 0.0025157 | 814.9915 | 0.00087648 | 809.53 | 0.00079106 | 814.9915 | 0.00083862 | 639.0795 | 0.08814 | 814.9915 | 0.0012489 | 639.0795 | 0.60416 | 814.9915 | 0.00037674 | 814.7927 | 0.00084651 | 948.4392 | 0.00471 | 814.7927 | 0.97038 | 948.0771 | 5.0004e-05 | 948.4392 | 0.9896 | 814.7927 | 0.00185 | 814.9915 | 0.0019705
| 636.6414 | 0 | 815.2296 | 0.00047703 | 815.0309 | -0.00046976 | 636.6414 | 0 | 815.2296 | -0.00056853 | 815.0309 | -0.0010456 | 815.0309 | -0.00096724 | 639.1995 | 2.9414e-05 | 815.2296 | 0 | 809.76 | -0.0009275 | 815.2296 | 0 | 636.6414 | 0 | 815.2296 | 0 | 809.76 | -0.00064841 | 815.2296 | 0 | 809.76 | -0.0023624 | 815.2296 | 0 | 639.1995 | 0.08593 | 815.2296 | 0 | 639.1995 | 0.59114 | 815.2296 | 0 | 815.0309 | -0.00069747 | 948.6075 | 0.00466 | 815.0309 | 0.96784 | 948.2461 | 0 | 948.6075 | 0.99044 | 815.0309 | 0.00031456 | 815.2296 | 0.0014911
| 636.7624 | 0.00174 | 815.4678 | 0.00067532 | 815.2691 | 0.00013086 | 636.7624 | 0.00062425 | 815.4678 | 0.0001048 | 815.2691 | 0.0011589 | 815.2691 | 0.00062167 | 639.3196 | 1.4629e-05 | 815.4678 | 0.00081903 | 810 | 0.00089378 | 815.4678 | 0.00020323 | 636.7624 | 0.00204 | 815.4678 | 0.0012379 | 810 | 0.00064304 | 815.4678 | 0.00037671 | 810 | 0.0011487 | 815.4678 | 0.00057278 | 639.3196 | 0.08325 | 815.4678 | 0.0012055 | 639.3196 | 0.57685 | 815.4678 | 0.00048862 | 815.2691 | 0.00099345 | 948.7757 | 0.00635 | 815.2691 | 0.95894 | 948.4151 | 6.9993e-05 | 948.7757 | 0.98983 | 815.2691 | 0.00307 | 815.4678 | 0.0020213
| 636.8833 | 0 | 815.7059 | -0.00042978 | 815.5073 | -0.00031423 | 636.8833 | 0 | 815.7059 | -0.00041045 | 815.5073 | -0.0019367 | 815.5073 | -0.00087785 | 639.4396 | 2.7588e-05 | 815.7059 | 0 | 810.24 | -0.00045532 | 815.7059 | 0 | 636.8833 | 0.00223 | 815.7059 | 0 | 810.24 | -0.00013183 | 815.7059 | 0 | 810.24 | -0.0013871 | 815.7059 | 0 | 639.4396 | 0.08125 | 815.7059 | 0 | 639.4396 | 0.56476 | 815.7059 | 0 | 815.5073 | -0.00079924 | 948.944 | 0.00475 | 815.5073 | 0.95338 | 948.5842 | 0 | 948.944 | 0.99028 | 815.5073 | 0.0005013 | 815.7059 | 0.0013207
| 637.0042 | 0.00109 | 815.9441 | 0.0010218 | 815.7455 | 0.00027099 | 637.0042 | 0.00192 | 815.9441 | 0.00031233 | 815.7455 | 0.0002775 | 815.7455 | 0.00047263 | 639.5597 | 1.3038e-05 | 815.9441 | 0.00024766 | 810.48 | 0.00086005 | 815.9441 | 0.00080857 | 637.0042 | 0.00227 | 815.9441 | 0.00080064 | 810.48 | 0.0018699 | 815.9441 | 0.00044398 | 810.48 | 0.0013112 | 815.9441 | 0.0012021 | 639.5597 | 0.07844 | 815.9441 | 0.00098495 | 639.5597 | 0.55276 | 815.9441 | 0.00033836 | 815.7455 | 0.0013 | 949.1122 | 0.00498 | 815.7455 | 0.95284 | 948.7532 | 6.9993e-05 | 949.1122 | 0.99035 | 815.7455 | 0.00189 | 815.9441 | 0.0021151
| 637.1252 | 0 | 816.1823 | -4.7915e-05 | 815.9837 | -0.00067362 | 637.1252 | 0 | 816.1823 | -0.0010654 | 815.9837 | -0.00063435 | 815.9837 | -0.00087927 | 639.6797 | 2.6524e-05 | 816.1822 | 0 | 810.72 | -0.0034234 | 816.1822 | 0 | 637.1252 | 0.00172 | 816.1822 | 0 | 810.72 | -0.0017784 | 816.1823 | 0 | 810.72 | -0.0018422 | 816.1822 | 0 | 639.6797 | 0.07634 | 816.1822 | 0 | 639.6797 | 0.5422 | 816.1822 | 0 | 815.9837 | -0.00072506 | 949.2805 | 0.00647 | 815.9837 | 0.94791 | 948.9222 | 0 | 949.2805 | 0.9913 | 815.9837 | 0.0006369 | 816.1823 | 0.0013009
| 637.2461 | 0.00051807 | 816.4204 | 0.00049399 | 816.2219 | -0.00014449 | 637.2461 | 0.00147 | 816.4204 | 2.7147e-05 | 816.2219 | -9.4309e-05 | 816.2219 | 0.00038935 | 639.7998 | 1.3643e-05 | 816.4204 | 0.00059032 | 810.95 | -0.0013997 | 816.4204 | 0.0007073 | 637.2461 | 0.00244 | 816.4204 | 0.00049902 | 810.95 | -0.00039012 | 816.4204 | 0.00037278 | 810.95 | 0.00017338 | 816.4204 | 0.00064581 | 639.7998 | 0.07358 | 816.4204 | 0.00030709 | 639.7998 | 0.52915 | 816.4204 | 0.00040301 | 816.2219 | 0.00072236 | 949.4487 | 0.00533 | 816.2219 | 0.93917 | 949.0913 | 6.9993e-05 | 949.4487 | 0.99119 | 816.2219 | 0.00124 | 816.4204 | 0.0019841
| 637.3671 | 0 | 816.6586 | -0.00062299 | 816.4601 | -0.00062748 | 637.3671 | 0 | 816.6586 | -0.00051824 | 816.4601 | -0.00085008 | 816.4601 | -0.00081617 | 639.9198 | 2.8787e-05 | 816.6586 | 0 | 811.19 | -0.0016695 | 816.6586 | 0 | 637.3671 | 0.00027444 | 816.6586 | 0 | 811.19 | -0.0006807 | 816.6586 | 0 | 811.19 | 0.0009536 | 816.6586 | 0 | 639.9198 | 0.07143 | 816.6586 | 0 | 639.9198 | 0.5165 | 816.6586 | 0 | 816.4601 | -0.00070251 | 949.617 | 0.00508 | 816.4601 | 0.92909 | 949.2603 | 0 | 949.617 | 0.99218 | 816.4601 | 0.00083974 | 816.6586 | 0.0013338
| 637.4881 | 0.00131 | 816.8969 | 0.0003015 | 816.6984 | -0.00082753 | 637.4881 | 0.00064159 | 816.8969 | -0.00024885 | 816.6984 | 8.9405e-05 | 816.6984 | 0.00030498 | 640.0399 | 1.5312e-05 | 816.8968 | 0.00028672 | 811.43 | 0.0012985 | 816.8968 | 3.3412e-05 | 637.4881 | 0.00204 | 816.8968 | 0 | 811.43 | 0.0011596 | 816.8969 | 6.0763e-05 | 811.43 | 0.0009536 | 816.8968 | 0.00083718 | 640.0399 | 0.06867 | 816.8968 | 0.00073669 | 640.0399 | 0.5032 | 816.8968 | 0.0003054 | 816.6984 | 0.00056101 | 949.7853 | 0.00466 | 816.6984 | 0.92525 | 949.4294 | 6.9993e-05 | 949.7853 | 0.9935 | 816.6984 | 0.00223 | 816.8969 | 0.0019489
| 637.6091 | 0 | 817.135 | -0.00060665 | 816.9366 | 0.0003906 | 637.6091 | 0 | 817.135 | -0.0015527 | 816.9366 | -0.0015159 | 816.9366 | -0.00089753 | 640.1599 | 3.0299e-05 | 817.135 | 0 | 811.67 | 0.0012985 | 817.135 | 0 | 637.6091 | 0.00050157 | 817.135 | 0 | 811.67 | -0.0031667 | 817.135 | 0 | 811.67 | -0.00031426 | 817.135 | 0 | 640.1599 | 0.06669 | 817.135 | 0 | 640.1599 | 0.49184 | 817.135 | 0 | 816.9366 | -0.00079487 | 949.9535 | 0.00343 | 816.9366 | 0.91649 | 949.5984 | 0 | 949.9535 | 0.99613 | 816.9366 | 0.00062877 | 817.135 | 0.0014227
| 637.7301 | 0 | 817.3732 | 0.00094157 | 817.1749 | 0.00025675 | 637.7301 | 0.00151 | 817.3732 | 0.00018521 | 817.1749 | 0.00030846 | 817.1749 | 0.0004256 | 640.28 | 1.5121e-05 | 817.3732 | 0.00089332 | 811.91 | 0.0018719 | 817.3732 | 0.0011901 | 637.7301 | 0.00119 | 817.3732 | 0.00045046 | 811.91 | 0.0014502 | 817.3732 | 0.00057017 | 811.91 | -0.0014521 | 817.3732 | 0.00086416 | 640.28 | 0.06402 | 817.3732 | 0.00071852 | 640.28 | 0.47934 | 817.3732 | 0.00022439 | 817.1749 | 0.00105 | 950.1218 | 0.00524 | 817.1749 | 0.90478 | 949.7675 | 5.0004e-05 | 950.1218 | 0.99798 | 817.1749 | 0.00096933 | 817.3732 | 0.0020085
| 637.8511 | 0 | 817.6115 | 0.00014053 | 817.4131 | -0.001499 | 637.8511 | 0 | 817.6115 | -0.00045879 | 817.4131 | -0.00099871 | 817.4131 | -0.00083806 | 640.4 | 2.8944e-05 | 817.6115 | 0 | 812.15 | -0.00086005 | 817.6115 | 0 | 637.8511 | 0.00252 | 817.6115 | 0 | 812.15 | -3.4977e-05 | 817.6115 | 0 | 812.15 | 4.3346e-05 | 817.6115 | 0 | 640.4 | 0.06168 | 817.6115 | 0 | 640.4 | 0.46834 | 817.6114 | 0 | 817.4131 | -0.0011 | 950.2901 | 0.00387 | 817.4131 | 0.8927 | 949.9365 | 0 | 950.2901 | 1 | 817.4131 | 0.00085967 | 817.6115 | 0.0013517
| 637.9721 | 0.00109 | 817.8497 | 0.0004669 | 817.6514 | 0.00041084 | 637.9721 | 0.0006936 | 817.8497 | -0.00059071 | 817.6514 | 0.00050257 | 817.6514 | 0.00063327 | 640.5201 | 1.4001e-05 | 817.8497 | 0.0012624 | 812.38 | 0.00082632 | 817.8497 | 0.00055216 | 637.9721 | 0.00147 | 817.8497 | 0.0011006 | 812.38 | 0.0010628 | 817.8497 | 0.00092092 | 812.38 | 0.0010836 | 817.8497 | 0.00042762 | 640.5201 | 0.05815 | 817.8497 | 0.00078424 | 640.5201 | 0.45599 | 817.8497 | 0.00036674 | 817.6514 | 0.00105 | 950.4583 | 0.00515 | 817.6514 | 0.88733 | 950.1056 | 3.0002e-05 | 950.4583 | 0.99993 | 817.6514 | 0.00238 | 817.8497 | 0.0019574
| 638.0931 | 0 | 818.088 | -0.00034929 | 817.8897 | -0.00070889 | 638.0931 | 0 | 818.088 | -0.00079987 | 817.8897 | -0.00097288 | 817.8897 | -0.00093202 | 640.6402 | 2.8115e-05 | 818.0879 | 0 | 812.62 | 0.00089378 | 818.0879 | 0 | 638.0931 | 0.00147 | 818.0879 | 0 | 812.62 | -0.0031345 | 818.088 | 0 | 812.62 | 7.5855e-05 | 818.0879 | 0 | 640.6402 | 0.05582 | 818.0879 | 0 | 640.6402 | 0.44463 | 818.0879 | 0 | 817.8897 | -0.00085574 | 950.6266 | 0.00563 | 817.8897 | 0.87697 | 950.2746 | 0 | 950.6266 | 0.99981 | 817.8897 | 0.0007117 | 818.088 | 0.0012896
| 638.2141 | 0 | 818.3262 | 0.00094878 | 818.128 | 0.00033166 | 638.2141 | 0.00084967 | 818.3262 | 0.00030913 | 818.128 | 2.6354e-05 | 818.128 | 0.00065395 | 640.7603 | 1.4293e-05 | 818.3262 | 0.00018184 | 812.86 | -0.0015008 | 818.3262 | 0.00081489 | 638.2141 | 0.00229 | 818.3262 | 0.00062328 | 812.86 | -0.00097128 | 818.3262 | 0.00052312 | 812.86 | -0.00076939 | 818.3262 | 0.00086435 | 640.7603 | 0.05262 | 818.3262 | 0.001052 | 640.7603 | 0.43329 | 818.3262 | 0.00020795 | 818.128 | 0.00115 | 950.7949 | 0.00528 | 818.128 | 0.86512 | 950.4437 | 6.9993e-05 | 950.7949 | 0.99822 | 818.128 | 0.00079735 | 818.3262 | 0.002086
| 638.3352 | 0 | 818.5645 | -0.0009403 | 818.3663 | -0.00064429 | 638.3352 | 0 | 818.5645 | -0.00059166 | 818.3663 | -0.0018064 | 818.3663 | -0.00075207 | 640.8803 | 2.7935e-05 | 818.5645 | 0 | 813.1 | 0.0010961 | 818.5645 | 0 | 638.3352 | 0 | 818.5645 | 0 | 813.1 | -0.0019399 | 818.5645 | 0 | 813.1 | -0.0022648 | 818.5645 | 0 | 640.8803 | 0.05141 | 818.5645 | 0 | 640.8803 | 0.42302 | 818.5644 | 0 | 818.3663 | -0.0007928 | 950.9631 | 0.00547 | 818.3663 | 0.86557 | 950.6128 | 0 | 950.9631 | 0.99695 | 818.3663 | -0.00017704 | 818.5645 | 0.0014469
| 638.4562 | 0.00142 | 818.8027 | 0.00045719 | 818.6046 | -6.3956e-05 | 638.4562 | 0.00161 | 818.8027 | -0.00057959 | 818.6046 | 0.00011542 | 818.6046 | 0.00058628 | 641.0004 | 1.3844e-05 | 818.8027 | 0.00057211 | 813.34 | -0.00086005 | 818.8027 | 0.00074587 | 638.4562 | 0.00289 | 818.8027 | 0.00097517 | 813.34 | 0.00012645 | 818.8027 | 0.00012648 | 813.34 | 0.0011812 | 818.8027 | 0.00022665 | 641.0004 | 0.04903 | 818.8027 | 0.00054934 | 641.0004 | 0.41253 | 818.8027 | 0.00023752 | 818.6046 | 0.00083864 | 951.1314 | 0.00454 | 818.6046 | 0.85665 | 950.7818 | 6.9993e-05 | 951.1314 | 0.99425 | 818.6046 | 0.00163 | 818.8027 | 0.0020483
| 638.5773 | 0 | 819.041 | 2.7587e-05 | 818.8429 | -0.00099088 | 638.5773 | 0 | 819.041 | -0.00049763 | 818.8429 | -0.0019735 | 818.8429 | -0.00093673 | 641.1205 | 2.8137e-05 | 819.041 | 0 | 813.57 | -0.0022092 | 819.041 | 0 | 638.5773 | 0.00158 | 819.041 | 0 | 813.57 | -0.0017784 | 819.041 | 0 | 813.57 | 0.00014088 | 819.041 | 0 | 641.1205 | 0.04844 | 819.041 | 0 | 641.1205 | 0.40249 | 819.041 | 0 | 818.8429 | -0.00109 | 951.2997 | 0.00594 | 818.8429 | 0.83975 | 950.9509 | 0 | 951.2997 | 0.99185 | 818.8429 | 0.00023343 | 819.041 | 0.0012073
| 638.6983 | 0.00196 | 819.2793 | -0.00023219 | 819.0812 | 0.00029892 | 638.6983 | 0.00090168 | 819.2793 | -0.00052181 | 819.0812 | 0.00043302 | 819.0812 | 0.00072379 | 641.2405 | 1.7216e-05 | 819.2793 | 0.0007982 | 813.81 | 0.00042159 | 819.2793 | 0.00066701 | 638.6983 | 0.0019 | 819.2793 | 0.00073562 | 813.81 | 0.0012242 | 819.2793 | 0.00020967 | 813.81 | 0.00030341 | 819.2793 | 0.00060424 | 641.2405 | 0.04788 | 819.2793 | 0.0013884 | 641.2405 | 0.3899 | 819.2793 | 0.00025092 | 819.0812 | -2.2764e-05 | 951.4679 | 0.00549 | 819.0812 | 0.82759 | 951.12 | 6.9993e-05 | 951.4679 | 0.98934 | 819.0812 | 0.00139 | 819.2793 | 0.002016
| 638.8194 | 0 | 819.5176 | 0.00085541 | 819.3195 | 6.5615e-05 | 638.8194 | 0 | 819.5176 | 0.00041994 | 819.3195 | 0.00034797 | 819.3195 | 0.00064563 | 641.3606 | 2.0419e-05 | 819.5176 | 0.00033761 | 814.05 | 0.00038786 | 819.5176 | 0.00065046 | 638.8194 | 0.00181 | 819.5176 | 0.00083044 | 814.05 | 0.00086903 | 819.5176 | 0.00025559 | 814.05 | -0.00028175 | 819.5176 | 0.00089298 | 641.3606 | 0.04782 | 819.5176 | 0.00068635 | 641.3606 | 0.37643 | 819.5176 | 0.00023407 | 819.3195 | 0.0011 | 951.6362 | 0.00629 | 819.3195 | 0.80429 | 951.289 | 2.6669e-05 | 951.6362 | 0.98777 | 819.3195 | 0.00245 | 819.5176 | 0.0018605
| 638.9405 | 0.00106 | 819.7559 | -0.00037913 | 819.5578 | -0.00044162 | 638.9405 | 0.00118 | 819.7559 | -0.00047307 | 819.5578 | -0.0012138 | 819.5578 | -0.00085742 | 641.4807 | 9.6553e-06 | 819.7559 | 0 | 814.29 | -0.00038786 | 819.7559 | 0 | 638.9405 | 0.00019395 | 819.7559 | 0 | 814.29 | -0.0021658 | 819.7559 | 0 | 814.29 | -0.00099695 | 819.7559 | 0 | 641.4807 | 0.04568 | 819.7559 | 0 | 641.4807 | 0.364 | 819.7559 | 0 | 819.5578 | -0.00080372 | 951.8045 | 0.00438 | 819.5578 | 0.79645 | 951.4581 | 0 | 951.8045 | 0.98669 | 819.5578 | -0.00355 | 819.7559 | 0.0014078
| 639.0616 | 0 | 819.9942 | 0.00039527 | 819.7962 | 0.00031063 | 639.0616 | 0 | 819.9942 | 0.00032995 | 819.7962 | 0.00094151 | 819.7962 | 0.00058941 | 641.6008 | 9.5993e-06 | 819.9942 | 0.00019083 | 814.53 | 0.0025465 | 819.9942 | 0.00091324 | 639.0616 | 0.00107 | 819.9942 | 0.00022601 | 814.53 | 0.0014179 | 819.9942 | 0.0003602 | 814.53 | 0.00036844 | 819.9942 | 0.0006875 | 641.6008 | 0.04198 | 819.9942 | 0.00068073 | 641.6008 | 0.35345 | 819.9942 | 0.00035246 | 819.7962 | 0.00069937 | 951.9728 | 0.00573 | 819.7962 | 0.77089 | 951.6272 | 2.6669e-05 | 951.9728 | 0.9856 | 819.7962 | 0.00449 | 819.9942 | 0.0017915
| 639.1826 | 0.00023058 | 820.2325 | -0.0002849 | 820.0345 | -0.0010455 | 639.1826 | 0.00102 | 820.2325 | -0.00077869 | 820.0345 | -0.0010104 | 820.0345 | -0.00091338 | 641.7209 | 9.0729e-06 | 820.2325 | 0 | 814.76 | -0.0029174 | 820.2325 | 0 | 639.1826 | 0.0017 | 820.2325 | 0 | 814.76 | -0.0011973 | 820.2325 | 0 | 814.76 | -0.00099695 | 820.2325 | 0 | 641.7209 | 0.03952 | 820.2325 | 0 | 641.7209 | 0.3448 | 820.2325 | 0 | 820.0345 | -0.00091043 | 952.1411 | 0.00397 | 820.0345 | 0.76224 | 951.7963 | 1.0001e-05 | 952.1411 | 0.98467 | 820.0345 | 6.0879e-06 | 820.2325 | 0.0014009
| 639.3038 | 0 | 820.4708 | 0.00050435 | 820.2729 | -0.00016504 | 639.3038 | 0 | 820.4708 | 0.00042289 | 820.2729 | 0.00025291 | 820.2729 | 0.00055162 | 641.841 | 8.7032e-06 | 820.4708 | 0.00034535 | 815 | -0.00015177 | 820.4708 | 0.00074732 | 639.3038 | 0.00124 | 820.4708 | 0.00040078 | 815 | 0.00028789 | 820.4708 | 0.00024747 | 815 | -0.00024923 | 820.4708 | 0.00014841 | 641.841 | 0.03673 | 820.4708 | 0.00047666 | 641.841 | 0.33481 | 820.4708 | 0.0003706 | 820.2729 | 7.3482e-05 | 952.3093 | 0.00443 | 820.2729 | 0.74626 | 951.9653 | 6.6672e-06 | 952.3093 | 0.98255 | 820.2729 | 0.00188 | 820.4708 | 0.001993
| 639.4249 | 0 | 820.7092 | -0.00017375 | 820.5112 | -0.0011225 | 639.4249 | 0.00146 | 820.7092 | -0.0012306 | 820.5112 | -0.0015604 | 820.5112 | -0.0010218 | 641.9611 | 8.58e-06 | 820.7092 | 0 | 815.24 | 0.0014334 | 820.7092 | 0 | 639.4249 | 0.00173 | 820.7092 | 0 | 815.24 | 0.0029354 | 820.7092 | 0 | 815.24 | 0.0028067 | 820.7092 | 0 | 641.9611 | 0.03606 | 820.7092 | 0 | 641.9611 | 0.3264 | 820.7092 | 0 | 820.5112 | -0.00112 | 952.4776 | 0.00478 | 820.5112 | 0.73308 | 952.1344 | 1.0001e-05 | 952.4776 | 0.98057 | 820.5112 | 0.00011859 | 820.7092 | 0.0013072
| 639.546 | 0 | 820.9475 | 0.00021784 | 820.7496 | 0.00085649 | 639.546 | 0 | 820.9475 | -4.2344e-05 | 820.7496 | 0.00043718 | 820.7496 | 0.0004985 | 642.0811 | 8.468e-06 | 820.9475 | 0.00066751 | 815.48 | -0.00025296 | 820.9475 | 0.00045628 | 639.546 | 0 | 820.9475 | 0.00088691 | 815.48 | -0.0019076 | 820.9475 | 0.00076548 | 815.48 | -0.00096444 | 820.9475 | 0.00013403 | 642.0811 | 0.0317 | 820.9475 | 0.0011516 | 642.0811 | 0.3174 | 820.9475 | 0.00043587 | 820.7496 | 0.00115 | 952.6459 | 0.00584 | 820.7496 | 0.71798 | 952.3035 | 2.6669e-05 | 952.6459 | 0.97768 | 820.7496 | 0.00158 | 820.9475 | 0.0020935
| 639.6671 | 5.091e-05 | 821.1859 | 0.00037754 | 820.988 | -0.0012305 | 639.6671 | 0.0018 | 821.1859 | -0.00038539 | 820.988 | -0.0018399 | 820.988 | -0.00093327 | 642.2012 | 8.132e-06 | 821.1859 | 0 | 815.72 | -0.0012985 | 821.1859 | 0 | 639.6671 | 0.00224 | 821.1859 | 0 | 815.72 | 0.0011273 | 821.1859 | 0 | 815.72 | -0.0001192 | 821.1859 | 0 | 642.2012 | 0.02961 | 821.1859 | 0 | 642.2012 | 0.30814 | 821.1858 | 0 | 820.988 | -0.00111 | 952.8142 | 0.00547 | 820.988 | 0.70962 | 952.4726 | 3.0002e-05 | 952.8142 | 0.97572 | 820.988 | 0.00043098 | 821.1859 | 0.0011959
| 639.7882 | 0 | 821.4242 | 7.9859e-05 | 821.2264 | 0.00017325 | 639.7882 | 0 | 821.4242 | 0.00010631 | 821.2264 | 0.00071984 | 821.2264 | 0.00055502 | 642.3213 | 8.0648e-06 | 821.4242 | 0.0006863 | 815.95 | 0.00059023 | 821.4242 | 0.00063856 | 639.7882 | 0.00064351 | 821.4242 | 0.0010231 | 815.95 | -0.0013264 | 821.4242 | 0.0002174 | 815.95 | -2.1673e-05 | 821.4242 | 0.00026847 | 642.3213 | 0.02508 | 821.4242 | 0.0010224 | 642.3213 | 0.29804 | 821.4242 | 0.0003222 | 821.2264 | 0.00040522 | 952.9825 | 0.00626 | 821.2264 | 0.6863 | 952.6417 | 6.6672e-06 | 952.9825 | 0.97342 | 821.2264 | 0.00164 | 821.4242 | 0.0019305
| 639.9094 | 0.00192 | 821.6626 | -0.00037373 | 821.4647 | -0.0011752 | 639.9094 | 0.00091902 | 821.6626 | -0.00057051 | 821.4647 | -0.0016195 | 821.4647 | -0.00085986 | 642.4414 | 8.6024e-06 | 821.6626 | 0 | 816.19 | -0.0011973 | 821.6626 | 0 | 639.9094 | 0.00295 | 821.6626 | 0 | 816.19 | -0.0020045 | 821.6626 | 0 | 816.19 | 0.00046596 | 821.6626 | 0 | 642.4414 | 0.02508 | 821.6626 | 0 | 642.4414 | 0.28981 | 821.6626 | 0 | 821.4647 | -0.00096427 | 953.1508 | 0.00371 | 821.4647 | 0.67706 | 952.8108 | 3.0002e-05 | 953.1508 | 0.9721 | 821.4647 | -0.00011438 | 821.6626 | 0.0012423
| 640.0305 | 0.00010798 | 821.9009 | 4.1702e-06 | 821.7031 | -0.00011184 | 640.0305 | 0 | 821.9009 | 3.6257e-05 | 821.7031 | 0.00053431 | 821.7031 | 0.00074643 | 642.5615 | 8.132e-06 | 821.901 | 0.00037177 | 816.43 | 0.00086005 | 821.901 | 0.00084845 | 640.0305 | 0.0009558 | 821.901 | 0.00030978 | 816.43 | -0.0011327 | 821.9009 | 0.00021759 | 816.43 | 0.00075855 | 821.901 | 0.00035251 | 642.5615 | 0.02497 | 821.901 | 0.00054252 | 642.5615 | 0.28191 | 821.9009 | 0.00044727 | 821.7032 | 0.00052463 | 953.3191 | 0.00485 | 821.7031 | 0.65488 | 952.9799 | 0 | 953.3191 | 0.97089 | 821.7032 | 0.00189 | 821.9009 | 0.0017686
| 640.1517 | 0.000554 | 822.1393 | 0.0002101 | 821.9416 | -0.00088313 | 640.1517 | 0.00074563 | 822.1393 | -0.0005686 | 821.9416 | -0.0013861 | 821.9416 | -0.0010089 | 642.6816 | 8.244e-06 | 822.1394 | 0 | 816.67 | 0.00021923 | 822.1394 | 0 | 640.1517 | 0.00027911 | 822.1394 | 0 | 816.67 | 0.00032017 | 822.1393 | 0 | 816.67 | 0.0016688 | 822.1394 | 0 | 642.6816 | 0.02601 | 822.1394 | 0 | 642.6816 | 0.27489 | 822.1393 | 0 | 821.9416 | -0.0008653 | 953.4873 | 0.00251 | 821.9416 | 0.63669 | 953.149 | 1.0001e-05 | 953.4873 | 0.97084 | 821.9416 | -0.00046114 | 822.1393 | 0.0012968
| 640.2729 | 0 | 822.3777 | 0.00080905 | 822.18 | 0.0007721 | 640.2729 | 0 | 822.3777 | -0.00029368 | 822.18 | 0.0010593 | 822.18 | 0.00056769 | 642.8017 | 8.3e-06 | 822.3777 | 0.00076738 | 816.91 | -0.00052277 | 822.3777 | 0.0011074 | 640.2729 | 0 | 822.3777 | 0.0011733 | 816.91 | 0.00041703 | 822.3777 | 0.00053562 | 816.91 | 0.00010836 | 822.3777 | 0.00077932 | 642.8017 | 0.02625 | 822.3777 | 0.0010985 | 642.8017 | 0.26631 | 822.3777 | 0.00040305 | 822.18 | 0.00087481 | 953.6557 | 0.00503 | 822.18 | 0.62058 | 953.3181 | 4.667e-05 | 953.6557 | 0.96963 | 822.18 | 0.00209 | 822.3777 | 0.0019
| 640.3941 | 0.00094928 | 822.6161 | -0.0003075 | 822.4184 | -0.001114 | 640.3941 | 0.00106 | 822.6161 | -0.0011212 | 822.4184 | -0.00090708 | 822.4184 | -0.00081624 | 642.9218 | 9.7001e-06 | 822.6161 | 0 | 817.15 | -0.0021416 | 822.6161 | 0 | 640.3941 | 0.00198 | 822.6161 | 0 | 817.15 | -0.001165 | 822.6161 | 0 | 817.15 | -0.0019397 | 822.6161 | 0 | 642.9218 | 0.02497 | 822.6161 | 0 | 642.9218 | 0.25852 | 822.6161 | 0 | 822.4184 | -0.00044335 | 953.8239 | 0.00557 | 822.4184 | 0.61512 | 953.4872 | 3.0002e-05 | 953.8239 | 0.96859 | 822.4184 | -0.00019299 | 822.6161 | 0.0012558
| 640.5153 | 0 | 822.8546 | 0.00033959 | 822.6568 | 0.00058789 | 640.5153 | 0 | 822.8546 | 0.00016449 | 822.6568 | -0.00025962 | 822.6568 | 0.00054129 | 643.0419 | 9.6553e-06 | 822.8546 | 0.00045175 | 817.38 | 0.0005565 | 822.8546 | 0.0009788 | 640.5153 | 0.00351 | 822.8546 | 0.0007099 | 817.38 | 0.0012242 | 822.8546 | 0.00053114 | 817.38 | -0.0021673 | 822.8546 | 0.00077131 | 643.0419 | 0.02515 | 822.8546 | 0.0010043 | 643.0419 | 0.25059 | 822.8546 | 0.00036178 | 822.6568 | 0.00070767 | 953.9922 | 0.0052 | 822.6568 | 0.59511 | 953.6563 | 0 | 953.9922 | 0.96648 | 822.6568 | 0.00231 | 822.8546 | 0.0017074
| 640.6364 | 8.684e-05 | 823.093 | -0.00015795 | 822.8953 | -0.00098092 | 640.6364 | 0.00134 | 823.093 | -0.00055783 | 822.8953 | -0.0011421 | 822.8953 | -0.000971 | 643.1621 | 9.9129e-06 | 823.093 | 0 | 817.62 | -0.00021923 | 823.093 | 0 | 640.6364 | 0.00181 | 823.093 | 0 | 817.62 | -0.00019641 | 823.093 | 0 | 817.62 | 0.0011487 | 823.093 | 0 | 643.1621 | 0.02373 | 823.093 | 0 | 643.1621 | 0.24461 | 823.093 | 0 | 822.8953 | -0.00014301 | 954.1605 | 0.00513 | 822.8953 | 0.58244 | 953.8254 | 1.0001e-05 | 954.1605 | 0.96515 | 822.8953 | -4.8582e-05 | 823.093 | 0.0011597
| 640.7577 | 0 | 823.3314 | 0.00040537 | 823.1337 | -1.4866e-05 | 640.7577 | 0 | 823.3314 | 0.00080369 | 823.1337 | 0.000553 | 823.1337 | 0.00060764 | 643.2822 | 8.132e-06 | 823.3314 | 0.00086476 | 817.86 | 0.00021923 | 823.3314 | 0.00042048 | 640.7577 | 0.00118 | 823.3314 | 0.00075566 | 817.86 | 9.4169e-05 | 823.3314 | 0.00059145 | 817.86 | -0.001127 | 823.3314 | 0.0014271 | 643.2822 | 0.02452 | 823.3314 | 0.0012758 | 643.2822 | 0.23802 | 823.3314 | 0.00029272 | 823.1337 | 0.00091454 | 954.3288 | 0.00501 | 823.1337 | 0.56754 | 953.9945 | 6.6672e-06 | 954.3288 | 0.96257 | 823.1337 | 0.00145 | 823.3314 | 0.0018915
| 640.8789 | 1.4969e-05 | 823.5698 | -0.00054194 | 823.3722 | -0.00096045 | 640.8789 | 0.00010404 | 823.5698 | -0.00059745 | 823.3722 | -0.0008153 | 823.3722 | -0.00098461 | 643.4023 | 9.3081e-06 | 823.5698 | 0 | 818.1 | -0.0022092 | 823.5698 | 0 | 640.8789 | 0.00229 | 823.5698 | 0 | 818.1 | 0.0002556 | 823.5698 | 0 | 818.1 | -0.0023624 | 823.5698 | 0 | 643.4023 | 0.0239 | 823.5698 | 0 | 643.4023 | 0.23137 | 823.5698 | 0 | 823.3722 | -0.00112 | 954.4971 | 0.00441 | 823.3722 | 0.55203 | 954.1637 | 3.0002e-05 | 954.4971 | 0.96014 | 823.3722 | 0.0005761 | 823.5698 | 0.0012445
| 641.0001 | 0 | 823.8083 | 0.00040983 | 823.6106 | -7.8232e-05 | 641.0001 | 0 | 823.8083 | 0.00051043 | 823.6106 | -0.00013217 | 823.6106 | 0.0005851 | 643.5224 | 8.58e-06 | 823.8083 | 0.00079658 | 818.34 | 0.0019393 | 823.8083 | 0.00085583 | 641.0001 | 0.00135 | 823.8083 | 0.0007139 | 818.34 | 0.0002556 | 823.8083 | 0.00029533 | 818.34 | 0.0013438 | 823.8083 | 0.0004042 | 643.5224 | 0.02357 | 823.8083 | 0.0010741 | 643.5224 | 0.22349 | 823.8083 | 0.00033997 | 823.6106 | 0.00098364 | 954.6654 | 0.00726 | 823.6106 | 0.54314 | 954.3328 | 0 | 954.6654 | 0.95719 | 823.6106 | 0.00136 | 823.8083 | 0.0017382
| 641.1213 | 0.00167 | 824.0468 | -5.4114e-05 | 823.8491 | -0.001097 | 641.1213 | 0.00093636 | 824.0468 | -0.0011609 | 823.8491 | -0.0014502 | 823.8491 | -0.0010624 | 643.6425 | 9.0729e-06 | 824.0467 | 0 | 818.58 | -0.00072515 | 824.0467 | 0 | 641.1213 | 0.00158 | 824.0467 | 0 | 818.58 | -0.0011327 | 824.0468 | 0 | 818.58 | -0.00021673 | 824.0467 | 0 | 643.6425 | 0.02265 | 824.0467 | 0 | 643.6425 | 0.21718 | 824.0467 | 0 | 823.8491 | -0.00165 | 954.8337 | 0.00364 | 823.8491 | 0.52277 | 954.5019 | 1.0001e-05 | 954.8337 | 0.95504 | 823.8491 | 0.00127 | 824.0468 | 0.0012109
| 641.2426 | 0 | 824.2852 | 0.0017619 | 824.0876 | 0.00091862 | 641.2426 | 0 | 824.2852 | 8.1391e-05 | 824.0876 | -0.0002775 | 824.0876 | 0.00074212 | 643.7626 | 8.7816e-06 | 824.2852 | 0.00052393 | 818.81 | 0.0011299 | 824.2852 | 0.0011015 | 641.2426 | 0.00184 | 824.2852 | 0.0012035 | 818.81 | 0.00028789 | 824.2852 | 0.0010465 | 818.81 | -0.00086692 | 824.2852 | 0.0013055 | 643.7626 | 0.02126 | 824.2852 | 0.0014348 | 643.7626 | 0.21184 | 824.2852 | 0.00051051 | 824.0876 | 0.000684 | 955.002 | 0.00587 | 824.0876 | 0.50001 | 954.671 | 6.6672e-06 | 955.002 | 0.95251 | 824.0876 | 0.0018 | 824.2852 | 0.0019515
| 641.3638 | 0 | 824.5237 | -0.00055609 | 824.326 | -0.00017864 | 641.3638 | 0.00104 | 824.5237 | -0.00068936 | 824.326 | -0.00066687 | 824.326 | -0.00095586 | 643.8827 | 9.7561e-06 | 824.5237 | 0 | 819.05 | -0.003221 | 824.5237 | 0 | 641.3638 | 0.00127 | 824.5237 | 0 | 819.05 | 0.0009659 | 824.5237 | 0 | 819.05 | -0.0021998 | 824.5237 | 0 | 643.8827 | 0.02018 | 824.5237 | 0 | 643.8827 | 0.20743 | 824.5237 | 0 | 824.326 | -0.00071572 | 955.1703 | 0.0045 | 824.326 | 0.48759 | 954.8401 | 3.0002e-05 | 955.1703 | 0.95007 | 824.326 | 7.6988e-05 | 824.5237 | 0.0010305
| 641.4851 | 0 | 824.7621 | 0.00019693 | 824.5645 | 0.00045062 | 641.4851 | 0 | 824.7621 | 0.00022032 | 824.5645 | 0.0013009 | 824.5645 | 0.00057126 | 644.0029 | 1.0193e-05 | 824.7621 | 0.00086597 | 819.29 | 0.00065769 | 824.7621 | 0.00047964 | 641.4851 | 0.00184 | 824.7621 | 0.00094439 | 819.29 | 0.0013533 | 824.7621 | 0.00053035 | 819.29 | 0.0014737 | 824.7621 | 0.00060855 | 644.0029 | 0.01773 | 824.7621 | 0.00069176 | 644.0029 | 0.20294 | 824.7622 | 0.00038486 | 824.5645 | 0.00104 | 955.3386 | 0.00582 | 824.5645 | 0.4712 | 955.0093 | 0 | 955.3386 | 0.94647 | 824.5645 | 0.00133 | 824.7621 | 0.0018773
| 641.6064 | 0.00116 | 825.0006 | 4.1693e-05 | 824.803 | -0.00061365 | 641.6064 | 0.00067626 | 825.0006 | -0.00060545 | 824.803 | -0.0011369 | 824.803 | -0.00088623 | 644.123 | 1.0529e-05 | 825.0006 | 0 | 819.53 | -0.0015008 | 825.0006 | 0 | 641.6064 | 0.0009603 | 825.0006 | 0 | 819.53 | -0.0021013 | 825.0006 | 0 | 819.53 | 0.0002384 | 825.0006 | 0 | 644.123 | 0.01612 | 825.0006 | 0 | 644.123 | 0.19845 | 825.0006 | 0 | 824.803 | -0.00088129 | 955.5069 | 0.00438 | 824.803 | 0.46379 | 955.1784 | 1.0001e-05 | 955.5069 | 0.94347 | 824.803 | -0.0002833 | 825.0006 | 0.0010628
| 641.7276 | 0 | 825.2391 | 0.0010349 | 825.0415 | 0.00010926 | 641.7276 | 0 | 825.2391 | 5.8695e-05 | 825.0415 | 0.00060417 | 825.0415 | 0.00058618 | 644.2431 | 9.4201e-06 | 825.2391 | 0.00040297 | 819.77 | -0.00045532 | 825.2391 | 0.00081817 | 641.7276 | 0.00047317 | 825.2391 | 0.00054267 | 819.77 | 0.00051389 | 825.2391 | 0.00034662 | 819.77 | 0.0009211 | 825.2391 | 0.00079068 | 644.2431 | 0.01401 | 825.2391 | 0.00081117 | 644.2431 | 0.19289 | 825.2391 | 0.00022521 | 825.0415 | 8.7628e-05 | 955.6753 | 0.00476 | 825.0415 | 0.44288 | 955.3475 | 6.6672e-06 | 955.6753 | 0.9404 | 825.0415 | 0.00129 | 825.2391 | 0.0016642
| 641.8489 | 0.00080555 | 825.4776 | -0.00051974 | 825.2801 | -0.0010164 | 641.8489 | 0.00125 | 825.4776 | -0.00014838 | 825.2801 | -0.0016494 | 825.2801 | -0.0010329 | 644.3632 | 9.4873e-06 | 825.4776 | 0 | 820 | -0.0030523 | 825.4776 | 0 | 641.8489 | 0.00272 | 825.4776 | 0 | 820 | -0.0011973 | 825.4776 | 0 | 820 | -0.0010295 | 825.4776 | 0 | 644.3632 | 0.01366 | 825.4776 | 0 | 644.3632 | 0.18768 | 825.4776 | 0 | 825.28 | -0.00061561 | 955.8436 | 0.0036 | 825.2801 | 0.42915 | 955.5167 | 3.0002e-05 | 955.8436 | 0.93858 | 825.28 | 7.4147e-05 | 825.4776 | 0.0010967
| 641.9702 | 0 | 825.7161 | 0.00095666 | 825.5186 | -0.00032175 | 641.9702 | 0 | 825.7161 | -0.00030137 | 825.5186 | 0.00068276 | 825.5186 | 0.00068653 | 644.4834 | 9.3641e-06 | 825.7161 | 0.00063417 | 820.24 | -0.00096123 | 825.7161 | 0.0010093 | 641.9702 | 0.00175 | 825.7161 | 0.00094495 | 820.24 | -0.0014878 | 825.7161 | 0.00012983 | 820.24 | -0.00057433 | 825.7161 | 0.00037267 | 644.4834 | 0.01197 | 825.7161 | 0.00094717 | 644.4834 | 0.18138 | 825.7161 | 0.0002658 | 825.5186 | 0.00041791 | 956.0119 | 0.00629 | 825.5186 | 0.41594 | 955.6858 | 0 | 956.0119 | 0.93731 | 825.5186 | 0.00175 | 825.7161 | 0.0017552
| 642.0915 | 0.00058994 | 825.9547 | -7.0577e-05 | 825.7571 | -0.0004763 | 642.0915 | 0.00147 | 825.9547 | -0.00071603 | 825.7571 | -0.00065505 | 825.7571 | -0.00094986 | 644.6035 | 1.0854e-05 | 825.9547 | 0 | 820.48 | -0.00042159 | 825.9547 | 0 | 642.0915 | 0.00266 | 825.9547 | 0 | 820.48 | -0.00080984 | 825.9547 | 0 | 820.48 | -0.00089942 | 825.9547 | 0 | 644.6035 | 0.01163 | 825.9547 | 0 | 644.6035 | 0.17722 | 825.9547 | 0 | 825.7571 | -0.00080156 | 956.1802 | 0.00448 | 825.7571 | 0.40587 | 955.855 | 1.0001e-05 | 956.1802 | 0.9369 | 825.7571 | 0.00015589 | 825.9547 | 0.0010161
| 642.2128 | 0 | 826.1932 | 0.00062753 | 825.9956 | 0.00014143 | 642.2128 | 0 | 826.1932 | -0.00040596 | 825.9956 | 0.00075452 | 825.9956 | 0.00071982 | 644.7236 | 1.0271e-05 | 826.1932 | 0.00011753 | 820.72 | -0.00099496 | 826.1932 | 0.00040221 | 642.2128 | 0.00257 | 826.1932 | 0.00083772 | 820.72 | 6.1882e-05 | 826.1932 | 0.00040689 | 820.72 | 0.0011162 | 826.1932 | 0.00064378 | 644.7236 | 0.01005 | 826.1932 | 0.001476 | 644.7236 | 0.17153 | 826.1932 | 0.00042801 | 825.9956 | 0.00057229 | 956.3485 | 0.00559 | 825.9956 | 0.3941 | 956.0241 | 6.6672e-06 | 956.3485 | 0.93672 | 825.9956 | 0.00197 | 826.1932 | 0.0018609
| 642.3341 | 0.00037433 | 826.4317 | 0.00048005 | 826.2342 | -0.00093617 | 642.3341 | 0.00137 | 826.4317 | -0.00059995 | 826.2342 | -0.001927 | 826.2342 | -0.0011151 | 644.8438 | 1.1235e-05 | 826.4317 | 0 | 820.96 | -0.00011805 | 826.4317 | 0 | 642.3341 | 0.00215 | 826.4317 | 0 | 820.96 | 0.0012888 | 826.4317 | 0 | 820.96 | 0.00020589 | 826.4317 | 0 | 644.8438 | 0.00984 | 826.4317 | 0 | 644.8438 | 0.1675 | 826.4317 | 0 | 826.2342 | -0.0006496 | 956.5168 | 0.00478 | 826.2342 | 0.3839 | 956.1933 | 0 | 956.5168 | 0.93617 | 826.2342 | -0.00352 | 826.4317 | 0.0010244
| 642.4555 | 0 | 826.6703 | 0.00029559 | 826.4727 | -0.00016983 | 642.4555 | 0 | 826.6703 | 0.00029546 | 826.4727 | -6.7124e-05 | 826.4727 | 0.00055766 | 644.9639 | 1.0249e-05 | 826.6703 | 0.00015219 | 821.2 | -0.00045532 | 826.6703 | 0 | 642.4555 | 0.00178 | 826.6703 | 0.00081174 | 821.2 | 0.0018699 | 826.6703 | 9.0819e-05 | 821.2 | -0.00054182 | 826.6703 | 0.00016386 | 644.9639 | 0.00842 | 826.6703 | 0.0005658 | 644.9639 | 0.16219 | 826.6703 | 0.00025294 | 826.4727 | 0.00109 | 956.6851 | 0.00527 | 826.4727 | 0.36968 | 956.3624 | 0 | 956.6851 | 0.93348 | 826.4727 | 0.00366 | 826.6703 | 0.0016335
| 642.5768 | 0.00062587 | 826.9088 | -0.00045735 | 826.7113 | -0.0015016 | 642.5768 | 0.00123 | 826.9088 | -0.00035777 | 826.7113 | -0.001226 | 826.7113 | -0.00097069 | 645.084 | 1.0484e-05 | 826.9088 | 0 | 821.43 | -0.002715 | 826.9088 | 0 | 642.5768 | 0.00102 | 826.9088 | 0 | 821.43 | -0.00013183 | 826.9088 | 0 | 821.43 | 0.0020915 | 826.9088 | 0 | 645.084 | 0.00821 | 826.9088 | 0 | 645.084 | 0.15797 | 826.9088 | 0 | 826.7113 | -0.0004873 | 956.8534 | 0.00475 | 826.7113 | 0.36229 | 956.5316 | 3.0002e-05 | 956.8534 | 0.92954 | 826.7113 | -6.4742e-05 | 826.9088 | 0.00095574
| 642.6982 | 0 | 827.1474 | -4.8261e-05 | 826.9499 | 0.00052322 | 642.6982 | 0 | 827.1474 | -0.00033661 | 826.9499 | -8.9623e-05 | 826.9499 | 0.0006391 | 645.2042 | 8.3672e-06 | 827.1474 | 0.00041815 | 821.67 | -0.00021923 | 827.1474 | 0.00074397 | 642.6982 | 0.00027444 | 827.1474 | 0.00083702 | 821.67 | 0.00083675 | 827.1474 | 0.00052384 | 821.67 | 0.0019289 | 827.1474 | 0.0006529 | 645.2042 | 0.00669 | 827.1474 | 0.00047739 | 645.2042 | 0.15285 | 827.1474 | 0.00041873 | 826.9499 | 0.00031678 | 957.0217 | 0.0042 | 826.9499 | 0.33888 | 956.7007 | 2.6669e-05 | 957.0217 | 0.92414 | 826.9499 | 0.00214 | 827.1474 | 0.0015706
| 642.8195 | 0 | 827.3859 | -7.8946e-05 | 827.1884 | -0.00022598 | 642.8195 | 0.00088435 | 827.3859 | -0.00034444 | 827.1884 | -0.0012727 | 827.1884 | -0.00084049 | 645.3243 | 7.0679e-06 | 827.386 | 0 | 821.91 | -0.0015008 | 827.386 | 0 | 642.8195 | 0.00136 | 827.386 | 0 | 821.91 | -0.00058385 | 827.3859 | 0 | 821.91 | 0.0016363 | 827.386 | 0 | 645.3243 | 0.0067 | 827.386 | 0 | 645.3243 | 0.14938 | 827.3859 | 0 | 827.1884 | -0.00044362 | 957.1901 | 0.00733 | 827.1884 | 0.33269 | 956.8699 | 0 | 957.1901 | 0.91931 | 827.1884 | 0.00017138 | 827.3859 | 0.00094466
| 642.9409 | 0 | 827.6245 | 0.00015608 | 827.427 | 0.00050371 | 642.9409 | 0 | 827.6245 | -3.7603e-05 | 827.427 | 8.0677e-05 | 827.427 | 0.000458 | 645.4445 | 6.4406e-06 | 827.6245 | 0.00040907 | 822.15 | 0.00059023 | 827.6245 | 0.00095555 | 642.9409 | 0.00141 | 827.6245 | 0.00081714 | 822.15 | -0.0021013 | 827.6245 | 0.00047582 | 822.15 | -0.00050931 | 827.6245 | 0.00014914 | 645.4445 | 0.00533 | 827.6245 | 0.00068095 | 645.4445 | 0.14497 | 827.6245 | 0.00029143 | 827.427 | 0.00030507 | 957.3584 | 0.00524 | 827.427 | 0.32439 | 957.039 | 2.6669e-05 | 957.3584 | 0.91432 | 827.427 | 0.00188 | 827.6245 | 0.0017505
| 643.0622 | 0.00075165 | 827.8631 | -0.0011088 | 827.6656 | -0.00078341 | 643.0622 | 0.00227 | 827.8631 | -0.00073269 | 827.6656 | -0.00036329 | 827.6656 | -0.00091702 | 645.5646 | 7.6951e-06 | 827.8631 | 0 | 822.39 | -0.0023104 | 827.8631 | 0 | 643.0622 | 0.00141 | 827.8631 | 0 | 822.39 | -0.0012296 | 827.8631 | 0 | 822.39 | -0.0019722 | 827.8631 | 0 | 645.5646 | 0.00537 | 827.8631 | 0 | 645.5646 | 0.14203 | 827.8631 | 0 | 827.6656 | -0.00058421 | 957.5267 | 0.00389 | 827.6656 | 0.31118 | 957.2082 | 1.0001e-05 | 957.5267 | 0.91011 | 827.6656 | -6.4226e-05 | 827.8631 | 0.0010734
| 643.1836 | 0 | 828.1017 | 0.00069725 | 827.9042 | -0.001405 | 643.1836 | 0 | 828.1017 | 0.00060272 | 827.9042 | 0.00013795 | 827.9042 | 0.00062465 | 645.6848 | 8.4232e-06 | 828.1017 | 0.00084126 | 822.63 | 0.0013997 | 828.1017 | 0.0006053 | 643.1836 | 0.00152 | 828.1017 | 0 | 822.63 | 0.001095 | 828.1017 | 0 | 822.63 | -0.001257 | 828.1017 | 0.00061175 | 645.6848 | 0.00391 | 828.1017 | 0.00083019 | 645.6848 | 0.13712 | 828.1017 | 0.00024221 | 827.9042 | -8.1646e-05 | 957.695 | 0.00538 | 827.9042 | 0.3015 | 957.3773 | 6.6672e-06 | 957.695 | 0.90566 | 827.9042 | 0.00092242 | 828.1017 | 0.001535
| 643.305 | 0.0012 | 828.3403 | -0.00050542 | 828.1428 | -0.00019644 | 643.305 | 0.00097105 | 828.3403 | -0.000587 | 828.1428 | -0.00062396 | 828.1428 | -0.0009179 | 645.8049 | 9.9913e-06 | 828.3403 | 0 | 822.86 | 8.4319e-05 | 828.3403 | 0 | 643.305 | 0.00081839 | 828.3403 | 0 | 822.86 | -0.00016412 | 828.3403 | 0 | 822.86 | 0.0015062 | 828.3403 | 0 | 645.8049 | 0.00372 | 828.3403 | 0 | 645.8049 | 0.13388 | 828.3403 | 0 | 828.1428 | -0.00033436 | 957.8634 | 0.00478 | 828.1428 | 0.29068 | 957.5465 | 0 | 957.8634 | 0.90182 | 828.1428 | -0.00044024 | 828.3403 | 0.00105
| 643.4264 | 0 | 828.5789 | -8.2622e-05 | 828.3814 | -1.0645e-05 | 643.4264 | 0 | 828.5789 | 0.0001777 | 828.3814 | 0.00016209 | 828.3814 | 0.00044626 | 645.9251 | 9.8905e-06 | 828.5789 | 0.00034489 | 823.1 | -0.0001855 | 828.5789 | 0.00052371 | 643.4264 | 0.00135 | 828.5789 | 0.0007815 | 823.1 | 2.9596e-05 | 828.5789 | 0.00012873 | 823.1 | -8.6692e-05 | 828.5789 | 0.00053542 | 645.9251 | 0.0025 | 828.5789 | 0.00098985 | 645.9251 | 0.12924 | 828.5789 | 0.00027083 | 828.3814 | 0.000346 | 958.0317 | 0.00578 | 828.3814 | 0.28176 | 957.7157 | 0 | 958.0317 | 0.89683 | 828.3814 | 0.00182 | 828.5789 | 0.0015823
| 643.5478 | 0.00019465 | 828.8176 | -0.00054118 | 828.62 | -0.0007045 | 643.5478 | 0.00095371 | 828.8176 | -0.00112 | 828.62 | -0.00063986 | 828.62 | -0.00096467 | 646.0452 | 1.0171e-05 | 828.8175 | 0 | 823.34 | -0.0018719 | 828.8175 | 0 | 643.5478 | 0.00133 | 828.8175 | 0 | 823.34 | -0.0010358 | 828.8176 | 0 | 823.34 | -0.00021673 | 828.8175 | 0 | 646.0452 | 0.00247 | 828.8175 | 0 | 646.0452 | 0.1261 | 828.8176 | 0 | 828.62 | -0.00048296 | 958.2 | 0.00434 | 828.62 | 0.2702 | 957.8849 | 0 | 958.2 | 0.89285 | 828.62 | 0.00036208 | 828.8176 | 0.0010701
| 643.6692 | 0 | 829.0562 | 0.00093822 | 828.8587 | 1.5491e-05 | 643.6692 | 0 | 829.0562 | 0.00018609 | 828.8587 | 0.00013656 | 828.8587 | 0.00058029 | 646.1654 | 9.2297e-06 | 829.0562 | 0.00022405 | 823.58 | -0.00099496 | 829.0562 | 0.00086121 | 643.6692 | 0.00021766 | 829.0562 | 0.00048102 | 823.58 | 2.9596e-05 | 829.0562 | 0.00045874 | 823.58 | -0.00044429 | 829.0562 | 0.00013229 | 646.1654 | 0.00143 | 829.0562 | 0.00062451 | 646.1654 | 0.12219 | 829.0562 | 0.00012908 | 828.8587 | 0.00022981 | 958.3683 | 0.00512 | 828.8587 | 0.26178 | 958.054 | 0 | 958.3683 | 0.88839 | 828.8587 | 0.00071769 | 829.0562 | 0.0017207
| 643.7907 | 0.0012 | 829.2948 | -0.00046645 | 829.0973 | 0.00016545 | 643.7907 | 0.00019074 | 829.2948 | -0.00088735 | 829.0973 | -0.0012139 | 829.0973 | -0.00092074 | 646.2855 | 8.3e-06 | 829.2948 | 0 | 823.82 | 0.00065769 | 829.2948 | 0 | 643.7907 | 0 | 829.2948 | 0 | 823.82 | 0.00012645 | 829.2948 | 0 | 823.82 | -2.1673e-05 | 829.2948 | 0 | 646.2855 | 0.00174 | 829.2948 | 0 | 646.2855 | 0.1198 | 829.2948 | 0 | 829.0973 | -0.00049989 | 958.5367 | 0.0054 | 829.0973 | 0.25213 | 958.2232 | 1.0001e-05 | 958.5367 | 0.88452 | 829.0973 | 5.9969e-05 | 829.2948 | 0.0010813
| 643.9121 | 0 | 829.5334 | 0.00053655 | 829.3359 | -0.00018709 | 643.9121 | 0 | 829.5334 | 0.00050454 | 829.3359 | 0.00096551 | 829.3359 | 0.00044492 | 646.4057 | 7.4599e-06 | 829.5335 | 0.0010344 | 824.06 | 0.0016358 | 829.5335 | 0.00071017 | 643.9121 | 0 | 829.5335 | 0.00016974 | 824.06 | 0.00038475 | 829.5334 | 0.00010657 | 824.06 | -0.00067186 | 829.5335 | 0.00036378 | 646.4057 | 0.00092255 | 829.5335 | 0.00093161 | 646.4057 | 0.11629 | 829.5335 | 0.000288 | 829.3359 | 0.00026133 | 958.705 | 0.00626 | 829.3359 | 0.2406 | 958.3924 | 0 | 958.705 | 0.87997 | 829.3359 | 0.00125 | 829.5334 | 0.0015926
| 644.0335 | 1.4969e-05 | 829.7721 | -0.00028392 | 829.5746 | -0.0012565 | 644.0335 | 0.00098839 | 829.7721 | -0.00038134 | 829.5746 | -0.00098262 | 829.5746 | -0.001029 | 646.5259 | 7.5383e-06 | 829.7721 | 0 | 824.3 | -0.00089378 | 829.7721 | 0 | 644.0335 | 0.00184 | 829.7721 | 0 | 824.3 | 0.00015874 | 829.7721 | 0 | 824.3 | 0.0018639 | 829.7721 | 0 | 646.5259 | 0.00101 | 829.7721 | 0 | 646.5259 | 0.1132 | 829.7721 | 0 | 829.5746 | -0.00040218 | 958.8733 | 0.00373 | 829.5746 | 0.22822 | 958.5616 | 3.0002e-05 | 958.8733 | 0.8765 | 829.5746 | 0.00012146 | 829.7721 | 0.00094249
| 644.155 | 0 | 830.0107 | 0.0004672 | 829.8132 | -0.00018926 | 644.155 | 0 | 830.0107 | -2.9353e-05 | 829.8132 | 0.00072211 | 829.8132 | 0.00073406 | 646.646 | 7.7959e-06 | 830.0108 | 0.00065023 | 824.53 | 0.001366 | 830.0108 | 0.00086941 | 644.155 | 0.0001041 | 830.0108 | 0.0006568 | 824.53 | 0.0015148 | 830.0107 | 0.0001449 | 824.53 | -0.0001192 | 830.0108 | 0.00044102 | 646.646 | 0.00022947 | 830.0108 | 0.00054669 | 646.646 | 0.10868 | 830.0107 | 7.2092e-05 | 829.8132 | 0.00046993 | 959.0417 | 0.00554 | 829.8132 | 0.22173 | 958.7307 | 6.6672e-06 | 959.0417 | 0.87285 | 829.8132 | 0.00169 | 830.0107 | 0.0014944
| 644.2764 | 0.0004462 | 830.2495 | -0.00054806 | 830.0519 | -0.00050993 | 644.2764 | 0.00079764 | 830.2495 | -0.00041603 | 830.0519 | -0.0010232 | 830.0519 | -0.00078545 | 646.7662 | 9.1849e-06 | 830.2494 | 0 | 824.77 | -0.00075887 | 830.2494 | 0 | 644.2764 | 0.0009603 | 830.2494 | 0 | 824.77 | -0.0013909 | 830.2495 | 0 | 824.77 | -0.00060684 | 830.2494 | 0 | 646.7662 | 0.00022582 | 830.2494 | 0 | 646.7662 | 0.10537 | 830.2495 | 0 | 830.0519 | -0.00137 | 959.21 | 0.0035 | 830.0519 | 0.21667 | 958.8999 | 3.0002e-05 | 959.21 | 0.87025 | 830.0519 | 0.0003894 | 830.2495 | 0.00092061
| 644.3979 | 0 | 830.4881 | 0.00062726 | 830.2906 | -0.00043661 | 644.3979 | 0 | 830.4881 | 0.00049035 | 830.2906 | 0.0010201 | 830.2906 | 0.00063112 | 646.8863 | 9.6441e-06 | 830.4881 | 0.00057824 | 825.01 | 0.00048905 | 830.4881 | 0.0013409 | 644.3979 | 0.0026 | 830.4881 | 0.0010703 | 825.01 | -0.0017784 | 830.4881 | 0.00020746 | 825.01 | -0.00024923 | 830.4881 | 0.0006463 | 646.8863 | 1.369e-05 | 830.4881 | 0.0011059 | 646.8863 | 0.10185 | 830.4881 | 0.00017216 | 830.2906 | 0.00063101 | 959.3783 | 0.00533 | 830.2906 | 0.21391 | 959.0691 | 2.6669e-05 | 959.3783 | 0.86633 | 830.2906 | 0.0012 | 830.4881 | 0.0017225
| 644.5194 | 0.00138 | 830.7268 | -0.00078662 | 830.5293 | -0.00093348 | 644.5194 | 0.00090168 | 830.7268 | -0.00057802 | 830.5293 | -0.001006 | 830.5293 | -0.00094963 | 647.0065 | 9.7561e-06 | 830.7268 | 0 | 825.25 | -0.00089378 | 830.7268 | 0 | 644.5194 | 0.00136 | 830.7268 | 0 | 825.25 | -0.00051927 | 830.7268 | 0 | 825.25 | -0.00099695 | 830.7268 | 0 | 647.0065 | 1.41e-05 | 830.7268 | 0 | 647.0065 | 0.09952 | 830.7268 | 0 | 830.5293 | -0.00116 | 959.5466 | 0.00501 | 830.5293 | 0.19968 | 959.2383 | 1.0001e-05 | 959.5466 | 0.86292 | 830.5293 | -5.021e-05 | 830.7268 | 0.0010457
| 644.6409 | 0 | 830.9655 | -0.00017636 | 830.7679 | -0.00092056 | 644.6409 | 0 | 830.9655 | 0.00017667 | 830.7679 | 0.00034851 | 830.7679 | 0.00048621 | 647.1267 | 8.972e-06 | 830.9655 | 0.00063344 | 825.49 | 1.6864e-05 | 830.9655 | 0.00065403 | 644.6409 | 0.0011 | 830.9655 | 0.000237 | 825.49 | 0.0007076 | 830.9655 | 0.00036157 | 825.49 | 0.00010836 | 830.9655 | 0.00086196 | 647.1267 | 4.0988e-07 | 830.9655 | 0.00095988 | 647.1267 | 0.09618 | 830.9655 | 0.00026866 | 830.768 | 0.00019717 | 959.715 | 0.00714 | 830.7679 | 0.19964 | 959.4075 | 6.6672e-06 | 959.715 | 0.85822 | 830.768 | 0.00189 | 830.9655 | 0.0015847
| 644.7624 | 0.000554 | 831.2042 | -0.00061424 | 831.0066 | 0.00075319 | 644.7624 | 0.00123 | 831.2042 | -0.00080397 | 831.0066 | -0.0011091 | 831.0066 | -0.00078871 | 647.2469 | 8.7928e-06 | 831.2042 | 0 | 825.73 | 5.0592e-05 | 831.2042 | 0 | 644.7624 | 0.00317 | 831.2042 | 0 | 825.73 | -0.0028761 | 831.2042 | 0 | 825.73 | -0.0010945 | 831.2042 | 0 | 647.2469 | 5.387e-07 | 831.2042 | 0 | 647.2469 | 0.09343 | 831.2042 | 0 | 831.0066 | -0.00036836 | 959.8833 | 0.00621 | 831.0066 | 0.19113 | 959.5767 | 1.0001e-05 | 959.8833 | 0.85545 | 831.0066 | 0.00031919 | 831.2042 | 0.00089669
| 644.8839 | 0 | 831.4429 | 0.00099855 | 831.2453 | 0.00038225 | 644.8839 | 0 | 831.4429 | -0.00024087 | 831.2453 | 0.0007525 | 831.2453 | 0.00046553 | 647.367 | 8.468e-06 | 831.4429 | 0.00055547 | 825.96 | -0.00032042 | 831.4429 | 0.00058532 | 644.8839 | 0.00092742 | 831.4429 | 0.00095798 | 825.96 | -0.0009067 | 831.4429 | 0.00015748 | 825.96 | 0.00072604 | 831.4429 | 0.0005533 | 647.367 | 1.2882e-07 | 831.4429 | 0.0010468 | 647.367 | 0.08952 | 831.4429 | 0.00031574 | 831.2453 | 0.00077109 | 960.0517 | 0.00691 | 831.2453 | 0.18381 | 959.7459 | 6.6672e-06 | 960.0517 | 0.85235 | 831.2453 | 0.00151 | 831.4429 | 0.0014483
| 645.0054 | 0.00078757 | 831.6816 | 0.00022798 | 831.4841 | -0.00088968 | 645.0054 | 0.00109 | 831.6816 | -0.00026988 | 831.4841 | -0.0014632 | 831.4841 | -0.0010712 | 647.4872 | 9.8009e-06 | 831.6816 | 0 | 826.2 | -0.0011973 | 831.6816 | 0 | 645.0054 | 0.00084678 | 831.6816 | 0 | 826.2 | -0.00055155 | 831.6816 | 0 | 826.2 | -0.00086692 | 831.6816 | 0 | 647.4872 | 4.333e-07 | 831.6816 | 0 | 647.4872 | 0.08698 | 831.6816 | 0 | 831.4841 | -0.00122 | 960.22 | 0.00584 | 831.4841 | 0.17796 | 959.9151 | 1.0001e-05 | 960.22 | 0.84961 | 831.4841 | -0.00025607 | 831.6816 | 0.00089894
| 645.1269 | 0 | 831.9203 | 0.00097985 | 831.7228 | 0.00062835 | 645.1269 | 0 | 831.9203 | -2.3653e-05 | 831.7228 | 0.0001126 | 831.7228 | 0.00047401 | 647.6074 | 9.8345e-06 | 831.9204 | 0.0010895 | 826.44 | -0.00072515 | 831.9204 | 0.0010603 | 645.1269 | 0.00186 | 831.9204 | 0.00074915 | 826.44 | 0.00080447 | 831.9203 | 0.00051827 | 826.44 | 0.0009536 | 831.9204 | 0.00026829 | 647.6074 | 3.0448e-07 | 831.9204 | 0.0014572 | 647.6074 | 0.08345 | 831.9203 | 0.00035099 | 831.7228 | 0.00054 | 960.3883 | 0.00594 | 831.7228 | 0.17158 | 960.0843 | 6.6672e-06 | 960.3883 | 0.84395 | 831.7228 | 0.00158 | 831.9203 | 0.0014445
| 645.2484 | 0.00149 | 832.1591 | 0.00045606 | 831.9615 | -0.00034423 | 645.2484 | 0.00038148 | 832.1591 | -0.00058574 | 831.9615 | -0.0012058 | 831.9615 | -0.00096233 | 647.7276 | 9.8793e-06 | 832.1591 | 0 | 826.68 | -0.00065769 | 832.1591 | 0 | 645.2484 | 0.00164 | 832.1591 | 0 | 826.68 | 0.00015874 | 832.1591 | 0 | 826.68 | 0.0011487 | 832.1591 | 0 | 647.7276 | 3.0448e-07 | 832.1591 | 0 | 647.7276 | 0.08123 | 832.1591 | 0 | 831.9615 | -0.00037362 | 960.5567 | 0.00615 | 831.9615 | 0.16252 | 960.2535 | 0 | 960.5567 | 0.83801 | 831.9615 | -1.5442e-05 | 832.1591 | 0.00091816
| 645.37 | 0 | 832.3978 | 0.00031958 | 832.2002 | 7.4528e-05 | 645.37 | 0 | 832.3978 | -0.00021373 | 832.2002 | -0.00073939 | 832.2002 | 0.00043644 | 647.8478 | 9.7001e-06 | 832.3978 | 0.001007 | 826.92 | -5.0592e-05 | 832.3978 | 0.00054198 | 645.37 | 0.00055835 | 832.3978 | 0.00059151 | 826.92 | -0.0010358 | 832.3978 | 0.00058862 | 826.92 | -0.00034676 | 832.3978 | 0.00064182 | 647.8478 | 0 | 832.3978 | 0.00070134 | 647.8478 | 0.0779 | 832.3978 | 0.00028822 | 832.2002 | 0.00124 | 960.725 | 0.00555 | 832.2002 | 0.16122 | 960.4227 | 2.6669e-05 | 960.725 | 0.83177 | 832.2002 | 0.00151 | 832.3978 | 0.0015187
| 645.4915 | 0.00073368 | 832.6366 | -6.818e-05 | 832.439 | -0.0011024 | 645.4915 | 0.00101 | 832.6366 | -0.00027285 | 832.439 | -0.0017978 | 832.439 | -0.00089269 | 647.9679 | 9.2297e-06 | 832.6366 | 0 | 827.16 | -0.00035414 | 832.6366 | 0 | 645.4915 | 0.00073324 | 832.6366 | 0 | 827.16 | -0.00051927 | 832.6366 | 0 | 827.16 | -0.0016797 | 832.6366 | 0 | 647.9679 | 0 | 832.6366 | 0 | 647.9679 | 0.07572 | 832.6366 | 0 | 832.439 | -0.00058737 | 960.8934 | 0.00557 | 832.439 | 0.1543 | 960.5919 | 3.0002e-05 | 960.8934 | 0.82699 | 832.439 | -0.00013546 | 832.6366 | 0.00087168
| 645.6131 | 0 | 832.8754 | 0.00027353 | 832.6777 | -2.7828e-05 | 645.6131 | 0 | 832.8754 | -5.2902e-05 | 832.6777 | 0.00043246 | 832.6777 | 0.00042902 | 648.0881 | 8.6024e-06 | 832.8753 | 0.00070102 | 827.4 | 0.0021754 | 832.8753 | 0.00045778 | 645.6131 | 0.00215 | 832.8753 | 0.00050347 | 827.4 | 0.0014502 | 832.8754 | 0.0003695 | 827.4 | 0.00014088 | 832.8753 | 0.00059435 | 648.0881 | 2.3422e-08 | 832.8753 | 0.00094202 | 648.0881 | 0.07269 | 832.8754 | 0.00036303 | 832.6777 | 0.00051214 | 961.0617 | 0.00772 | 832.6777 | 0.15059 | 960.7612 | 0 | 961.0617 | 0.82185 | 832.6777 | 0.00116 | 832.8754 | 0.0016191
| 645.7346 | 0.0004462 | 833.1141 | -0.0007142 | 832.9165 | -0.00081291 | 645.7346 | 0.00198 | 833.1141 | -0.00064161 | 832.9165 | -0.0010959 | 832.9165 | -0.0010892 | 648.2083 | 8.5016e-06 | 833.1141 | 0 | 827.63 | 0.0015684 | 833.1141 | 0 | 645.7346 | 0.00306 | 833.1141 | 0 | 827.63 | -0.0013587 | 833.1141 | 0 | 827.63 | 0.00040094 | 833.1141 | 0 | 648.2083 | 1.4053e-07 | 833.1141 | 0 | 648.2083 | 0.07048 | 833.1141 | 0 | 832.9165 | -0.0006415 | 961.2301 | 0.00375 | 832.9165 | 0.14288 | 960.9304 | 1.0001e-05 | 961.2301 | 0.81695 | 832.9165 | -0.00352 | 833.1141 | 0.00096751
| 645.8562 | 0 | 833.3529 | 0.00011048 | 833.1552 | 0.00053358 | 645.8562 | 0 | 833.3529 | -0.00010381 | 833.1552 | 0.00032107 | 833.1552 | 0.00060075 | 648.3285 | 8.5016e-06 | 833.3529 | 0.0009948 | 827.87 | -0.0010287 | 833.3529 | 0.00079191 | 645.8562 | 0.00192 | 833.3529 | 0.00063976 | 827.87 | -0.0020367 | 833.3529 | 0.00019268 | 827.87 | -0.0014521 | 833.3529 | 0.0011046 | 648.3285 | 1.4053e-07 | 833.3529 | 0.0010201 | 648.3285 | 0.06743 | 833.3529 | 0.00024644 | 833.1552 | 0.00062332 | 961.3984 | 0.0064 | 833.1552 | 0.13991 | 961.0996 | 6.6672e-06 | 961.3984 | 0.81121 | 833.1552 | 0.00442 | 833.3529 | 0.0017045
| 645.9778 | 0 | 833.5917 | -0.0014331 | 833.394 | -0.00047906 | 645.9778 | 0.00196 | 833.5917 | 0.00041916 | 833.394 | -0.0012253 | 833.394 | -0.00089507 | 648.4487 | 9.0505e-06 | 833.5917 | 0 | 828.11 | -0.0024453 | 833.5917 | 0 | 645.9778 | 0.0004494 | 833.5917 | 0 | 828.11 | -0.0025855 | 833.5917 | 0 | 828.11 | 0.00027091 | 833.5917 | 0 | 648.4487 | 1.2882e-07 | 833.5917 | 0 | 648.4487 | 0.06546 | 833.5917 | 0 | 833.394 | -0.00107 | 961.5668 | 0.00426 | 833.394 | 0.13118 | 961.2688 | 1.0001e-05 | 961.5668 | 0.80543 | 833.394 | -0.000149 | 833.5917 | 0.00084349
| 646.0994 | 0 | 833.8304 | 0.00075266 | 833.6328 | 0.00029375 | 646.0994 | 6.9519e-05 | 833.8304 | 0.00031267 | 833.6328 | -7.2705e-05 | 833.6328 | 0.00067608 | 648.5689 | 8.7144e-06 | 833.8305 | 0.00042419 | 828.35 | 0.00099496 | 833.8305 | 0.0010789 | 646.0994 | 0.00118 | 833.8305 | 0.00085244 | 828.35 | -0.00064841 | 833.8304 | 0.00024423 | 828.35 | 0.0016038 | 833.8305 | 0.00042246 | 648.5689 | 0 | 833.8305 | 0.00075899 | 648.5689 | 0.06238 | 833.8304 | 0.00026701 | 833.6328 | 0.00064087 | 961.7351 | 0.00614 | 833.6328 | 0.13046 | 961.438 | 6.6672e-06 | 961.7351 | 0.79808 | 833.6328 | 0.00137 | 833.8304 | 0.0014741
| 646.221 | 0.00062587 | 834.0693 | -3.5046e-05 | 833.8716 | -0.0018244 | 646.221 | 0.00153 | 834.0693 | -0.00032674 | 833.8716 | -0.0010031 | 833.8716 | -0.00082909 | 648.6891 | 9.5433e-06 | 834.0693 | 0 | 828.59 | -0.0022428 | 834.0693 | 0 | 646.221 | 0.00059133 | 834.0693 | 0 | 828.59 | 0.00038475 | 834.0693 | 0 | 828.59 | -0.00018422 | 834.0693 | 0 | 648.6891 | 1.4053e-07 | 834.0693 | 0 | 648.6891 | 0.06099 | 834.0693 | 0 | 833.8716 | -0.00078503 | 961.9035 | 0.00596 | 833.8716 | 0.12565 | 961.6073 | 1.0001e-05 | 961.9035 | 0.79091 | 833.8716 | -0.00017544 | 834.0693 | 0.00076945
| 646.3426 | 0 | 834.3081 | 0.00074276 | 834.1103 | 5.6487e-05 | 646.3426 | 0 | 834.3081 | 8.4313e-06 | 834.1103 | 0.00045745 | 834.1103 | 0.00054796 | 648.8093 | 9.5657e-06 | 834.3081 | 0.00069258 | 828.83 | 0.0016358 | 834.3081 | 0.00020796 | 646.3426 | 0.00087064 | 834.3081 | 0.00085631 | 828.83 | -3.4977e-05 | 834.3081 | 0.00019065 | 828.83 | 0.00010836 | 834.3081 | 0 | 648.8093 | 1.4053e-07 | 834.3081 | 0.00083151 | 648.8093 | 0.05849 | 834.3081 | 0.00015299 | 834.1104 | 5.129e-05 | 962.0718 | 0.00601 | 834.1103 | 0.12129 | 961.7765 | 0 | 962.0718 | 0.78365 | 834.1104 | 0.00139 | 834.3081 | 0.0014363
| 646.4642 | 0 | 834.5469 | 0.0002263 | 834.3491 | -0.0010937 | 646.4642 | 0.00199 | 834.5469 | -0.00066155 | 834.3491 | -0.0010534 | 834.3491 | -0.00097575 | 648.9295 | 9.7225e-06 | 834.5469 | 0 | 829.07 | -0.00089378 | 834.5469 | 0 | 646.4642 | 0.00249 | 834.5469 | 0 | 829.07 | -0.00026098 | 834.5469 | 0 | 829.07 | 0.00040094 | 834.5469 | 0 | 648.9295 | 1.8737e-07 | 834.5469 | 0 | 648.9295 | 0.05684 | 834.5469 | 0 | 834.3492 | -0.00029738 | 962.2402 | 0.00264 | 834.3491 | 0.11259 | 961.9457 | 0 | 962.2402 | 0.77767 | 834.3492 | -0.00021539 | 834.5469 | 0.00086423
| 646.5858 | 0 | 834.7857 | 0.0013015 | 834.588 | 0.0004081 | 646.5858 | 0 | 834.7857 | 0.00023922 | 834.588 | -0.00018924 | 834.588 | 0.00039724 | 649.0497 | 1.0215e-05 | 834.7857 | 0.00013855 | 829.3 | -0.0023104 | 834.7857 | 0.00053811 | 646.5858 | 0.00164 | 834.7857 | 0.00058603 | 829.3 | -0.0009067 | 834.7857 | 0.00022353 | 829.3 | 0.00010836 | 834.7857 | 0.00036566 | 649.0497 | 1.4053e-07 | 834.7857 | 0.00089154 | 649.0497 | 0.05304 | 834.7857 | 0.0003738 | 834.588 | 0.00062968 | 962.4085 | 0.00631 | 834.588 | 0.11324 | 962.115 | 0 | 962.4085 | 0.77097 | 834.588 | 0.0023 | 834.7857 | 0.0015178
| 646.7075 | 0.00118 | 835.0245 | -0.00022878 | 834.8268 | -2.0975e-05 | 646.7075 | 0.00090168 | 835.0245 | -0.00090987 | 834.8268 | -0.0017242 | 834.8268 | -0.00093095 | 649.1699 | 1.0854e-05 | 835.0246 | 0 | 829.54 | -0.00045532 | 835.0246 | 0 | 646.7075 | 0.00064808 | 835.0246 | 0 | 829.54 | 0.00077218 | 835.0245 | 0 | 829.54 | 1.0836e-05 | 835.0246 | 0 | 649.1699 | 3.7475e-07 | 835.0246 | 0 | 649.1699 | 0.05071 | 835.0245 | 0 | 834.8268 | -0.00034138 | 962.5769 | 0.00422 | 834.8268 | 0.10484 | 962.2842 | 3.0002e-05 | 962.5769 | 0.76417 | 834.8268 | 0.0002324 | 835.0245 | 0.00096827
| 646.8291 | 0 | 835.2634 | 0.00077567 | 835.0656 | -0.00015595 | 646.8291 | 0 | 835.2634 | -0.00050271 | 835.0656 | 0.00020898 | 835.0656 | 0.00047177 | 649.2901 | 9.4649e-06 | 835.2634 | 0.0010489 | 829.78 | 0.00059023 | 835.2634 | 0.0008758 | 646.8291 | 0.00249 | 835.2634 | 0.00094982 | 829.78 | 0.00015874 | 835.2634 | 0.00056494 | 829.78 | 0.0018314 | 835.2634 | 2.9992e-06 | 649.2901 | 3.5132e-07 | 835.2634 | 0.00048865 | 649.2901 | 0.04731 | 835.2634 | 0.00020052 | 835.0656 | 0.00107 | 962.7453 | 0.00526 | 835.0656 | 0.1053 | 962.4534 | 0 | 962.7453 | 0.75501 | 835.0656 | 0.00144 | 835.2634 | 0.0015798
| 646.9508 | 0.00115 | 835.5023 | 0.00010253 | 835.3044 | -0.00074265 | 646.9508 | 0.00079764 | 835.5023 | -0.00062902 | 835.3044 | -0.00061943 | 835.3044 | -0.0010766 | 649.4103 | 7.9864e-06 | 835.5023 | 0 | 830.02 | -0.0029174 | 835.5023 | 0 | 646.9508 | 0.00156 | 835.5023 | 0 | 830.02 | -0.00051927 | 835.5023 | 0 | 830.02 | -0.0015822 | 835.5023 | 0 | 649.4103 | 3.5132e-07 | 835.5023 | 0 | 649.4103 | 0.04645 | 835.5023 | 0 | 835.3044 | -0.00041597 | 962.9136 | 0.00478 | 835.3044 | 0.10285 | 962.6227 | 0 | 962.9136 | 0.74597 | 835.3044 | -9.8043e-05 | 835.5023 | 0.0008931
| 647.0724 | 0 | 835.7411 | 0.00083693 | 835.5433 | 5.3214e-05 | 647.0724 | 0 | 835.7411 | 0.00025411 | 835.5433 | 0.0014726 | 835.5433 | 0.00044446 | 649.5305 | 6.5414e-06 | 835.7411 | 0.00089999 | 830.26 | 0.00048905 | 835.7411 | 0.0010511 | 647.0724 | 0.00078546 | 835.7411 | 0.00056702 | 830.26 | -0.0013264 | 835.7411 | 0.00040231 | 830.26 | -0.00034676 | 835.7411 | 0.0006249 | 649.5305 | 1.4053e-07 | 835.7411 | 0.00096606 | 649.5305 | 0.04475 | 835.7411 | 0.00029329 | 835.5433 | 0.00122 | 963.082 | 0.00587 | 835.5433 | 0.098217 | 962.7919 | 0 | 963.082 | 0.73633 | 835.5433 | 0.00082107 | 835.7411 | 0.0014469
| 647.1941 | 0.0006079 | 835.98 | -0.00039383 | 835.7821 | 0.00015348 | 647.1941 | 0.00229 | 835.98 | -0.00064236 | 835.7821 | -0.0013744 | 835.7821 | -0.00083172 | 649.6507 | 7.9864e-06 | 835.98 | 0 | 830.5 | -0.001366 | 835.98 | 0 | 647.1941 | 0.00098869 | 835.98 | 0 | 830.5 | -0.00042241 | 835.98 | 0 | 830.5 | -0.0014521 | 835.98 | 0 | 649.6507 | 2.1079e-07 | 835.98 | 0 | 649.6507 | 0.04506 | 835.98 | 0 | 835.7821 | -0.0003866 | 963.2503 | 0.00454 | 835.7821 | 0.093783 | 962.9611 | 1.0001e-05 | 963.2503 | 0.72885 | 835.7821 | 0.00052779 | 835.98 | 0.0008585
| 647.3158 | 0 | 836.2189 | 0.00032078 | 836.021 | 0.00055007 | 647.3158 | 0 | 836.2189 | -0.00025529 | 836.021 | 0.00061141 | 836.021 | 0.00057087 | 649.7709 | 8.6808e-06 | 836.2189 | 0.00078082 | 830.74 | -0.00086005 | 836.2189 | 0.0010335 | 647.3158 | 0.00181 | 836.2189 | 0.00067933 | 830.74 | -0.00077756 | 836.2189 | 0.0006407 | 830.74 | -2.1673e-05 | 836.2189 | 0.00041632 | 649.7709 | 3.279e-07 | 836.2189 | 0.00079524 | 649.7709 | 0.04497 | 836.2189 | 0.00042224 | 836.0209 | 0.00118 | 963.4187 | 0.00533 | 836.021 | 0.093554 | 963.1304 | 0 | 963.4187 | 0.72158 | 836.0209 | 0.00152 | 836.2189 | 0.0014986
| 647.4375 | 0.000554 | 836.4578 | -0.00030533 | 836.2598 | -0.00041284 | 647.4375 | 0.00123 | 836.4578 | -0.00041498 | 836.2598 | -0.0010969 | 836.2598 | -0.00092338 | 649.8911 | 9.3417e-06 | 836.4577 | 0 | 830.97 | 0.00069142 | 836.4577 | 0 | 647.4375 | 0.00346 | 836.4577 | 0 | 830.97 | 0.0018699 | 836.4578 | 0 | 830.97 | -0.00060684 | 836.4577 | 0 | 649.8911 | 5.9725e-07 | 836.4577 | 0 | 649.8911 | 0.04529 | 836.4578 | 0 | 836.2598 | -0.00067518 | 963.587 | 0.00719 | 836.2598 | 0.08646 | 963.2997 | 1.0001e-05 | 963.587 | 0.71621 | 836.2598 | 3.5091e-05 | 836.4578 | 0.00091116
| 647.5592 | 0 | 836.6967 | 0.00037874 | 836.4987 | -0.00066099 | 647.5592 | 0 | 836.6967 | -2.4981e-05 | 836.4987 | 0.00015562 | 836.4987 | 0.00058357 | 650.0113 | 9.6441e-06 | 836.6966 | 0.00095024 | 831.21 | 5.0592e-05 | 836.6966 | 0.00045971 | 647.5592 | 0.0022 | 836.6966 | 0.00070742 | 831.21 | 2.9596e-05 | 836.6967 | 0.00013376 | 831.21 | 0.00062851 | 836.6966 | 0.00024235 | 650.0113 | 6.558e-07 | 836.6966 | 0.0013432 | 650.0113 | 0.045 | 836.6967 | 0.00040472 | 836.4987 | 0.00034018 | 963.7554 | 0.00499 | 836.4987 | 0.085092 | 963.4689 | 6.6672e-06 | 963.7554 | 0.70977 | 836.4987 | 0.00107 | 836.6967 | 0.0014095
| 647.6809 | 0 | 836.9355 | -0.00046845 | 836.7375 | -0.00068272 | 647.6809 | 0.00057222 | 836.9355 | -0.00048124 | 836.7375 | -0.0013253 | 836.7375 | -0.00090232 | 650.1316 | 9.5769e-06 | 836.9355 | 0 | 831.45 | -0.00075887 | 836.9355 | 0 | 647.6809 | 0.00238 | 836.9355 | 0 | 831.45 | 0.00067532 | 836.9355 | 0 | 831.45 | -0.00028175 | 836.9355 | 0 | 650.1316 | 6.2067e-07 | 836.9355 | 0 | 650.1316 | 0.04199 | 836.9356 | 0 | 836.7376 | -0.00149 | 963.9238 | 0.00454 | 836.7375 | 0.080557 | 963.6382 | 3.0002e-05 | 963.9238 | 0.70328 | 836.7376 | 0.00014698 | 836.9355 | 0.00081666
| 647.8026 | 0 | 837.1744 | 0.00083953 | 836.9764 | 0.00064038 | 647.8026 | 0 | 837.1744 | -0.00029018 | 836.9764 | 0.00051144 | 836.9764 | 0.00079566 | 650.2518 | 1.0014e-05 | 837.1745 | 0.00053014 | 831.69 | 0.0011299 | 837.1745 | 0.00032427 | 647.8026 | 0.00055835 | 837.1745 | 0.00078793 | 831.69 | -0.00042241 | 837.1744 | 0.00072082 | 831.69 | -0.00099695 | 837.1745 | 0.00096048 | 650.2518 | 3.5132e-07 | 837.1745 | 0.0012768 | 650.2518 | 0.03822 | 837.1744 | 0.00037179 | 836.9764 | 0.00085548 | 964.0921 | 0.00652 | 836.9764 | 0.081139 | 963.8074 | 0 | 964.0921 | 0.69516 | 836.9764 | 0.00172 | 837.1744 | 0.0015524
| 647.9243 | 0.00041025 | 837.4134 | 0.00092158 | 837.2153 | -0.0003904 | 647.9243 | 0.00158 | 837.4134 | -0.00010946 | 837.2153 | -0.0014576 | 837.2153 | -0.00076538 | 650.372 | 8.3224e-06 | 837.4134 | 0 | 831.93 | 0.00011805 | 837.4134 | 0 | 647.9243 | 0.00116 | 837.4134 | 0 | 831.93 | -0.00061613 | 837.4134 | 0 | 831.93 | -0.0018747 | 837.4134 | 0 | 650.372 | 6.7923e-07 | 837.4134 | 0 | 650.372 | 0.03554 | 837.4134 | 0 | 837.2153 | -0.00066439 | 964.2605 | 0.00531 | 837.2153 | 0.075932 | 963.9767 | 1.0001e-05 | 964.2605 | 0.68812 | 837.2153 | -0.00014327 | 837.4134 | 0.00099392
| 648.0461 | 0 | 837.6523 | 0.00011283 | 837.4542 | 3.0349e-05 | 648.0461 | 0 | 837.6523 | 0.00058571 | 837.4542 | 0.00057714 | 837.4542 | 0.00062142 | 650.4922 | 7.3591e-06 | 837.6523 | 0.00026836 | 832.17 | -0.001737 | 837.6523 | 0.00040734 | 648.0461 | 0.00175 | 837.6523 | 0.00039859 | 832.17 | -0.0014556 | 837.6523 | 0.00026723 | 832.17 | 0.0017988 | 837.6523 | 0.00070451 | 650.4922 | 6.3238e-07 | 837.6523 | 0.00086048 | 650.4922 | 0.03294 | 837.6523 | 0.000211 | 837.4542 | 0.00041943 | 964.4289 | 0.00608 | 837.4542 | 0.07388 | 964.1459 | 0 | 964.4289 | 0.68043 | 837.4542 | 0.00183 | 837.6523 | 0.0013283
| 648.1678 | 0.00205 | 837.8912 | 8.2032e-05 | 837.6931 | -0.0011795 | 648.1678 | 0.0006936 | 837.8912 | -0.00072829 | 837.6931 | -0.0013506 | 837.6931 | -0.00091138 | 650.6125 | 7.1687e-06 | 837.8912 | 0 | 832.41 | -0.0011973 | 837.8912 | 0 | 648.1678 | 0.00153 | 837.8912 | 0 | 832.41 | -0.00087442 | 837.8912 | 0 | 832.41 | -0.00060684 | 837.8912 | 0 | 650.6125 | 1.335e-06 | 837.8912 | 0 | 650.6125 | 0.03351 | 837.8912 | 0 | 837.6931 | -0.00067946 | 964.5973 | 0.00543 | 837.6931 | 0.071816 | 964.3152 | 3.0002e-05 | 964.5973 | 0.67325 | 837.6931 | -0.00014057 | 837.8912 | 0.00074464
| 648.2895 | 0 | 838.1302 | 0.00047507 | 837.932 | 0.00025749 | 648.2895 | 0 | 838.1302 | -0.00029464 | 837.932 | 0.00027766 | 837.932 | 0.00061673 | 650.7327 | 7.4375e-06 | 838.1302 | 0.0011052 | 832.64 | 0.00072515 | 838.1302 | 0.001088 | 648.2895 | 0.00203 | 838.1302 | 0.00051925 | 832.64 | 2.9596e-05 | 838.1302 | 0.0004415 | 832.64 | -0.00060684 | 838.1302 | 0.00075566 | 650.7327 | 1.335e-06 | 838.1302 | 0.00076596 | 650.7327 | 0.03024 | 838.1302 | 0.00033984 | 837.932 | 0.00073494 | 964.7656 | 0.00694 | 837.932 | 0.070668 | 964.4845 | 0 | 964.7656 | 0.66483 | 837.932 | 0.00098913 | 838.1302 | 0.0014953
| 648.4113 | 0.00091335 | 838.3691 | -0.00014732 | 838.1709 | -4.2752e-05 | 648.4113 | 0.00132 | 838.3691 | 0.00031669 | 838.1709 | -0.00089888 | 838.1709 | -0.00080861 | 650.8529 | 9.0729e-06 | 838.3691 | 0 | 832.88 | -0.00011805 | 838.3691 | 0 | 648.4113 | 0.00286 | 838.3691 | 0 | 832.88 | -0.0023596 | 838.3691 | 0 | 832.88 | -0.00067186 | 838.3691 | 0 | 650.8529 | 1.6629e-06 | 838.3691 | 0 | 650.8529 | 0.02821 | 838.3691 | 0 | 838.1709 | -0.00126 | 964.934 | 0.00436 | 838.1709 | 0.06481 | 964.6537 | 1.0001e-05 | 964.934 | 0.65769 | 838.1709 | -0.00047931 | 838.3691 | 0.00081368
| 648.5331 | 0 | 838.6081 | 0.0011919 | 838.4099 | 0.00045501 | 648.5331 | 0 | 838.6081 | 0.00019118 | 838.4099 | 0.00068217 | 838.4099 | 0.00048262 | 650.9731 | 9.0505e-06 | 838.6081 | 0.00097826 | 833.12 | 0.00015177 | 838.6081 | 0.0012592 | 648.5331 | 0.00155 | 838.6081 | 0.00045755 | 833.12 | 0.0014502 | 838.6081 | 0.00051275 | 833.12 | 0.00085607 | 838.6081 | 0.00067993 | 650.9731 | 1.2765e-06 | 838.6081 | 0.0011877 | 650.9731 | 0.02342 | 838.6081 | 0.00027305 | 838.4099 | 0.00057617 | 965.1024 | 0.00427 | 838.4099 | 0.06616 | 964.823 | 6.6672e-06 | 965.1024 | 0.65041 | 838.4099 | 0.00112 | 838.6081 | 0.0014755
| 648.6549 | 0 | 838.847 | -0.00070122 | 838.6488 | -0.0010855 | 648.6549 | 0.00065893 | 838.847 | -0.00010445 | 838.6488 | -0.0012822 | 838.6488 | -0.0009405 | 651.0934 | 9.7001e-06 | 838.847 | 0 | 833.36 | 0.00048905 | 838.847 | 0 | 648.6549 | 0.00255 | 838.847 | 0 | 833.36 | 0.00022331 | 838.847 | 0 | 833.36 | -0.00021673 | 838.847 | 0 | 651.0934 | 1.5575e-06 | 838.847 | 0 | 651.0934 | 0.02215 | 838.847 | 0 | 838.6488 | -0.00088681 | 965.2707 | 0.0058 | 838.6488 | 0.062575 | 964.9923 | 1.0001e-05 | 965.2707 | 0.64484 | 838.6488 | 1.3763e-05 | 838.847 | 0.00065395
| 648.7766 | 0 | 839.086 | 0.00045141 | 838.8877 | 0.00057781 | 648.7766 | 0 | 839.086 | 0.00033342 | 838.8877 | -0.00040816 | 838.8877 | 0.00054158 | 651.2136 | 9.1289e-06 | 839.086 | 0.00067813 | 833.6 | -1.6864e-05 | 839.086 | 0.00058242 | 648.7766 | 0.00147 | 839.086 | 0.00019084 | 833.6 | -0.0026501 | 839.086 | 0.00066999 | 833.6 | 0.00020589 | 839.086 | 0.0015294 | 651.2136 | 1.3936e-06 | 839.086 | 0.0012273 | 651.2136 | 0.02242 | 839.086 | 0.00051358 | 838.8877 | 0.00145 | 965.4391 | 0.00916 | 838.8877 | 0.059424 | 965.1616 | 6.6672e-06 | 965.4391 | 0.63866 | 838.8877 | 0.00123 | 839.086 | 0.0014799
| 648.8984 | 0.0016 | 839.325 | -0.00031183 | 839.1267 | -0.00089677 | 648.8984 | 0.00165 | 839.325 | -0.00049274 | 839.1267 | -0.0016575 | 839.1267 | -0.0010866 | 651.3338 | 9.3641e-06 | 839.325 | 0 | 833.84 | -0.00025296 | 839.325 | 0 | 648.8984 | 0.00278 | 839.325 | 0 | 833.84 | -9.9549e-05 | 839.325 | 0 | 833.84 | -0.001322 | 839.325 | 0 | 651.3338 | 1.499e-06 | 839.325 | 0 | 651.3338 | 0.02362 | 839.325 | 0 | 839.1267 | -0.000307 | 965.6075 | 0.00345 | 839.1267 | 0.061576 | 965.3308 | 1.0001e-05 | 965.6075 | 0.63257 | 839.1267 | -0.00033884 | 839.325 | 0.00078313
| 649.0202 | 0 | 839.564 | 0.0001173 | 839.3656 | 6.4228e-05 | 649.0202 | 0 | 839.564 | -0.00069414 | 839.3656 | 0.00050688 | 839.3656 | 0.00046055 | 651.4541 | 9.2633e-06 | 839.564 | 0.00047909 | 834.08 | 0.00042159 | 839.564 | 0.00046089 | 649.0202 | 0.00047317 | 839.564 | 0.00093121 | 834.08 | -0.00061613 | 839.564 | 0.00042936 | 834.08 | 0.0023191 | 839.564 | 0.00082339 | 651.4541 | 1.2882e-06 | 839.564 | 0.00091261 | 651.4541 | 0.02458 | 839.564 | 0.00034712 | 839.3656 | 0.00038392 | 965.7759 | 0.00606 | 839.3656 | 0.059412 | 965.5001 | 0 | 965.7759 | 0.62505 | 839.3656 | 0.00141 | 839.564 | 0.0013906
| 649.1421 | 0.00076961 | 839.803 | -0.00032261 | 839.6046 | -0.00088283 | 649.1421 | 0.00065893 | 839.803 | -0.00074583 | 839.6046 | -0.0015223 | 839.6046 | -0.00097006 | 651.5743 | 9.5769e-06 | 839.803 | 0 | 834.32 | -0.00035414 | 839.803 | 0 | 649.1421 | 0.00073324 | 839.803 | 0 | 834.32 | 0.0015148 | 839.803 | 0 | 834.32 | -0.0017771 | 839.803 | 0 | 651.5743 | 1.7918e-06 | 839.803 | 0 | 651.5743 | 0.02396 | 839.803 | 0 | 839.6046 | -0.00093401 | 965.9443 | 0.0058 | 839.6046 | 0.056446 | 965.6694 | 1.0001e-05 | 965.9443 | 0.61698 | 839.6046 | -0.00325 | 839.803 | 0.00071355
| 649.2639 | 0 | 840.042 | 0.00056748 | 839.8436 | -0.00015116 | 649.2639 | 0 | 840.042 | -0.00022478 | 839.8436 | 0.00022173 | 839.8436 | 0.00030918 | 651.6946 | 9.3305e-06 | 840.042 | 1.7958e-05 | 834.55 | -0.0016695 | 840.042 | 0.00053616 | 649.2639 | 0.00092742 | 840.042 | 0.00027281 | 834.55 | 0.00028789 | 840.042 | 0.00037786 | 834.55 | -0.00024923 | 840.042 | 0.00021432 | 651.6946 | 1.9089e-06 | 840.042 | 0.00067106 | 651.6946 | 0.02407 | 840.042 | 0.00037259 | 839.8436 | 0.00072861 | 966.1126 | 0.00522 | 839.8436 | 0.05544 | 965.8387 | 0 | 966.1126 | 0.60671 | 839.8436 | 0.00372 | 840.042 | 0.0013833
| 649.3857 | 0 | 840.281 | -0.00019765 | 840.0825 | -0.00077543 | 649.3857 | 0.00134 | 840.281 | -0.00037552 | 840.0825 | -0.00092229 | 840.0825 | -0.0010816 | 651.8148 | 9.7561e-06 | 840.281 | 0 | 834.79 | -0.0010961 | 840.281 | 0 | 649.3857 | 0.00022234 | 840.281 | 0 | 834.79 | -0.00035784 | 840.281 | 0 | 834.79 | 0.00010836 | 840.281 | 0 | 651.8148 | 2.5647e-06 | 840.281 | 0 | 651.8148 | 0.02245 | 840.281 | 0 | 840.0825 | -0.00107 | 966.281 | 0.00411 | 840.0825 | 0.048287 | 966.008 | 1.0001e-05 | 966.281 | 0.5961 | 840.0825 | -5.5671e-05 | 840.281 | 0.00080323
| 649.5076 | 0 | 840.52 | -0.00038538 | 840.3215 | 0.00022148 | 649.5076 | 0 | 840.52 | 0.00019815 | 840.3215 | -0.0005078 | 840.3215 | 0.00052382 | 651.9351 | 9.7561e-06 | 840.52 | 0.00060935 | 835.03 | -8.4319e-05 | 840.52 | 0.00071904 | 649.5076 | 0.00050157 | 840.52 | 0.00044568 | 835.03 | -0.0034897 | 840.52 | 0.00013314 | 835.03 | 0.00033593 | 840.52 | 0.00054553 | 651.9351 | 2.6701e-06 | 840.52 | 0.001171 | 651.9351 | 0.02301 | 840.52 | 0.00026478 | 840.3215 | 0.0005734 | 966.4494 | 0.00577 | 840.3215 | 0.052497 | 966.1773 | 6.6672e-06 | 966.4494 | 0.5847 | 840.3215 | 0.00135 | 840.52 | 0.0014146
| 649.6294 | 0.00091335 | 840.7591 | -0.00087947 | 840.5605 | -0.0014242 | 649.6294 | 0.00139 | 840.7591 | -0.000642 | 840.5605 | -0.0015663 | 840.5605 | -0.0011479 | 652.0553 | 1.1078e-05 | 840.7591 | 0 | 835.27 | -0.00048905 | 840.7591 | 0 | 649.6294 | 0.00073324 | 840.7591 | 0 | 835.27 | 0.00012645 | 840.7591 | 0 | 835.27 | -0.00063934 | 840.7591 | 0 | 652.0553 | 2.8106e-06 | 840.7591 | 0 | 652.0553 | 0.02183 | 840.7591 | 0 | 840.5605 | -0.00096853 | 966.6178 | 0.00515 | 840.5605 | 0.048044 | 966.3466 | 3.0002e-05 | 966.6178 | 0.57556 | 840.5605 | -0.00050239 | 840.7591 | 0.0005821
| 649.7513 | 0 | 840.9981 | 0.0002838 | 840.7995 | 0.00036575 | 649.7513 | 0 | 840.9981 | -4.4662e-05 | 840.7995 | 0.00012919 | 840.7995 | 0.00051528 | 652.1756 | 1.0529e-05 | 840.9981 | 0.00081553 | 835.51 | 0.0022766 | 840.9981 | 0.00037532 | 649.7513 | 0.00013249 | 840.9981 | 0.00072933 | 835.51 | 9.4169e-05 | 840.9981 | 0.00010162 | 835.51 | 0.0010836 | 840.9981 | 0.00087455 | 652.1756 | 2.2016e-06 | 840.9981 | 0.001202 | 652.1756 | 0.02258 | 840.9981 | 0.00028576 | 840.7995 | 0.00025361 | 966.7862 | 0.00612 | 840.7995 | 0.046329 | 966.5159 | 0 | 966.7862 | 0.56659 | 840.7995 | 0.00125 | 840.9981 | 0.0013926
| 649.8731 | 0.00091335 | 841.2372 | 0.00013551 | 841.0385 | -0.00049298 | 649.8731 | 0.00127 | 841.2372 | -0.000171 | 841.0385 | -0.0011089 | 841.0385 | -0.00085439 | 652.2958 | 1.0227e-05 | 841.2372 | 0 | 835.75 | -0.00099496 | 841.2372 | 0 | 649.8731 | 0.0021 | 841.2372 | 0 | 835.75 | -0.00097128 | 841.2372 | 0 | 835.75 | -0.0013546 | 841.2372 | 0 | 652.2958 | 2.4593e-06 | 841.2372 | 0 | 652.2958 | 0.02225 | 841.2372 | 0 | 841.0385 | -0.00119 | 966.9546 | 0.00431 | 841.0385 | 0.045224 | 966.6852 | 0 | 966.9546 | 0.55908 | 841.0385 | -0.00076286 | 841.2372 | 0.00088416
| 649.995 | 0 | 841.4762 | 0.00056876 | 841.2775 | -0.00011651 | 649.995 | 0 | 841.4762 | -0.00038531 | 841.2775 | 0.00073949 | 841.2775 | 0.00046044 | 652.4161 | 9.4425e-06 | 841.4762 | 0.00043634 | 835.99 | -0.00069142 | 841.4762 | 0.00079854 | 649.995 | 0.00297 | 841.4762 | 0.00018431 | 835.99 | -0.00029326 | 841.4762 | 0.00035266 | 835.99 | -0.0025575 | 841.4762 | 0.00075606 | 652.4161 | 2.5295e-06 | 841.4762 | 0.00070035 | 652.4161 | 0.02185 | 841.4762 | 0.00033023 | 841.2775 | 0.00071311 | 967.1229 | 0.00506 | 841.2775 | 0.044986 | 966.8545 | 0 | 967.1229 | 0.5505 | 841.2775 | 0.00176 | 841.4762 | 0.0012634
| 650.1169 | 0 | 841.7153 | 0.00017079 | 841.5166 | -0.00063143 | 650.1169 | 0.00102 | 841.7153 | -0.00053993 | 841.5166 | -0.001217 | 841.5166 | -0.00088371 | 652.5363 | 9.5769e-06 | 841.7153 | 0 | 836.23 | -0.00028669 | 841.7153 | 0 | 650.1169 | 0.00198 | 841.7153 | 0 | 836.23 | -0.00087442 | 841.7153 | 0 | 836.23 | -0.00080189 | 841.7153 | 0 | 652.5363 | 3.4078e-06 | 841.7153 | 0 | 652.5363 | 0.02081 | 841.7153 | 0 | 841.5166 | -0.0007515 | 967.2913 | 0.00484 | 841.5166 | 0.042768 | 967.0238 | 3.0002e-05 | 967.2913 | 0.54255 | 841.5166 | -0.00051179 | 841.7153 | 0.00075212
| 650.2388 | 0 | 841.9543 | 0.00079555 | 841.7556 | 0.0006204 | 650.2388 | 0 | 841.9543 | -0.00080685 | 841.7556 | -0.00034538 | 841.7556 | 0.00034692 | 652.6566 | 1.0047e-05 | 841.9544 | 0.00014158 | 836.46 | 0.00079259 | 841.9544 | 0.00061692 | 650.2388 | 0.0013 | 841.9544 | 0.00079128 | 836.46 | -0.00042241 | 841.9543 | 0.00063945 | 836.46 | 0.0013438 | 841.9544 | 0.0006626 | 652.6566 | 3.8763e-06 | 841.9544 | 0.00075652 | 652.6566 | 0.01833 | 841.9543 | 0.00026849 | 841.7556 | 0.00102 | 967.4597 | 0.00434 | 841.7556 | 0.043795 | 967.1931 | 2.6669e-05 | 967.4597 | 0.53362 | 841.7556 | 0.00087029 | 841.9543 | 0.0013483
| 650.3607 | 0.00152 | 842.1934 | -0.00038287 | 841.9946 | -0.00017677 | 650.3607 | 0.00093636 | 842.1934 | -0.00019739 | 841.9946 | -0.00093462 | 841.9946 | -0.00092966 | 652.7768 | 9.1513e-06 | 842.1934 | 0 | 836.7 | -0.0015008 | 842.1934 | 0 | 650.3607 | 0.00207 | 842.1934 | 0 | 836.7 | -0.00058385 | 842.1934 | 0 | 836.7 | 0.00017338 | 842.1934 | 0 | 652.7768 | 4.4735e-06 | 842.1934 | 0 | 652.7768 | 0.01698 | 842.1934 | 0 | 841.9946 | -0.00101 | 967.6281 | 0.00626 | 841.9946 | 0.041664 | 967.3624 | 3.0002e-05 | 967.6281 | 0.52535 | 841.9946 | -0.00023596 | 842.1934 | 0.000707
| 650.4826 | 0 | 842.4325 | 0.00059265 | 842.2337 | 0.00035809 | 650.4826 | 0 | 842.4325 | -8.5345e-05 | 842.2337 | 0.00097299 | 842.2337 | 0.0007113 | 652.8971 | 9.9353e-06 | 842.4325 | 0.00077446 | 836.94 | -0.0009275 | 842.4325 | 0.0011411 | 650.4826 | 0.00124 | 842.4325 | 0.0010631 | 836.94 | 0.0017408 | 842.4325 | 0.00064583 | 836.94 | -0.0018747 | 842.4325 | 0.0010233 | 652.8971 | 3.7592e-06 | 842.4325 | 0.0010979 | 652.8971 | 0.0146 | 842.4325 | 0.00025286 | 842.2337 | 0.00135 | 967.7965 | 0.0055 | 842.2337 | 0.039913 | 967.5317 | 6.6672e-06 | 967.7965 | 0.51605 | 842.2337 | 0.00104 | 842.4325 | 0.0014563
| 650.6045 | 5.091e-05 | 842.6716 | -0.0017484 | 842.4727 | -0.00058977 | 650.6045 | 0.00041617 | 842.6716 | -0.00048734 | 842.4727 | -0.0010873 | 842.4727 | -0.00096332 | 653.0173 | 9.6553e-06 | 842.6716 | 0 | 837.18 | -0.0014334 | 842.6716 | 0 | 650.6045 | 0.00158 | 842.6716 | 0 | 837.18 | 0.0014179 | 842.6716 | 0 | 837.18 | -0.00047681 | 842.6716 | 0 | 653.0173 | 3.7006e-06 | 842.6716 | 0 | 653.0173 | 0.01399 | 842.6716 | 0 | 842.4727 | -0.00065735 | 967.9649 | 0.0058 | 842.4727 | 0.040215 | 967.701 | 0 | 967.9649 | 0.50744 | 842.4727 | -0.00053774 | 842.6716 | 0.00067284
| 650.7264 | 0 | 842.9107 | 0.00030667 | 842.7118 | -0.00034726 | 650.7264 | 0 | 842.9107 | -0.00031398 | 842.7118 | 0.00092149 | 842.7118 | 0.00047791 | 653.1376 | 1.0484e-05 | 842.9107 | 0.00086624 | 837.42 | -0.00079259 | 842.9107 | 0.00080935 | 650.7264 | 0.00104 | 842.9107 | 0.00057836 | 837.42 | -0.0014233 | 842.9107 | 0.00051266 | 837.42 | 0.00027091 | 842.9107 | 0.00086177 | 653.1376 | 3.0214e-06 | 842.9107 | 0.0011132 | 653.1376 | 0.0122 | 842.9107 | 0.00026725 | 842.7118 | 0.00055008 | 968.1333 | 0.00473 | 842.7118 | 0.039001 | 967.8703 | 0 | 968.1333 | 0.4982 | 842.7118 | 0.00134 | 842.9107 | 0.0013891
| 650.8484 | 6.8875e-05 | 843.1498 | -0.00068793 | 842.9508 | -0.00042944 | 650.8484 | 0.00041617 | 843.1498 | -0.00018143 | 842.9508 | -0.0013582 | 842.9508 | -0.00072008 | 653.2579 | 9.2633e-06 | 843.1498 | 0 | 837.66 | -0.0020405 | 843.1498 | 0 | 650.8484 | 0.00093192 | 843.1498 | 0 | 837.66 | -0.0016815 | 843.1498 | 0 | 837.66 | 0.00020589 | 843.1498 | 0 | 653.2579 | 3.9231e-06 | 843.1498 | 0 | 653.2579 | 0.01205 | 843.1498 | 0 | 842.9508 | -0.00094779 | 968.3017 | 0.00376 | 842.9508 | 0.036198 | 968.0396 | 3.0002e-05 | 968.3017 | 0.48991 | 842.9508 | -0.00029582 | 843.1498 | 0.00066146
| 650.9703 | 0 | 843.389 | 0.00036633 | 843.1899 | -0.00059082 | 650.9703 | 0 | 843.389 | 0.00023329 | 843.1899 | -0.00040637 | 843.1899 | 0.00028997 | 653.3781 | 8.4008e-06 | 843.389 | 0.00025721 | 837.9 | -0.0016358 | 843.389 | 0 | 650.9703 | 0.00132 | 843.389 | 0.00050243 | 837.9 | 0.00093361 | 843.389 | 2.6262e-05 | 837.9 | -0.00086692 | 843.389 | 0.00037914 | 653.3781 | 3.7826e-06 | 843.389 | 0.00064004 | 653.3781 | 0.01043 | 843.389 | 0.00018676 | 843.1899 | 0.00077664 | 968.4701 | 0.00817 | 843.1899 | 0.035947 | 968.209 | 6.6672e-06 | 968.4701 | 0.48128 | 843.1899 | 0.0012 | 843.389 | 0.0014204
| 651.0923 | 0.0004462 | 843.6281 | -0.00022645 | 843.429 | -0.00058386 | 651.0923 | 0.00086701 | 843.6281 | -0.00042294 | 843.429 | -0.001395 | 843.429 | -0.00097172 | 653.4984 | 8.0536e-06 | 843.6281 | 0 | 838.14 | -0.00086005 | 843.6281 | 0 | 651.0923 | 0.00124 | 843.6281 | 0 | 838.14 | -0.00058385 | 843.6281 | 0 | 838.14 | 0.0017988 | 843.6281 | 0 | 653.4984 | 4.778e-06 | 843.6281 | 0 | 653.4984 | 0.00995 | 843.6281 | 0 | 843.429 | -0.00115 | 968.6385 | 0.00561 | 843.429 | 0.03531 | 968.3783 | 1.0001e-05 | 968.6385 | 0.47356 | 843.429 | 0.00023005 | 843.6281 | 0.00076742
| 651.2143 | 0 | 843.8672 | 0.0010753 | 843.6681 | 0.00037882 | 651.2143 | 0 | 843.8672 | 0.00020583 | 843.6681 | -9.8906e-05 | 843.6681 | 0.0005252 | 653.6187 | 7.3591e-06 | 843.8672 | 0.0006946 | 838.38 | 0.001366 | 843.8672 | 0.00070895 | 651.2143 | 0.00107 | 843.8672 | 0.00051395 | 838.38 | -0.0013264 | 843.8672 | 0.00062135 | 838.38 | -0.00060684 | 843.8672 | 0.00071494 | 653.6187 | 4.0051e-06 | 843.8672 | 0.00072534 | 653.6187 | 0.0082 | 843.8673 | 0.00033415 | 843.6681 | 0.00096407 | 968.8069 | 0.00717 | 843.6681 | 0.03394 | 968.5476 | 0 | 968.8069 | 0.46584 | 843.6681 | 0.00196 | 843.8672 | 0.0013823
| 651.3362 | 0.00102 | 844.1064 | -0.00032846 | 843.9072 | 0.00046635 | 651.3362 | 0.00031212 | 844.1064 | -0.00066445 | 843.9072 | -0.00086261 | 843.9072 | -0.00092051 | 653.7389 | 7.5383e-06 | 844.1064 | 0 | 838.61 | 0.00089378 | 844.1064 | 0 | 651.3362 | 0.00087516 | 844.1064 | 0 | 838.61 | -0.0014556 | 844.1064 | 0 | 838.61 | -0.00063934 | 844.1064 | 0 | 653.7389 | 5.3167e-06 | 844.1064 | 0 | 653.7389 | 0.00828 | 844.1064 | 0 | 843.9072 | 0.0001731 | 968.9752 | 0.00557 | 843.9072 | 0.031708 | 968.7169 | 1.0001e-05 | 968.9752 | 0.45871 | 843.9072 | 0.0002117 | 844.1064 | 0.00074237
| 651.4582 | 0 | 844.3455 | 0.00033906 | 844.1463 | -0.00062961 | 651.4582 | 0 | 844.3455 | 0.00023466 | 844.1463 | 0.0002705 | 844.1463 | 0.00045146 | 653.8592 | 7.7511e-06 | 844.3455 | 0.00018271 | 838.85 | -0.00048905 | 844.3455 | 0.00034597 | 651.4582 | 0.00132 | 844.3455 | 0.00039603 | 838.85 | -0.00055155 | 844.3455 | 0 | 838.85 | -0.00034676 | 844.3455 | 4.4523e-05 | 653.8592 | 5.4455e-06 | 844.3455 | 0.00094409 | 653.8592 | 0.00704 | 844.3455 | 8.5574e-05 | 844.1463 | 0.00077205 | 969.1436 | 0.00666 | 844.1463 | 0.031422 | 968.8863 | 0 | 969.1436 | 0.45095 | 844.1463 | 0.00173 | 844.3455 | 0.0012842
| 651.5802 | 0.00035636 | 844.5847 | -2.8285e-05 | 844.3854 | 0.00014809 | 651.5802 | 0.00055488 | 844.5847 | -3.6313e-06 | 844.3854 | -0.0010679 | 844.3854 | -0.00089094 | 653.9795 | 8.972e-06 | 844.5847 | 0 | 839.09 | -0.0016695 | 844.5847 | 0 | 651.5802 | 0.00178 | 844.5847 | 0 | 839.09 | -0.0018752 | 844.5847 | 0 | 839.09 | -0.00060684 | 844.5847 | 0 | 653.9795 | 6.4292e-06 | 844.5847 | 0 | 653.9795 | 0.007 | 844.5847 | 0 | 844.3854 | -0.00037687 | 969.312 | 0.00584 | 844.3854 | 0.031103 | 969.0556 | 3.0002e-05 | 969.312 | 0.44301 | 844.3854 | -0.00035001 | 844.5847 | 0.00068341
| 651.7022 | 0 | 844.8239 | 0.00038575 | 844.6245 | 0.00039586 | 651.7022 | 0 | 844.8239 | -6.7004e-05 | 844.6245 | 8.04e-05 | 844.6245 | 0.00051965 | 654.0998 | 8.3448e-06 | 844.8239 | 0.00069356 | 839.33 | -0.00059023 | 844.8239 | 0.00087866 | 651.7022 | 0.0022 | 844.8239 | 0.00077691 | 839.33 | -0.0019399 | 844.8239 | 0.0003583 | 839.33 | -0.00018422 | 844.8239 | 0.00048351 | 654.0998 | 5.3401e-06 | 844.8239 | 0.00079611 | 654.0998 | 0.00571 | 844.8238 | 0.00019599 | 844.6245 | 0.0008467 | 969.4805 | 0.00642 | 844.6245 | 0.031731 | 969.2249 | 2.6669e-05 | 969.4805 | 0.43449 | 844.6245 | 0.00171 | 844.8239 | 0.0012618
| 651.8242 | 0.00084148 | 845.063 | -0.0001861 | 844.8636 | -0.00011087 | 651.8242 | 0.00095371 | 845.063 | -0.00013642 | 844.8636 | -0.0016556 | 844.8636 | -0.00087897 | 654.22 | 7.2023e-06 | 845.063 | 0 | 839.57 | -0.00038786 | 845.063 | 0 | 651.8242 | 0.00153 | 845.063 | 0 | 839.57 | -0.002069 | 845.063 | 0 | 839.57 | 0.00059601 | 845.063 | 0 | 654.22 | 5.832e-06 | 845.063 | 0 | 654.22 | 0.00537 | 845.063 | 0 | 844.8636 | -0.00091007 | 969.6489 | 0.00216 | 844.8636 | 0.029132 | 969.3943 | 1.0001e-05 | 969.6489 | 0.42735 | 844.8636 | -0.00019832 | 845.063 | 0.00069516
| 651.9462 | 0 | 845.3022 | -4.9219e-05 | 845.1027 | 5.392e-05 | 651.9462 | 0 | 845.3022 | 0.0002384 | 845.1027 | 0.00015751 | 845.1027 | 0.00050315 | 654.3403 | 6.519e-06 | 845.3022 | 0.0010948 | 839.81 | 0.0012985 | 845.3022 | 0.0011339 | 651.9462 | 0.00101 | 845.3022 | 0.0004893 | 839.81 | 0.0011273 | 845.3022 | 0.0004384 | 839.81 | -8.6692e-05 | 845.3022 | 0.0010224 | 654.3403 | 5.3987e-06 | 845.3022 | 0.00070421 | 654.3403 | 0.0041 | 845.3022 | 0.00044526 | 845.1027 | 0.00029418 | 969.8172 | 0.00615 | 845.1027 | 0.028176 | 969.5636 | 6.6672e-06 | 969.8172 | 0.42027 | 845.1027 | 0.00175 | 845.3022 | 0.0012973
| 652.0683 | 0.00030245 | 845.5414 | -0.00032362 | 845.3419 | 0.00011842 | 652.0683 | 0.00060691 | 845.5414 | -0.0006189 | 845.3419 | -0.0004136 | 845.3419 | -0.00086369 | 654.4606 | 7.5943e-06 | 845.5414 | 0 | 840.05 | 0.00042159 | 845.5414 | 0 | 652.0683 | 0.00061971 | 845.5414 | 0 | 840.05 | -0.001165 | 845.5414 | 0 | 840.05 | 0.0011487 | 845.5414 | 0 | 654.4606 | 6.113e-06 | 845.5414 | 0 | 654.4606 | 0.00355 | 845.5414 | 0 | 845.3419 | -0.00026766 | 969.9856 | 0.00466 | 845.3419 | 0.028443 | 969.7329 | 1.0001e-05 | 969.9856 | 0.41381 | 845.3419 | 5.2394e-05 | 845.5414 | 0.00056533
| 652.1903 | 0 | 845.7806 | 0.00065286 | 845.581 | 0.00020853 | 652.1903 | 0 | 845.7806 | 9.6341e-06 | 845.581 | -0.00017813 | 845.581 | 0.00033754 | 654.5809 | 7.9864e-06 | 845.7806 | 0.00029466 | 840.29 | 0.00072515 | 845.7806 | 0.0010965 | 652.1903 | 0.00058673 | 845.7806 | 0.00079041 | 840.29 | -0.00058385 | 845.7806 | 0.00051878 | 840.29 | -0.00047681 | 845.7806 | 0.0011489 | 654.5809 | 5.1293e-06 | 845.7806 | 0.00056264 | 654.5809 | 0.00243 | 845.7806 | 0.00052286 | 845.581 | 0.00131 | 970.1541 | 0.00601 | 845.581 | 0.02801 | 969.9023 | 6.6672e-06 | 970.1541 | 0.40612 | 845.581 | 0.00169 | 845.7806 | 0.0013001
| 652.3124 | 0.0004462 | 846.0198 | -0.00045136 | 845.8202 | -0.00073547 | 652.3124 | 0.00079764 | 846.0198 | -0.00062475 | 845.8202 | -0.00092067 | 845.8202 | -0.00076668 | 654.7012 | 7.5607e-06 | 846.0198 | 0 | 840.52 | -0.0024789 | 846.0198 | 0 | 652.3124 | 0.00113 | 846.0198 | 0 | 840.52 | -0.0036188 | 846.0198 | 0 | 840.52 | -0.0028825 | 846.0198 | 0 | 654.7012 | 5.1059e-06 | 846.0198 | 0 | 654.7012 | 0.00222 | 846.0198 | 0 | 845.8202 | -0.00067888 | 970.3225 | 0.00531 | 845.8202 | 0.025913 | 970.0716 | 1.0001e-05 | 970.3225 | 0.39844 | 845.8202 | -0.00071313 | 846.0198 | 0.00055194
| 652.4344 | 0 | 846.259 | 0.0012582 | 846.0593 | -0.00051913 | 652.4344 | 0 | 846.259 | 0.0002463 | 846.0593 | 6.6965e-05 | 846.0593 | 0.00052632 | 654.8215 | 7.7735e-06 | 846.2591 | 0.00095595 | 840.76 | -0.0016695 | 846.2591 | 0.0011996 | 652.4344 | 0.00306 | 846.2591 | 0.00065755 | 840.76 | -0.00080984 | 846.259 | 0.00055644 | 840.76 | -0.00063934 | 846.2591 | 0.00073467 | 654.8215 | 4.333e-06 | 846.2591 | 0.0010225 | 654.8215 | 0.00124 | 846.259 | 0.00022643 | 846.0593 | 0.00044739 | 970.4909 | 0.00573 | 846.0593 | 0.025076 | 970.241 | 6.6672e-06 | 970.4909 | 0.39018 | 846.0593 | 0.00161 | 846.259 | 0.0015163
| 652.5565 | 0.00094928 | 846.4983 | -0.00032219 | 846.2985 | 0.00087974 | 652.5565 | 0.00109 | 846.4983 | -0.0008177 | 846.2985 | -0.00079488 | 846.2985 | -0.00084666 | 654.9417 | 8.7928e-06 | 846.4983 | 0 | 841 | -0.0010624 | 846.4983 | 0 | 652.5565 | 0.00127 | 846.4983 | 0 | 841 | -0.0010681 | 846.4983 | 0 | 841 | 0.00082357 | 846.4983 | 0 | 654.9417 | 5.4455e-06 | 846.4983 | 0 | 654.9417 | 0.00135 | 846.4983 | 0 | 846.2985 | -0.00040534 | 970.6593 | 0.00547 | 846.2985 | 0.024572 | 970.4103 | 3.0002e-05 | 970.6593 | 0.383 | 846.2985 | -0.00362 | 846.4983 | 0.00048588
| 652.6786 | 0 | 846.7375 | 0.00069487 | 846.5377 | 0.00069077 | 652.6786 | 0 | 846.7375 | -0.00021069 | 846.5377 | 0.00043784 | 846.5377 | 0.00052841 | 655.062 | 1.035e-05 | 846.7375 | 0.00030005 | 841.24 | 0.00028669 | 846.7375 | 0.00068723 | 652.6786 | 0.00115 | 846.7375 | 0.0016992 | 841.24 | -0.00022869 | 846.7375 | 0.00073975 | 841.24 | 0.0017338 | 846.7375 | 0.00069123 | 655.062 | 5.586e-06 | 846.7375 | 0.0011449 | 655.062 | 0.00068757 | 846.7375 | 0.0003062 | 846.5377 | 0.00082535 | 970.8277 | 0.00512 | 846.5377 | 0.023014 | 970.5797 | 6.6672e-06 | 970.8277 | 0.37557 | 846.5377 | 0.00403 | 846.7375 | 0.001276
| 652.8007 | 0.0005001 | 846.9767 | 0.00024322 | 846.7769 | -0.001178 | 652.8007 | 0.00172 | 846.9767 | -0.00061756 | 846.7769 | -0.0016298 | 846.7769 | -0.00096836 | 655.1823 | 1.0843e-05 | 846.9768 | 0 | 841.48 | -0.00086005 | 846.9768 | 0 | 652.8007 | 0.00201 | 846.9768 | 0 | 841.48 | -0.0032636 | 846.9767 | 0 | 841.48 | -0.0022648 | 846.9768 | 0 | 655.1823 | 6.5229e-06 | 846.9768 | 0 | 655.1823 | 0.00076199 | 846.9768 | 0 | 846.7768 | -0.00128 | 970.9961 | 0.0077 | 846.7769 | 0.022628 | 970.7491 | 3.0002e-05 | 970.9961 | 0.36904 | 846.7768 | 0.00016646 | 846.9767 | 0.00059866
| 652.9227 | 0 | 847.216 | 0.00088711 | 847.016 | 0.00049504 | 652.9227 | 0 | 847.216 | 0.00096572 | 847.016 | 0.00061571 | 847.016 | 0.00055633 | 655.3026 | 9.4201e-06 | 847.216 | 0.0014179 | 841.72 | 0.0012648 | 847.216 | 0.00037989 | 652.9227 | 0.00072869 | 847.216 | 0.0010007 | 841.72 | 0.00073989 | 847.216 | 0.00084588 | 841.72 | 0.00043346 | 847.216 | 0.0012911 | 655.3026 | 5.6914e-06 | 847.216 | 0.00052529 | 655.3026 | 0.0002253 | 847.216 | 0.0003055 | 847.016 | 0.00081383 | 971.1645 | 0.00796 | 847.016 | 0.022127 | 970.9184 | 0 | 971.1645 | 0.36182 | 847.016 | 0.00090072 | 847.216 | 0.001383
| 653.0448 | 0.00113 | 847.4553 | -0.0006753 | 847.2552 | -0.0015097 | 653.0448 | 0.00128 | 847.4553 | -0.00094642 | 847.2552 | -0.0010853 | 847.2552 | -0.0011707 | 655.4229 | 9.0168e-06 | 847.4553 | 0 | 841.96 | -0.0012985 | 847.4553 | 0 | 653.0448 | 0.00113 | 847.4553 | 0 | 841.96 | -2.6905e-06 | 847.4553 | 0 | 841.96 | 0.00043346 | 847.4553 | 0 | 655.4229 | 6.4878e-06 | 847.4553 | 0 | 655.4229 | 0.0001388 | 847.4553 | 0 | 847.2552 | -0.0005394 | 971.3329 | 0.00338 | 847.2552 | 0.019909 | 971.0878 | 3.0002e-05 | 971.3329 | 0.3558 | 847.2552 | -0.00034404 | 847.4553 | 0.00056767
| 653.167 | 0 | 847.6945 | 0.00025082 | 847.4944 | -0.00037278 | 653.167 | 0 | 847.6945 | 0.00021797 | 847.4944 | 3.9747e-05 | 847.4944 | 0.00052548 | 655.5432 | 7.5831e-06 | 847.6945 | 0.00054831 | 842.2 | 0.0010961 | 847.6945 | 0.00072818 | 653.167 | 0.00078546 | 847.6945 | 0.00023632 | 842.2 | -0.0019076 | 847.6945 | 0.0003642 | 842.2 | -0.00057433 | 847.6945 | 0.00054791 | 655.5432 | 5.4572e-06 | 847.6945 | 0.0010119 | 655.5432 | 6.3689e-07 | 847.6945 | 0.0003734 | 847.4944 | 0.00062165 | 971.5013 | 0.00721 | 847.4944 | 0.022159 | 971.2571 | 0 | 971.5013 | 0.34985 | 847.4944 | 0.00137 | 847.6945 | 0.0013453
| 653.2891 | 0.00115 | 847.9338 | -0.00011161 | 847.7336 | -0.00041164 | 653.2891 | 0.00139 | 847.9338 | -0.00083568 | 847.7336 | -0.0011089 | 847.7336 | -0.0010134 | 655.6635 | 8.0312e-06 | 847.9338 | 0 | 842.44 | -0.0018381 | 847.9338 | 0 | 653.2891 | 0.00195 | 847.9338 | 0 | 842.44 | -0.00035784 | 847.9338 | 0 | 842.44 | -0.0016797 | 847.9338 | 0 | 655.6635 | 6.2653e-06 | 847.9338 | 0 | 655.6635 | 8.5651e-07 | 847.9338 | 0 | 847.7337 | -0.00132 | 971.6698 | 0.00575 | 847.7336 | 0.020944 | 971.4265 | 5.0004e-05 | 971.6698 | 0.34475 | 847.7337 | -0.00088893 | 847.9338 | 0.00063102
| 653.4112 | 0 | 848.1731 | 0.00067811 | 847.9729 | 9.9388e-05 | 653.4112 | 0 | 848.1731 | 0.00036222 | 847.9729 | 0.00049408 | 847.9729 | 0.00045932 | 655.7838 | 8.3e-06 | 848.1731 | 0.00093588 | 842.68 | 0.0011973 | 848.1731 | 0.0010555 | 653.4112 | 0.00192 | 848.1731 | 0.001066 | 842.68 | -0.0004547 | 848.1731 | 0.00015621 | 842.68 | -2.1673e-05 | 848.1731 | 0.00078918 | 655.7838 | 4.9888e-06 | 848.1731 | 0.0011884 | 655.7838 | 2.0864e-07 | 848.1731 | 0.00036181 | 847.9729 | 0.00047783 | 971.8382 | 0.00543 | 847.9729 | 0.019701 | 971.5959 | 6.6672e-06 | 971.8382 | 0.33917 | 847.9729 | 0.00097739 | 848.1731 | 0.0013491
| 653.5333 | 0.00084148 | 848.4124 | -9.9806e-05 | 848.2121 | -0.00027868 | 653.5333 | 0.00132 | 848.4124 | -0.00050699 | 848.2121 | -0.0014382 | 848.2121 | -0.00084037 | 655.9041 | 8.5464e-06 | 848.4124 | 0 | 842.91 | 0.00011805 | 848.4124 | 0 | 653.5333 | 0.00113 | 848.4124 | 0 | 842.91 | 0.0004816 | 848.4124 | 0 | 842.91 | -5.4182e-05 | 848.4124 | 0 | 655.9041 | 5.9139e-06 | 848.4124 | 0 | 655.9041 | 2.0864e-07 | 848.4124 | 0 | 848.2121 | -0.00051107 | 972.0066 | 0.00433 | 848.2121 | 0.021312 | 971.7652 | 1.0001e-05 | 972.0066 | 0.33399 | 848.2121 | -0.00050038 | 848.4124 | 0.00052299
| 653.6555 | 0 | 848.6517 | 2.2802e-05 | 848.4513 | -9.5109e-05 | 653.6555 | 0 | 848.6517 | -0.00027265 | 848.4513 | 0.00051919 | 848.4513 | 0.00051041 | 656.0244 | 8.244e-06 | 848.6517 | 0.00056502 | 843.15 | 0.001602 | 848.6517 | 0.00062389 | 653.6555 | 0.00061512 | 848.6517 | 0.00052302 | 843.15 | 0.0029031 | 848.6517 | 0.00044577 | 843.15 | -0.00070437 | 848.6517 | 0.00068303 | 656.0244 | 5.1527e-06 | 848.6517 | 0.0013086 | 656.0244 | 0 | 848.6517 | 0.00027469 | 848.4513 | 0.0011 | 972.175 | 0.00698 | 848.4513 | 0.020318 | 971.9346 | 0 | 972.175 | 0.32797 | 848.4513 | 0.00137 | 848.6517 | 0.0012841
| 653.7776 | 0.0006079 | 848.891 | 3.848e-05 | 848.6906 | 0.00035555 | 653.7776 | 0.00109 | 848.891 | -0.00086334 | 848.6906 | -0.0010085 | 848.6906 | -0.00083013 | 656.1447 | 8.1656e-06 | 848.891 | 0 | 843.39 | -0.00052277 | 848.891 | 0 | 653.7776 | 0.00127 | 848.891 | 0 | 843.39 | -0.0011004 | 848.891 | 0 | 843.39 | -0.0031426 | 848.891 | 0 | 656.1447 | 5.668e-06 | 848.891 | 0 | 656.1447 | 0 | 848.891 | 0 | 848.6906 | 0.00019031 | 972.3434 | 0.00441 | 848.6906 | 0.020495 | 972.104 | 1.0001e-05 | 972.3434 | 0.32271 | 848.6906 | 7.9274e-05 | 848.891 | 0.00058063
| 653.8998 | 0 | 849.1303 | 0.0006982 | 848.9298 | -0.0004299 | 653.8998 | 0 | 849.1303 | 0.00029721 | 848.9298 | 0.0012237 | 848.9298 | 0.00047265 | 656.265 | 8.0872e-06 | 849.1303 | 0.00062074 | 843.63 | 0.00011805 | 849.1303 | 0.00060201 | 653.8998 | 0.00101 | 849.1303 | 0.00071747 | 843.63 | 6.1882e-05 | 849.1303 | 0.00024928 | 843.63 | 1.0836e-05 | 849.1303 | 0.00031393 | 656.265 | 6.113e-06 | 849.1303 | 0.00031312 | 656.265 | 0 | 849.1303 | 0.00015497 | 848.9298 | 0.00098306 | 972.5118 | 0.00619 | 848.9298 | 0.01625 | 972.2734 | 6.6672e-06 | 972.5118 | 0.31699 | 848.9298 | 0.00103 | 849.1303 | 0.0012272
| 654.022 | 0.00116 | 849.3696 | 5.3198e-05 | 849.1691 | -0.00092674 | 654.022 | 0.00123 | 849.3696 | -0.00078556 | 849.1691 | -0.0012132 | 849.1691 | -0.00086091 | 656.3854 | 8.0648e-06 | 849.3696 | 0 | 843.87 | 0.0010624 | 849.3696 | 0 | 654.022 | 0.00098869 | 849.3696 | 0 | 843.87 | -0.00055155 | 849.3696 | 0 | 843.87 | 0.0016688 | 849.3696 | 0 | 656.3854 | 6.3472e-06 | 849.3696 | 0 | 656.3854 | 0 | 849.3696 | 0 | 849.1691 | -0.00032004 | 972.6803 | 0.00506 | 849.1691 | 0.014921 | 972.4427 | 3.0002e-05 | 972.6803 | 0.31217 | 849.1691 | -0.00014878 | 849.3696 | 0.00052616
| 654.1442 | 0 | 849.6089 | 0.00090425 | 849.4083 | -8.7259e-06 | 654.1442 | 0 | 849.6089 | -7.8354e-05 | 849.4083 | -0.00054215 | 849.4083 | 0.00068861 | 656.5057 | 7.3031e-06 | 849.609 | 0.00093292 | 844.11 | -0.00065769 | 849.609 | 0.00031204 | 654.1442 | 0.00021766 | 849.609 | 0.000788 | 844.11 | -0.0016815 | 849.6089 | 0.00053289 | 844.11 | 0.00046596 | 849.609 | 0.00097387 | 656.5057 | 7.5534e-06 | 849.609 | 0.00079899 | 656.5057 | 0 | 849.609 | 0.0004636 | 849.4083 | 0.00057065 | 972.8487 | 0.00552 | 849.4083 | 0.018635 | 972.6121 | 0 | 972.8487 | 0.30644 | 849.4083 | 0.00152 | 849.6089 | 0.0013342
| 654.2664 | 0.00051807 | 849.8483 | -0.00049594 | 849.6476 | -0.00025348 | 654.2664 | 0.00088435 | 849.8483 | -0.0015942 | 849.6476 | -0.0015592 | 849.6476 | -0.001002 | 656.626 | 7.2807e-06 | 849.8483 | 0 | 844.35 | -0.00028669 | 849.8483 | 0 | 654.2664 | 0.00198 | 849.8483 | 0 | 844.35 | 0.0014179 | 849.8483 | 0 | 844.35 | -0.0018422 | 849.8483 | 0 | 656.626 | 6.7337e-06 | 849.8483 | 0 | 656.626 | 0 | 849.8483 | 0 | 849.6476 | -0.00045798 | 973.0171 | 0.00469 | 849.6476 | 0.018452 | 972.7815 | 3.0002e-05 | 973.0171 | 0.30126 | 849.6476 | -0.00020363 | 849.8483 | 0.00060661
| 654.3886 | 0 | 850.0876 | 0.00016086 | 849.8869 | -0.00028765 | 654.3886 | 0 | 850.0876 | 4.8484e-05 | 849.8869 | 0.00083122 | 849.8869 | 0.00042356 | 656.7463 | 8.4792e-06 | 850.0877 | 0.00097076 | 844.59 | 0.0005565 | 850.0877 | 0.00028681 | 654.3886 | 0 | 850.0877 | 0.00043119 | 844.59 | 0.00077218 | 850.0876 | 0.00032462 | 844.59 | 0.00056349 | 850.0877 | 0.00088602 | 656.7463 | 7.0382e-06 | 850.0877 | 0.00070215 | 656.7463 | 0 | 850.0877 | 0.00039311 | 849.8869 | 0.00068026 | 973.1855 | 0.00614 | 849.8869 | 0.016626 | 972.9509 | 0 | 973.1855 | 0.29582 | 849.8869 | 0.00064497 | 850.0876 | 0.0012492
| 654.5108 | 0.00010482 | 850.327 | -0.00060371 | 850.1261 | -0.00020479 | 654.5108 | 0.00113 | 850.327 | -0.00058939 | 850.1261 | -0.0013477 | 850.1261 | -0.0010097 | 656.8666 | 9.3081e-06 | 850.327 | 0 | 844.83 | -0.0011299 | 850.327 | 0 | 654.5108 | 0.00081839 | 850.327 | 0 | 844.83 | -0.0011327 | 850.327 | 0 | 844.83 | -0.0010295 | 850.327 | 0 | 656.8666 | 6.6283e-06 | 850.327 | 0 | 656.8666 | 0 | 850.327 | 0 | 850.1261 | -0.00142 | 973.3539 | 0.00464 | 850.1261 | 0.013841 | 973.1203 | 3.0002e-05 | 973.3539 | 0.29125 | 850.1261 | 0.00053842 | 850.327 | 0.00053721
| 654.633 | 0 | 850.5664 | 0.0001371 | 850.3654 | -1.0644e-05 | 654.633 | 0 | 850.5664 | 4.1204e-05 | 850.3654 | 0.00083493 | 850.3654 | 0.00059241 | 656.9869 | 1.0115e-05 | 850.5664 | 0.00062086 | 845.07 | 0.00069142 | 850.5664 | 0.0013349 | 654.633 | 0.00050157 | 850.5664 | 0.00071319 | 845.07 | -0.0012941 | 850.5664 | 0.00036312 | 845.07 | 0.00049847 | 850.5664 | 0.00081538 | 656.9869 | 6.4058e-06 | 850.5664 | 0.00097009 | 656.9869 | 1.0981e-07 | 850.5664 | 0.00028171 | 850.3654 | 0.00057476 | 973.5224 | 0.00455 | 850.3654 | 0.013527 | 973.2897 | 6.6672e-06 | 973.5224 | 0.28626 | 850.3654 | 0.00114 | 850.5664 | 0.0011927
| 654.7552 | 0.0004462 | 850.8057 | -0.00027981 | 850.6047 | -3.0674e-05 | 654.7552 | 0.00123 | 850.8057 | 0.00024317 | 850.6047 | -0.0015418 | 850.6047 | -0.0008924 | 657.1073 | 9.8905e-06 | 850.8057 | 0 | 845.3 | -0.0019057 | 850.8057 | 0 | 654.7552 | 0.00070485 | 850.8057 | 0 | 845.3 | -0.00074527 | 850.8057 | 0 | 845.3 | 0.00062851 | 850.8057 | 0 | 657.1073 | 6.9211e-06 | 850.8057 | 0 | 657.1073 | 1.0981e-07 | 850.8057 | 0 | 850.6047 | -0.00061743 | 973.6908 | 0.00419 | 850.6047 | 0.014959 | 973.4591 | 3.0002e-05 | 973.6908 | 0.28171 | 850.6047 | -0.00042777 | 850.8057 | 0.00053863
| 654.8775 | 0 | 851.0451 | -4.4302e-06 | 850.844 | 0.00010738 | 654.8775 | 0 | 851.0451 | -0.00040254 | 850.844 | 0.0005409 | 850.844 | 0.00042855 | 657.2276 | 9.5657e-06 | 851.0451 | 0.00055803 | 845.54 | -0.00038786 | 851.0451 | 0.00061174 | 654.8775 | 0.00113 | 851.0451 | 0.00085877 | 845.54 | 0.001095 | 851.0451 | 0.0001688 | 845.54 | 0.00069354 | 851.0451 | 0.0010215 | 657.2276 | 6.5932e-06 | 851.0451 | 0.0014413 | 657.2276 | 1.0981e-07 | 851.0451 | 0.00022427 | 850.844 | 0.00079037 | 973.8592 | 0.00619 | 850.844 | 0.013624 | 973.6285 | 0 | 973.8592 | 0.27655 | 850.844 | 0.00129 | 851.0451 | 0.0011687
| 654.9997 | 0.00109 | 851.2845 | 0.00036337 | 851.0833 | -0.00032409 | 654.9997 | 0.00149 | 851.2845 | -0.00047635 | 851.0833 | -0.0012026 | 851.0833 | -0.001026 | 657.3479 | 9.6553e-06 | 851.2845 | 0 | 845.78 | 0.0022428 | 851.2845 | 0 | 654.9997 | 0.00084678 | 851.2845 | 0 | 845.78 | 0.0016761 | 851.2845 | 0 | 845.78 | 0.00059601 | 851.2845 | 0 | 657.3479 | 7.003e-06 | 851.2845 | 0 | 657.3479 | 0 | 851.2845 | 0 | 851.0833 | -0.00087789 | 974.0276 | 0.00535 | 851.0833 | 0.01227 | 973.7979 | 3.0002e-05 | 974.0276 | 0.27179 | 851.0833 | -0.00025728 | 851.2845 | 0.00034208
| 655.122 | 0 | 851.5239 | -0.00035092 | 851.3227 | -0.00073246 | 655.122 | 0 | 851.5239 | -4.4767e-06 | 851.3227 | -0.00020863 | 851.3227 | 0.00047411 | 657.4682 | 9.0729e-06 | 851.5239 | 0.00015968 | 846.02 | -0.0009275 | 851.5239 | 0.00061586 | 655.122 | 0 | 851.5239 | 0.00029023 | 846.02 | 0.00061074 | 851.5239 | 0.00020284 | 846.02 | -0.00031426 | 851.5239 | 0.00011945 | 657.4682 | 5.7266e-06 | 851.5239 | 0.00097035 | 657.4682 | 0 | 851.5239 | 0.00010744 | 851.3226 | 0.00021946 | 974.1961 | 0.00629 | 851.3227 | 0.011847 | 973.9673 | 6.6672e-06 | 974.1961 | 0.26633 | 851.3226 | 0.00174 | 851.5239 | 0.0012665
| 655.2442 | 0.0014 | 851.7633 | 0.00010658 | 851.562 | -0.00057652 | 655.2442 | 0.00125 | 851.7633 | -0.0010263 | 851.562 | -0.001511 | 851.562 | -0.0011245 | 657.5886 | 9.2073e-06 | 851.7633 | 0 | 846.26 | -0.00045532 | 851.7633 | 0 | 655.2442 | 0.00079001 | 851.7633 | 0 | 846.26 | 0.0015148 | 851.7633 | 0 | 846.26 | -0.0020698 | 851.7633 | 0 | 657.5886 | 6.3472e-06 | 851.7633 | 0 | 657.5886 | 0 | 851.7633 | 0 | 851.562 | -0.00081058 | 974.3645 | 0.00524 | 851.562 | 0.014367 | 974.1367 | 0 | 974.3645 | 0.26115 | 851.562 | 0.00064013 | 851.7633 | 0.00060476
| 655.3665 | 0 | 852.0027 | 0.00046507 | 851.8013 | 9.6875e-07 | 655.3665 | 0 | 852.0027 | -0.00013519 | 851.8013 | 0.0011537 | 851.8013 | 0.00060085 | 657.7089 | 8.1096e-06 | 852.0027 | 0.00043238 | 846.5 | -0.00065769 | 852.0027 | 0.00063779 | 655.3665 | 0.00158 | 852.0027 | 0.00084479 | 846.5 | -0.00039012 | 852.0027 | 0.00027594 | 846.5 | 4.3346e-05 | 852.0027 | 0.00083608 | 657.7089 | 6.7688e-06 | 852.0027 | 0.00065302 | 657.7089 | 0 | 852.0027 | 0.00042702 | 851.8013 | 0.00055775 | 974.5329 | 0.00761 | 851.8013 | 0.015945 | 974.3061 | 0 | 974.5329 | 0.2552 | 851.8013 | 0.00157 | 852.0027 | 0.0014047
| 655.4888 | 0.00091335 | 852.2421 | -0.00038214 | 852.0406 | -0.00070589 | 655.4888 | 0.00013872 | 852.2421 | -0.00084802 | 852.0406 | -0.0014045 | 852.0406 | -0.00084767 | 657.8292 | 9.3641e-06 | 852.2422 | 0 | 846.74 | -0.0027826 | 852.2422 | 0 | 655.4888 | 0.00076162 | 852.2422 | 0 | 846.74 | -0.002521 | 852.2421 | 0 | 846.74 | -0.00089942 | 852.2422 | 0 | 657.8292 | 9.6497e-06 | 852.2422 | 0 | 657.8292 | 0 | 852.2421 | 0 | 852.0407 | -0.00113 | 974.7014 | 0.00619 | 852.0406 | 0.012409 | 974.4755 | 3.0002e-05 | 974.7014 | 0.24973 | 852.0407 | -0.00045691 | 852.2421 | 0.00045369
| 655.6111 | 0 | 852.4816 | 0.00030458 | 852.28 | -0.00033591 | 655.6111 | 0 | 852.4816 | -0.00027442 | 852.28 | 0.00026512 | 852.28 | 0.00042609 | 657.9496 | 8.4008e-06 | 852.4816 | 0.0011576 | 846.98 | 0.001602 | 852.4816 | 0.00086725 | 655.6111 | 0.00050157 | 852.4816 | 0 | 846.98 | -0.00026098 | 852.4816 | 0.00010302 | 846.98 | 0.00079106 | 852.4816 | 0.00014011 | 657.9496 | 8.7011e-06 | 852.4816 | 0.00072725 | 657.9496 | 0 | 852.4816 | 0.00031108 | 852.28 | 0.00024452 | 974.8698 | 0.00619 | 852.28 | 0.014216 | 974.6449 | 6.6672e-06 | 974.8698 | 0.24452 | 852.28 | 0.00106 | 852.4816 | 0.0013141
| 655.7334 | 0.00115 | 852.721 | -0.00057972 | 852.5193 | -0.00085021 | 655.7334 | 0.00086701 | 852.721 | -0.00045879 | 852.5193 | -0.0015432 | 852.5193 | -0.0010619 | 658.0699 | 1.0406e-05 | 852.721 | 0 | 847.22 | -0.00045532 | 852.721 | 0 | 655.7334 | 0.00090353 | 852.721 | 0 | 847.22 | 0.0002556 | 852.721 | 0 | 847.22 | 0.00053099 | 852.721 | 0 | 658.0699 | 7.776e-06 | 852.721 | 0 | 658.0699 | 0 | 852.721 | 0 | 852.5194 | -0.00131 | 975.0382 | 0.00658 | 852.5193 | 0.009303 | 974.8143 | 3.0002e-05 | 975.0382 | 0.24025 | 852.5194 | -0.00093968 | 852.721 | 0.00050537
| 655.8557 | 0 | 852.9604 | 0.00010361 | 852.7587 | 0.00011064 | 655.8557 | 0 | 852.9604 | -0.00010872 | 852.7587 | 0.0006366 | 852.7587 | 0.00051912 | 658.1902 | 8.8376e-06 | 852.9605 | 0.00050367 | 847.46 | -0.00096123 | 852.9605 | 0.00056216 | 655.8557 | 0.00203 | 852.9605 | 0.0006768 | 847.46 | 0.0012565 | 852.9604 | 0.00034879 | 847.46 | -0.00067186 | 852.9605 | 0.00071323 | 658.1902 | 6.5229e-06 | 852.9605 | 0.00078583 | 658.1902 | 0 | 852.9605 | 0.00040772 | 852.7587 | 0.00062684 | 975.2066 | 0.00645 | 852.7587 | 0.011439 | 974.9837 | 6.6672e-06 | 975.2066 | 0.23615 | 852.7587 | 0.00199 | 852.9604 | 0.0011405
| 655.978 | 0.00039229 | 853.1999 | -0.00057169 | 852.9981 | 0.00012371 | 655.978 | 0.00123 | 853.1999 | -0.00089125 | 852.9981 | -0.0014198 | 852.9981 | -0.0011022 | 658.3106 | 8.4792e-06 | 853.1999 | 0 | 847.7 | -0.00075887 | 853.1999 | 0 | 655.978 | 0.00158 | 853.1999 | 0 | 847.7 | 0.00044931 | 853.1999 | 0 | 847.7 | 0.00040094 | 853.1999 | 0 | 658.3106 | 8.1741e-06 | 853.1999 | 0 | 658.3106 | 0 | 853.1999 | 0 | 852.9981 | -0.00056291 | 975.3751 | 0.00489 | 852.9981 | 0.014136 | 975.1531 | 3.0002e-05 | 975.3751 | 0.23236 | 852.9981 | -0.00361 | 853.1999 | 0.0005247
| 656.1004 | 0 | 853.4394 | 0.00082588 | 853.2374 | 0.0010496 | 656.1004 | 0 | 853.4394 | -4.077e-05 | 853.2374 | 0.00038062 | 853.2374 | 0.00086162 | 658.4309 | 6.519e-06 | 853.4394 | 0.0012178 | 847.93 | -0.0009275 | 853.4394 | 0.0010149 | 656.1004 | 0.00263 | 853.4394 | 0.0016844 | 847.93 | -0.00051927 | 853.4394 | 0.00055779 | 847.93 | 0.00098612 | 853.4394 | 0.0011896 | 658.4309 | 9.0173e-06 | 853.4394 | 0.00077953 | 658.4309 | 2.0864e-07 | 853.4394 | 0.00039579 | 853.2374 | 0.00090017 | 975.5435 | 0.00766 | 853.2374 | 0.013322 | 975.3225 | 2.6669e-05 | 975.5435 | 0.22821 | 853.2374 | 0.00392 | 853.4394 | 0.0013746
| 656.2227 | 0.00057197 | 853.6788 | -0.0002079 | 853.4768 | -0.00096779 | 656.2227 | 0.00022542 | 853.6788 | -0.00086543 | 853.4768 | -0.0013809 | 853.4768 | -0.0011841 | 658.5512 | 6.6534e-06 | 853.6788 | 0 | 848.17 | -0.00035414 | 853.6788 | 0 | 656.2227 | 0.00139 | 853.6788 | 0 | 848.17 | -0.00026098 | 853.6788 | 0 | 848.17 | -0.00050931 | 853.6788 | 0 | 658.5512 | 9.3218e-06 | 853.6788 | 0 | 658.5512 | 2.0864e-07 | 853.6788 | 0 | 853.4768 | -0.00128 | 975.712 | 0.00431 | 853.4768 | 0.010978 | 975.492 | 0 | 975.712 | 0.22433 | 853.4768 | -0.00101 | 853.6788 | 0.00042062
| 656.3451 | 0 | 853.9183 | -0.0001393 | 853.7162 | -0.00024597 | 656.3451 | 3.4765e-05 | 853.9183 | 0.00027128 | 853.7162 | 0.0007424 | 853.7162 | 0.00063288 | 658.6716 | 8.5576e-06 | 853.9183 | 0.0002098 | 848.41 | -0.0012648 | 853.9183 | 8.0154e-05 | 656.3451 | 0.00124 | 853.9183 | 0.00059299 | 848.41 | -0.0011973 | 853.9183 | 0.00055301 | 848.41 | 0.00010836 | 853.9183 | 0.00039784 | 658.6716 | 9.2632e-06 | 853.9183 | 0.0010264 | 658.6716 | 2.0864e-07 | 853.9183 | 0.00031084 | 853.7162 | 0.00127 | 975.8804 | 0.00636 | 853.7162 | 0.011031 | 975.6614 | 6.6672e-06 | 975.8804 | 0.22029 | 853.7162 | 0.00091434 | 853.9183 | 0.0012246
| 656.4674 | 0.00104 | 854.1578 | -0.00044153 | 853.9556 | -0.0010724 | 656.4674 | 0.00121 | 854.1578 | -0.00018589 | 853.9556 | -0.0015746 | 853.9556 | -0.0010904 | 658.7919 | 9.3865e-06 | 854.1578 | 0 | 848.65 | -0.0018719 | 854.1578 | 0 | 656.4674 | 0.00156 | 854.1578 | 0 | 848.65 | -0.0010358 | 854.1578 | 0 | 848.65 | -0.001127 | 854.1578 | 0 | 658.7919 | 8.4552e-06 | 854.1578 | 0 | 658.7919 | 0 | 854.1578 | 0 | 853.9556 | -0.00080077 | 976.0488 | 0.00522 | 853.9556 | 0.0085527 | 975.8308 | 1.0001e-05 | 976.0488 | 0.21637 | 853.9556 | -0.00023624 | 854.1578 | 0.00053873
| 656.5898 | 0 | 854.3973 | 0.00053524 | 854.195 | -2.946e-05 | 656.5898 | 0 | 854.3973 | 0.00086556 | 854.195 | -0.00013057 | 854.195 | 0.00062845 | 658.9123 | 1.0327e-05 | 854.3973 | 3.7273e-05 | 848.89 | 0.0015008 | 854.3973 | 0.0014658 | 656.5898 | 0.00186 | 854.3973 | 0.00075603 | 848.89 | -0.00071299 | 854.3973 | 0.00063751 | 848.89 | 0.00010836 | 854.3973 | 0.00084635 | 658.9123 | 7.5769e-06 | 854.3973 | 0.00071153 | 658.9123 | 4.2825e-07 | 854.3973 | 0.00041165 | 854.195 | 0.00146 | 976.2173 | 0.00496 | 854.195 | 0.0099731 | 976.0002 | 0 | 976.2173 | 0.21183 | 854.195 | 0.0012 | 854.3973 | 0.001371
| 656.7122 | 0.00015871 | 854.6368 | -0.0003306 | 854.4344 | -0.00072055 | 656.7122 | 0.00079764 | 854.6368 | -0.001013 | 854.4344 | -0.0012425 | 854.4344 | -0.00099846 | 659.0326 | 9.8345e-06 | 854.6368 | 0 | 849.13 | -0.00038786 | 854.6368 | 0 | 656.7122 | 0.00176 | 854.6368 | 0 | 849.13 | -0.0023596 | 854.6368 | 0 | 849.13 | -0.00093193 | 854.6368 | 0 | 659.0326 | 7.5183e-06 | 854.6368 | 0 | 659.0326 | 6.3689e-07 | 854.6368 | 0 | 854.4344 | -0.00086399 | 976.3857 | 0.00484 | 854.4344 | 0.0087878 | 976.1697 | 0 | 976.3857 | 0.2072 | 854.4344 | -0.00016918 | 854.6368 | 0.00061496
| 656.8346 | 0 | 854.8763 | 0.00069466 | 854.6738 | 9.7223e-05 | 656.8346 | 0 | 854.8763 | -0.0001011 | 854.6738 | 0.00024835 | 854.6738 | 0.0004959 | 659.153 | 9.1849e-06 | 854.8763 | 0.00050475 | 849.37 | 0.0011973 | 854.8763 | 0.00097006 | 656.8346 | 0.00203 | 854.8763 | 0.0011707 | 849.37 | 0.00022331 | 854.8763 | 0.00057591 | 849.37 | 0.00075855 | 854.8763 | 0.00081667 | 659.153 | 7.9282e-06 | 854.8763 | 0.00066703 | 659.153 | 6.3689e-07 | 854.8763 | 0.00032017 | 854.6738 | 0.0009912 | 976.5542 | 0.00559 | 854.6738 | 0.010623 | 976.3391 | 2.6669e-05 | 976.5542 | 0.20235 | 854.6738 | 0.00094417 | 854.8763 | 0.0011417
| 656.9569 | 0.00136 | 855.1158 | -9.8245e-05 | 854.9133 | 3.2232e-05 | 656.9569 | 0.00090168 | 855.1158 | -0.00018313 | 854.9133 | -0.0018944 | 854.9133 | -0.0013142 | 659.2733 | 7.5943e-06 | 855.1158 | 0 | 849.61 | -0.00082632 | 855.1158 | 0 | 656.9569 | 0.00064808 | 855.1158 | 0 | 849.61 | 6.1882e-05 | 855.1158 | 0 | 849.61 | 0.0025465 | 855.1158 | 0 | 659.2733 | 8.9353e-06 | 855.1158 | 0 | 659.2733 | 2.0864e-07 | 855.1158 | 0 | 854.9133 | -0.00040071 | 976.7226 | 0.00424 | 854.9133 | 0.0093289 | 976.5085 | 1.0001e-05 | 976.7226 | 0.19833 | 854.9133 | -0.00073105 | 855.1158 | 0.00059208
| 657.0793 | 0 | 855.3553 | 0.00048523 | 855.1527 | 0.00032704 | 657.0793 | 0 | 855.3553 | 6.2119e-05 | 855.1527 | 0.00082365 | 855.1527 | 0.00050982 | 659.3937 | 6.4182e-06 | 855.3553 | 0.00050482 | 849.85 | -0.0017707 | 855.3553 | 0.00095525 | 657.0793 | 0.00195 | 855.3553 | 0.0011541 | 849.85 | 0.0004816 | 855.3553 | 0.00057141 | 849.85 | -0.001062 | 855.3553 | 0.0010213 | 659.3937 | 8.1507e-06 | 855.3553 | 0.0011856 | 659.3937 | 0 | 855.3554 | 0.00036026 | 855.1527 | 0.00022421 | 976.891 | 0.00675 | 855.1527 | 0.010505 | 976.678 | 0 | 976.891 | 0.19409 | 855.1527 | 0.00075282 | 855.3553 | 0.0010759
| 657.2018 | 0.00127 | 855.5948 | -0.00048126 | 855.3921 | -0.00086159 | 657.2018 | 0.00027745 | 855.5948 | -0.00040683 | 855.3921 | -0.0013878 | 855.3921 | -0.0010608 | 659.514 | 6.4182e-06 | 855.5949 | 0 | 850.09 | -0.0023778 | 855.5949 | 0 | 657.2018 | 0.00292 | 855.5949 | 0 | 850.09 | -0.0019721 | 855.5948 | 0 | 850.09 | -0.0019397 | 855.5949 | 0 | 659.514 | 9.0173e-06 | 855.5949 | 0 | 659.514 | 2.0864e-07 | 855.5948 | 0 | 855.3921 | -0.00099808 | 977.0595 | 0.00545 | 855.3921 | 0.008404 | 976.8474 | 0 | 977.0595 | 0.19039 | 855.3921 | -9.3209e-05 | 855.5948 | 0.00053783
| 657.3242 | 0 | 855.8344 | 0.00021759 | 855.6316 | 0.00048682 | 657.3242 | 0 | 855.8344 | -0.00011954 | 855.6316 | 0.00057782 | 855.6316 | 0.00081632 | 659.6344 | 7.7175e-06 | 855.8344 | 0.0011429 | 850.33 | 0.0026476 | 855.8344 | 0.0017137 | 657.3242 | 0.00107 | 855.8344 | 0.0011424 | 850.33 | 0.00061074 | 855.8344 | 0.00052329 | 850.33 | -0.00080189 | 855.8344 | 0.00056134 | 659.6344 | 8.7245e-06 | 855.8344 | 0.0011689 | 659.6344 | 2.0864e-07 | 855.8344 | 0.00039951 | 855.6316 | 0.00089101 | 977.2279 | 0.00529 | 855.6316 | 0.010199 | 977.0168 | 0 | 977.2279 | 0.18616 | 855.6316 | 0.00049523 | 855.8344 | 0.0012219
| 657.4466 | 0.00058994 | 856.074 | -0.00029236 | 855.871 | -5.017e-05 | 657.4466 | 0.00109 | 856.074 | -0.00054289 | 855.871 | -0.00066059 | 855.871 | -0.0011335 | 659.7548 | 9.8345e-06 | 856.074 | 0 | 850.57 | 0.001231 | 856.074 | 0 | 657.4466 | 0.00022234 | 856.074 | 0 | 850.57 | -0.00077756 | 856.074 | 0 | 850.57 | -8.6692e-05 | 856.074 | 0 | 659.7548 | 9.7902e-06 | 856.074 | 0 | 659.7548 | 1.0651e-06 | 856.074 | 0 | 855.871 | -0.00101 | 977.3964 | 0.00528 | 855.871 | 0.0087602 | 977.1863 | 3.0002e-05 | 977.3964 | 0.1826 | 855.871 | -0.00013342 | 856.074 | 0.00043068
| 657.5691 | 0 | 856.3135 | 0.00053314 | 856.1105 | 9.1654e-05 | 657.5691 | 0 | 856.3135 | 0.00015965 | 856.1105 | -6.1507e-05 | 856.1105 | 0.00051605 | 659.8751 | 1.0171e-05 | 856.3135 | 0.0013222 | 850.8 | 0.00065769 | 856.3135 | 0.0010074 | 657.5691 | 0.00101 | 856.3135 | 0.0012345 | 850.8 | -0.00084214 | 856.3135 | 0.00047832 | 850.8 | 0.002384 | 856.3135 | 0.0010573 | 659.8751 | 9.2632e-06 | 856.3135 | 0.00059421 | 659.8751 | 1.0651e-06 | 856.3135 | 0.00011584 | 856.1105 | 0.00158 | 977.5648 | 0.0064 | 856.1105 | 0.0082937 | 977.3557 | 0 | 977.5648 | 0.17895 | 856.1105 | 0.00149 | 856.3135 | 0.0010867
| 657.6915 | 0.00080555 | 856.5531 | -0.00025484 | 856.35 | -0.00025876 | 657.6915 | 0.00151 | 856.5531 | -0.00092436 | 856.35 | -0.0018423 | 856.35 | -0.00082274 | 659.9955 | 1.0977e-05 | 856.5531 | 0 | 851.04 | -0.00011805 | 856.5531 | 0 | 657.6915 | 0.00036425 | 856.5531 | 0 | 851.04 | 0.002096 | 856.5531 | 0 | 851.04 | -0.00070437 | 856.5531 | 0 | 659.9955 | 8.5137e-06 | 856.5531 | 0 | 659.9955 | 1.2848e-06 | 856.5531 | 0 | 856.35 | -0.00064621 | 977.7333 | 0.00496 | 856.35 | 0.0074468 | 977.5252 | 1.0001e-05 | 977.7333 | 0.1756 | 856.35 | 0.00017588 | 856.5531 | 0.00055178
| 657.814 | 0 | 856.7927 | 0.00055532 | 856.5894 | -0.0009979 | 657.814 | 0 | 856.7927 | 0.00042369 | 856.5894 | 0.00060937 | 856.5894 | 0.00058298 | 660.1159 | 1.0372e-05 | 856.7927 | 0.00048558 | 851.28 | 0.00059023 | 856.7927 | 0.00095602 | 657.814 | 0.00024605 | 856.7927 | 0.00098105 | 851.28 | 0.0004816 | 856.7927 | 0.00013266 | 851.28 | -0.0010295 | 856.7927 | 0.00041223 | 660.1159 | 6.9211e-06 | 856.7927 | 0.00085364 | 660.1159 | 1.175e-06 | 856.7927 | 0.0003958 | 856.5894 | 0.00059176 | 977.9017 | 0.00582 | 856.5894 | 0.005206 | 977.6946 | 2.6669e-05 | 977.9017 | 0.17235 | 856.5894 | 0.00113 | 856.7927 | 0.0012421
| 657.9364 | 0.00066181 | 857.0322 | -0.00025712 | 856.8289 | -0.0011043 | 657.9364 | 0.00118 | 857.0322 | -0.00075339 | 856.8289 | -0.0011212 | 856.8289 | -0.0012134 | 660.2362 | 1.0271e-05 | 857.0322 | 0 | 851.52 | -0.0020405 | 857.0322 | 0 | 657.9364 | 0.00033588 | 857.0322 | 0 | 851.52 | -0.00019641 | 857.0322 | 0 | 851.52 | 0.00027091 | 857.0322 | 0 | 660.2362 | 7.2021e-06 | 857.0322 | 0 | 660.2362 | 1.175e-06 | 857.0322 | 0 | 856.8289 | -0.00097681 | 978.0702 | 0.00614 | 856.8289 | 0.0059621 | 977.8641 | 1.0001e-05 | 978.0702 | 0.1697 | 856.8289 | -0.00023554 | 857.0322 | 0.00025046
| 658.0589 | 0 | 857.2719 | 0.00059708 | 857.0684 | -0.00061885 | 658.0589 | 0 | 857.2719 | -0.00028205 | 857.0684 | 0.00045171 | 857.0684 | 0.00065987 | 660.3566 | 9.2073e-06 | 857.2718 | 0.00056083 | 851.76 | -0.00065769 | 857.2718 | 0.0010396 | 658.0589 | 0.00147 | 857.2718 | 0.00089881 | 851.76 | -3.4977e-05 | 857.2719 | 0.00049481 | 851.76 | 0.0011812 | 857.2718 | 0.00075591 | 660.3566 | 7.7642e-06 | 857.2718 | 0.0012933 | 660.3566 | 9.6631e-07 | 857.2718 | 0.00033372 | 857.0684 | 0.00051541 | 978.2386 | 0.0068 | 857.0684 | 0.0055162 | 978.0335 | 6.6672e-06 | 978.2386 | 0.16724 | 857.0684 | 0.00105 | 857.2719 | 0.0010808
| 658.1814 | 0.00051807 | 857.5114 | -0.00017213 | 857.3079 | -0.00065857 | 658.1814 | 0.0017 | 857.5114 | -0.00021846 | 857.3079 | -0.00081094 | 857.3079 | -0.001101 | 660.477 | 8.6584e-06 | 857.5114 | 0 | 852 | -0.0021416 | 857.5114 | 0 | 658.1814 | 0.0004494 | 857.5114 | 0 | 852 | -0.0023273 | 857.5114 | 0 | 852 | 0.00040094 | 857.5114 | 0 | 660.477 | 8.1858e-06 | 857.5114 | 0 | 660.477 | 7.467e-07 | 857.5114 | 0 | 857.3079 | -0.00056744 | 978.4071 | 0.0035 | 857.3079 | 0.0060894 | 978.203 | 3.0002e-05 | 978.4071 | 0.16518 | 857.3079 | -0.0003877 | 857.5114 | 0.00043675
| 658.3039 | 0 | 857.751 | 0.00057583 | 857.5474 | 0.00034709 | 658.3039 | 0 | 857.751 | 0.00066739 | 857.5474 | 0.00050249 | 857.5474 | 0.00051697 | 660.5973 | 8.5016e-06 | 857.751 | 0.00075065 | 852.24 | 0.00025296 | 857.751 | 0.0012959 | 658.3039 | 0.00203 | 857.751 | 0.00087429 | 852.24 | 0.00044931 | 857.751 | 0.00047648 | 852.24 | 0.00043346 | 857.751 | 0.00057363 | 660.5973 | 8.0687e-06 | 857.751 | 0.0010278 | 660.5973 | 7.467e-07 | 857.751 | 0.00031453 | 857.5474 | 0.00113 | 978.5755 | 0.00585 | 857.5474 | 0.008687 | 978.3725 | 0 | 978.5755 | 0.16245 | 857.5474 | 0.00064519 | 857.751 | 0.001169
| 658.4264 | 0.00098522 | 857.9907 | -0.00094512 | 857.7869 | 8.8006e-06 | 658.4264 | 0.0003468 | 857.9907 | -0.00067362 | 857.7869 | -0.0016286 | 857.7869 | -0.0011042 | 660.7177 | 8.3896e-06 | 857.9906 | 0 | 852.48 | -0.00086005 | 857.9906 | 0 | 658.4264 | 0.00238 | 857.9906 | 0 | 852.48 | -0.00097128 | 857.9907 | 0 | 852.48 | -0.0012245 | 857.9906 | 0 | 660.7177 | 7.167e-06 | 857.9906 | 0 | 660.7177 | 9.6631e-07 | 857.9907 | 0 | 857.7869 | -0.00107 | 978.744 | 0.00491 | 857.7869 | 0.0067495 | 978.5419 | 1.0001e-05 | 978.744 | 0.15983 | 857.7869 | -0.00037513 | 857.9907 | 0.00052868
| 658.5489 | 0 | 858.2303 | 0.00069714 | 858.0264 | 0.00067981 | 658.5489 | 0 | 858.2303 | 0.00011577 | 858.0264 | 0.0010712 | 858.0264 | 0.00076105 | 660.8381 | 8.8712e-06 | 858.2303 | 0.0014066 | 852.72 | -0.0021416 | 858.2303 | 0.0010513 | 658.5489 | 0.00072869 | 858.2303 | 0.0011312 | 852.72 | -2.6905e-06 | 858.2303 | 0.00088438 | 852.72 | -0.00060684 | 858.2303 | 0.00097634 | 660.8381 | 8.2327e-06 | 858.2303 | 0.0011655 | 660.8381 | 8.5651e-07 | 858.2303 | 0.00033424 | 858.0264 | 0.00157 | 978.9124 | 0.00524 | 858.0264 | 0.0094465 | 978.7114 | 0 | 978.9124 | 0.15665 | 858.0264 | 0.00164 | 858.2303 | 0.0013167
| 658.6715 | 0.00030245 | 858.4699 | 6.4395e-06 | 858.2659 | -0.00056277 | 658.6715 | 0.00121 | 858.4699 | 8.3309e-05 | 858.2659 | -0.002335 | 858.2659 | -0.001263 | 660.9584 | 1.0036e-05 | 858.4699 | 0 | 852.96 | 0.00015177 | 858.4699 | 0 | 658.6715 | 0.00181 | 858.4699 | 0 | 852.96 | -0.0023919 | 858.4699 | 0 | 852.96 | 0.0013438 | 858.4699 | 0 | 660.9584 | 7.8462e-06 | 858.4699 | 0 | 660.9584 | 1.0651e-06 | 858.4699 | 0 | 858.2659 | 0.00021649 | 979.0809 | 0.00452 | 858.2659 | 0.0052721 | 978.8809 | 1.0001e-05 | 979.0809 | 0.15382 | 858.2659 | -0.00083741 | 858.4699 | 0.00055547
| 658.794 | 0 | 858.7095 | 0.00016736 | 858.5055 | 3.8529e-05 | 658.794 | 0 | 858.7095 | -0.00062514 | 858.5055 | 0.00064698 | 858.5055 | 0.00063423 | 661.0788 | 1.0563e-05 | 858.7095 | 0.00080956 | 853.2 | -0.00015177 | 858.7095 | 0.0011127 | 658.794 | 0.00035962 | 858.7095 | 0.000893 | 853.2 | -0.00035784 | 858.7095 | 0.00026271 | 853.2 | 0.0010836 | 858.7095 | 0.00074738 | 661.0788 | 7.7408e-06 | 858.7095 | 0.0011824 | 661.0788 | 1.3946e-06 | 858.7095 | 0.00038423 | 858.5055 | 0.00056726 | 979.2493 | 0.00582 | 858.5055 | 0.0080389 | 979.0503 | 0 | 979.2493 | 0.15059 | 858.5055 | 0.00045765 | 858.7095 | 0.0012239
| 658.9165 | 0 | 858.9492 | -0.00052334 | 858.745 | -0.00039825 | 658.9165 | 0.00149 | 858.9492 | -0.00071276 | 858.745 | -0.0015014 | 858.745 | -0.0012536 | 661.1992 | 1.0171e-05 | 858.9492 | 0 | 853.44 | -0.00082632 | 858.9492 | 0 | 658.9165 | 0.00158 | 858.9492 | 0 | 853.44 | -0.0013264 | 858.9492 | 0 | 853.44 | -0.00067186 | 858.9492 | 0 | 661.1992 | 7.694e-06 | 858.9492 | 0 | 661.1992 | 1.2848e-06 | 858.9492 | 0 | 858.745 | -0.00094964 | 979.4178 | 0.00503 | 858.745 | 0.005454 | 979.2198 | 3.0002e-05 | 979.4178 | 0.14752 | 858.745 | 1.3804e-05 | 858.9492 | 0.00046736
| 659.0391 | 0 | 859.1888 | 0.0011522 | 858.9846 | 2.012e-06 | 659.0391 | 0 | 859.1888 | 0.00054566 | 858.9846 | -0.00036429 | 858.9846 | 0.00060312 | 661.3196 | 9.7785e-06 | 859.1888 | 0.0010544 | 853.68 | 0.0010287 | 859.1888 | 0.0013343 | 659.0391 | 0.00203 | 859.1888 | 0.0010277 | 853.68 | -0.00058385 | 859.1888 | 0.00080769 | 853.68 | 0.0013112 | 859.1888 | 0.001159 | 661.3196 | 7.8228e-06 | 859.1888 | 0.00094627 | 661.3196 | 1.8228e-06 | 859.1888 | 0.00037111 | 858.9846 | 0.00062027 | 979.5862 | 0.00777 | 858.9846 | 0.0066066 | 979.3893 | 0 | 979.5862 | 0.1441 | 858.9846 | 0.00101 | 859.1888 | 0.0011231
| 659.1617 | 0 | 859.4285 | -0.00067829 | 859.2241 | -0.0011444 | 659.1617 | 0.00091902 | 859.4285 | -0.00090993 | 859.2241 | -0.0015493 | 859.2241 | -0.0011393 | 661.44 | 1.0249e-05 | 859.4285 | 0 | 853.91 | -0.00028669 | 859.4285 | 0 | 659.1617 | 0.00059133 | 859.4285 | 0 | 853.91 | -0.0012619 | 859.4285 | 0 | 853.91 | -0.0025248 | 859.4285 | 0 | 661.44 | 8.9353e-06 | 859.4285 | 0 | 661.44 | 1.2848e-06 | 859.4285 | 0 | 859.2241 | -0.00144 | 979.7547 | 0.00549 | 859.2241 | 0.0067732 | 979.5587 | 0 | 979.7547 | 0.14134 | 859.2241 | -0.00048401 | 859.4285 | 0.00040125
| 659.2842 | 0 | 859.6682 | 0.0012584 | 859.4637 | -0.00034094 | 659.2842 | 0 | 859.6682 | -0.00012446 | 859.4637 | 0.00012839 | 859.4637 | 0.00066851 | 661.5604 | 9.9913e-06 | 859.6681 | 0.001036 | 854.15 | -0.0018044 | 859.6681 | 0.00068537 | 659.2842 | 0 | 859.6681 | 0.00080518 | 854.15 | -0.00051927 | 859.6682 | 0.00028503 | 854.15 | -0.00067186 | 859.6681 | 0.00064407 | 661.5604 | 7.8579e-06 | 859.6681 | 0.0012382 | 661.5604 | 1.713e-06 | 859.6681 | 0.00032621 | 859.4637 | 0.00149 | 979.9232 | 0.0057 | 859.4637 | 0.0063149 | 979.7282 | 0 | 979.9232 | 0.13819 | 859.4637 | 0.00161 | 859.6682 | 0.0010894
| 659.4068 | 1.4969e-05 | 859.9078 | 0.00051984 | 859.7032 | -0.00057528 | 659.4068 | 0.00095371 | 859.9078 | -0.00055819 | 859.7032 | -0.0021295 | 859.7032 | -0.0012811 | 661.6807 | 1.0115e-05 | 859.9078 | 0 | 854.39 | -0.001602 | 859.9078 | 0 | 659.4068 | 0.00059133 | 859.9078 | 0 | 854.39 | -0.0018752 | 859.9078 | 0 | 854.39 | -0.00060684 | 859.9078 | 0 | 661.6807 | 8.6777e-06 | 859.9078 | 0 | 661.6807 | 9.6631e-07 | 859.9078 | 0 | 859.7032 | -0.00040568 | 980.0916 | 0.00513 | 859.7032 | 0.0067998 | 979.8977 | 1.0001e-05 | 980.0916 | 0.13586 | 859.7032 | -0.00308 | 859.9078 | 0.00061144
| 659.5294 | 0 | 860.1475 | 0.0006526 | 859.9428 | -0.00010612 | 659.5294 | 0 | 860.1475 | 0.00059752 | 859.9428 | 0.00068114 | 859.9428 | 0.00072647 | 661.8011 | 8.9496e-06 | 860.1475 | 0.00075582 | 854.63 | 0.00072515 | 860.1475 | 0.00062366 | 659.5294 | 0.00089903 | 860.1475 | 0.00067912 | 854.63 | 0.0010305 | 860.1475 | 0.00063333 | 854.63 | 0.00088859 | 860.1475 | 0.00013263 | 661.8011 | 8.9939e-06 | 860.1475 | 0.0011207 | 661.8011 | 2.5695e-06 | 860.1475 | 0.00038138 | 859.9428 | 0.00138 | 980.2601 | 0.00455 | 859.9428 | 0.0074769 | 980.0672 | 0 | 980.2601 | 0.13305 | 859.9428 | 0.00468 | 860.1475 | 0.0012333
| 659.652 | 0.00087741 | 860.3872 | -2.1094e-05 | 860.1824 | 5.9422e-05 | 659.652 | 0.0018 | 860.3872 | -0.00083423 | 860.1824 | -0.0013442 | 860.1824 | -0.00095218 | 661.9215 | 9.4985e-06 | 860.3872 | 0 | 854.87 | -0.00048905 | 860.3872 | 0 | 659.652 | 0 | 860.3872 | 0 | 854.87 | -0.0011004 | 860.3872 | 0 | 854.87 | 0.0010511 | 860.3872 | 0 | 661.9215 | 9.8956e-06 | 860.3872 | 0 | 661.9215 | 2.6684e-06 | 860.3872 | 0 | 860.1824 | -0.00067015 | 980.4285 | 0.00547 | 860.1824 | 0.005668 | 980.2367 | 3.0002e-05 | 980.4285 | 0.13074 | 860.1824 | -0.00019968 | 860.3872 | 0.00031082
| 659.7746 | 0 | 860.6269 | 0.00042283 | 860.422 | 0.00063231 | 659.7746 | 0 | 860.6269 | -0.000203 | 860.422 | 0.00022434 | 860.422 | 0.00062486 | 662.0419 | 9.3865e-06 | 860.6269 | 0.0011114 | 855.11 | -0.0011636 | 860.6269 | 0.00050072 | 659.7746 | 0.00181 | 860.6269 | 0.00078528 | 855.11 | 0.0019345 | 860.6269 | 0.0007929 | 855.11 | 0.0022214 | 860.6269 | 0.0013966 | 662.0419 | 9.5677e-06 | 860.6269 | 0.0013588 | 662.0419 | 3.7445e-06 | 860.6269 | 0.00036658 | 860.422 | 0.00053015 | 980.597 | 0.00619 | 860.422 | 0.0085003 | 980.4062 | 0 | 980.597 | 0.12785 | 860.422 | 0.00134 | 860.6269 | 0.0013684
| 659.8972 | 0.00033839 | 860.8666 | 2.5032e-05 | 860.6616 | -9.076e-05 | 659.8972 | 0.00123 | 860.8666 | -0.0003207 | 860.6616 | -0.0011025 | 860.6616 | -0.0011147 | 662.1623 | 1.1503e-05 | 860.8666 | 0 | 855.35 | -0.0020405 | 860.8666 | 0 | 659.8972 | 0.00093192 | 860.8666 | 0 | 855.35 | -0.0012619 | 860.8666 | 0 | 855.35 | -0.00034676 | 860.8666 | 0 | 662.1623 | 8.7479e-06 | 860.8666 | 0 | 662.1623 | 2.5695e-06 | 860.8666 | 0 | 860.6616 | -0.00041508 | 980.7655 | 0.00466 | 860.6616 | 0.0035464 | 980.5756 | 1.0001e-05 | 980.7655 | 0.12559 | 860.6616 | -0.00197 | 860.8666 | 0.00040668
| 660.0198 | 0 | 861.1063 | 0.00094033 | 860.9012 | 2.5016e-05 | 660.0198 | 0 | 861.1063 | 0.00017767 | 860.9012 | -0.00011099 | 860.9012 | 0.0006281 | 662.2827 | 1.0977e-05 | 861.1063 | 0.00091966 | 855.59 | 0.00086005 | 861.1063 | 0.0011513 | 660.0198 | 0.00186 | 861.1063 | 0.001278 | 855.59 | 0.0011919 | 861.1063 | 0.00082453 | 855.59 | 0.00040094 | 861.1063 | 0.00066037 | 662.2827 | 9.4623e-06 | 861.1063 | 0.0011277 | 662.2827 | 3.2064e-06 | 861.1063 | 0.00013824 | 860.9012 | 0.00032734 | 980.9339 | 0.0065 | 860.9012 | 0.0093368 | 980.7451 | 6.6672e-06 | 980.9339 | 0.12302 | 860.9012 | 0.00129 | 861.1063 | 0.0012691
| 660.1425 | 0 | 861.3461 | 0.00022498 | 861.1408 | -0.00047251 | 660.1425 | 0.00158 | 861.3461 | -8.6861e-05 | 861.1408 | -0.0013157 | 861.1408 | -0.0010762 | 662.4031 | 9.8905e-06 | 861.346 | 0 | 855.83 | -0.00052277 | 861.346 | 0 | 660.1425 | 0.00036425 | 861.346 | 0 | 855.83 | -0.00051927 | 861.3461 | 0 | 855.83 | -0.00018422 | 861.346 | 0 | 662.4031 | 9.7668e-06 | 861.346 | 0 | 662.4031 | 2.6684e-06 | 861.3461 | 0 | 861.1408 | -0.0006722 | 981.1024 | 0.00389 | 861.1408 | 0.0067436 | 980.9146 | 1.0001e-05 | 981.1024 | 0.12075 | 861.1408 | -0.00098515 | 861.3461 | 0.00044084
| 660.2651 | 0 | 861.5858 | 0.00057586 | 861.3804 | 0.00034677 | 660.2651 | 0 | 861.5858 | 0.00021977 | 861.3804 | 0.00054381 | 861.3804 | 0.00069669 | 662.5235 | 7.0343e-06 | 861.5858 | 0.0010391 | 856.07 | 0.0013322 | 861.5858 | 0.00053079 | 660.2651 | 0.00167 | 861.5858 | 0.00084183 | 856.07 | 0.0016439 | 861.5858 | 0.00044105 | 856.07 | 0.0015387 | 861.5858 | 0.00079931 | 662.5235 | 1.1008e-05 | 861.5858 | 0.00076565 | 662.5235 | 2.5695e-06 | 861.5857 | 0.00036319 | 861.3804 | 0.00115 | 981.2709 | 0.00636 | 861.3804 | 0.0076555 | 981.0841 | 2.6669e-05 | 981.2709 | 0.11798 | 861.3804 | 0.00187 | 861.5858 | 0.0011116
| 660.3878 | 0.00062587 | 861.8255 | -0.00054284 | 861.62 | -0.00053139 | 660.3878 | 0.00062425 | 861.8255 | -0.0001019 | 861.62 | -0.0013658 | 861.62 | -0.00098892 | 662.6439 | 6.6534e-06 | 861.8255 | 0 | 856.31 | 0.00045532 | 861.8255 | 0 | 660.3878 | 0.00102 | 861.8255 | 0 | 856.31 | 0.00099818 | 861.8255 | 0 | 856.31 | -0.00028175 | 861.8255 | 0 | 662.6439 | 1.0223e-05 | 861.8255 | 0 | 662.6439 | 1.2848e-06 | 861.8255 | 0 | 861.62 | -0.00107 | 981.4393 | 0.0039 | 861.62 | 0.0028408 | 981.2536 | 3.0002e-05 | 981.4393 | 0.11557 | 861.62 | 0.00017955 | 861.8255 | 0.00031425
| 660.5104 | 0 | 862.0652 | 0.00053508 | 861.8596 | -0.00015901 | 660.5104 | 0 | 862.0652 | -3.1583e-05 | 861.8596 | 0.001078 | 861.8596 | 0.00048688 | 662.7643 | 7.1239e-06 | 862.0653 | 0.001178 | 856.55 | 0.0036931 | 862.0653 | 0.00041678 | 660.5104 | 0.00104 | 862.0653 | 0.00069999 | 856.55 | 0.0022896 | 862.0652 | 0.00027974 | 856.55 | 0.0018314 | 862.0653 | 0.0009217 | 662.7643 | 1.0505e-05 | 862.0653 | 0.00079658 | 662.7643 | 1.6032e-06 | 862.0652 | 0.00030719 | 861.8596 | 0.00048698 | 981.6078 | 0.00626 | 861.8596 | 0.0066938 | 981.4231 | 6.6672e-06 | 981.6078 | 0.11318 | 861.8596 | 0.00072618 | 862.0652 | 0.0012683
| 660.6331 | 0.00188 | 862.305 | 4.591e-05 | 862.0993 | -0.00027066 | 660.6331 | 0.00041617 | 862.305 | -0.00037867 | 862.0993 | -0.0019265 | 862.0993 | -0.0011552 | 662.8847 | 8.3672e-06 | 862.305 | 0 | 856.79 | -0.00072515 | 862.305 | 0 | 660.6331 | 0.00227 | 862.305 | 0 | 856.79 | -0.0026824 | 862.305 | 0 | 856.79 | -0.00073687 | 862.305 | 0 | 662.8847 | 9.2984e-06 | 862.305 | 0 | 662.8847 | 2.3499e-06 | 862.305 | 0 | 862.0993 | -0.00047771 | 981.7763 | 0.00484 | 862.0993 | 0.0045396 | 981.5926 | 5.0004e-05 | 981.7763 | 0.11112 | 862.0993 | -0.00086172 | 862.305 | 0.00048971
| 660.7558 | 0 | 862.5448 | 0.00078542 | 862.3389 | 0.00025783 | 660.7558 | 0 | 862.5448 | -0.00030375 | 862.3389 | 0.00062762 | 862.3389 | 0.00077634 | 663.0051 | 8.7928e-06 | 862.5448 | 0.00033404 | 857.03 | 0.0015684 | 862.5448 | 0.00095928 | 660.7558 | 0 | 862.5448 | 0.00058517 | 857.03 | 0.0023542 | 862.5448 | 0.00073874 | 857.03 | 0.00079106 | 862.5448 | 0.0016909 | 663.0051 | 9.7668e-06 | 862.5448 | 0.0012872 | 663.0051 | 4.1727e-06 | 862.5448 | 0.0001588 | 862.3389 | 0.00088946 | 981.9447 | 0.00587 | 862.3389 | 0.0081206 | 981.7621 | 6.6672e-06 | 981.9447 | 0.10876 | 862.3389 | 0.00199 | 862.5448 | 0.0012225
| 660.8785 | 0.00048213 | 862.7845 | 4.9984e-05 | 862.5786 | -0.0016655 | 660.8785 | 0.00097105 | 862.7845 | -0.00083004 | 862.5786 | -0.0013689 | 862.5786 | -0.0013845 | 663.1255 | 9.7225e-06 | 862.7845 | 0 | 857.27 | -0.00079259 | 862.7845 | 0 | 660.8785 | 0.00102 | 862.7845 | 0 | 857.27 | 0.00022331 | 862.7845 | 0 | 857.27 | -0.001322 | 862.7845 | 0 | 663.1255 | 8.8885e-06 | 862.7845 | 0 | 663.1255 | 5.2379e-06 | 862.7845 | 0 | 862.5786 | -0.00099607 | 982.1132 | 0.00492 | 862.5786 | 0.00080273 | 981.9316 | 1.0001e-05 | 982.1132 | 0.10666 | 862.5786 | -0.00060547 | 862.7845 | 0.00023981
| 661.0012 | 0 | 863.0243 | 0.00081244 | 862.8182 | 0.00053528 | 661.0012 | 0 | 863.0243 | 0.00042332 | 862.8182 | -0.00074228 | 862.8182 | 0.00054864 | 663.2459 | 8.3672e-06 | 863.0243 | 0.00087689 | 857.5 | 0.00079259 | 863.0243 | 0.00073977 | 661.0012 | 0.00121 | 863.0243 | 0.00097495 | 857.5 | 0.0014502 | 863.0243 | 0.00071052 | 857.5 | 0.0017338 | 863.0243 | 0.0012244 | 663.2459 | 9.5677e-06 | 863.0243 | 0.00066441 | 663.2459 | 5.3477e-06 | 863.0243 | 0.00034568 | 862.8182 | 0.00104 | 982.2817 | 0.00585 | 862.8182 | 0.0073244 | 982.1011 | 0 | 982.2817 | 0.10423 | 862.8182 | 0.00084913 | 863.0243 | 0.0010758
| 661.1239 | 0.00116 | 863.2641 | -0.00055788 | 863.0579 | -0.00059314 | 661.1239 | 0.0014 | 863.2641 | -0.00067818 | 863.0579 | -0.0012358 | 863.0579 | -0.0013562 | 663.3663 | 7.8743e-06 | 863.2641 | 0 | 857.74 | -0.0013322 | 863.2641 | 0 | 661.1239 | 0.00113 | 863.2641 | 0 | 857.74 | -0.00061613 | 863.2641 | 0 | 857.74 | -0.0013871 | 863.2641 | 0 | 663.3663 | 9.029e-06 | 863.2641 | 0 | 663.3663 | 3.3162e-06 | 863.2641 | 0 | 863.0579 | -0.00139 | 982.4501 | 0.006 | 863.0579 | 0.0026999 | 982.2707 | 1.0001e-05 | 982.4501 | 0.10246 | 863.0579 | -0.00148 | 863.2641 | 0.00032818
| 661.2466 | 0 | 863.5039 | 0.00061909 | 863.2976 | -0.00054068 | 661.2466 | 0 | 863.5039 | -0.00033943 | 863.2976 | -0.0008993 | 863.2976 | 0.00068614 | 663.4867 | 6.631e-06 | 863.5039 | 0.00093706 | 857.98 | -0.00025296 | 863.5039 | 0.00036022 | 661.2466 | 0.00098419 | 863.5039 | 0.0005122 | 857.98 | -0.0029407 | 863.5039 | 0.00020339 | 857.98 | 0.00088859 | 863.5039 | 0.00062222 | 663.4867 | 8.502e-06 | 863.5039 | 0.00075714 | 663.4867 | 4.1727e-06 | 863.5039 | 0.00024786 | 863.2976 | 0.00042387 | 982.6186 | 0.00561 | 863.2976 | 0.0072641 | 982.4402 | 6.6672e-06 | 982.6186 | 0.1004 | 863.2976 | 0.00103 | 863.5039 | 0.0013532
| 661.3694 | 0.00035636 | 863.7437 | 0.00027602 | 863.5372 | -0.00031989 | 661.3694 | 0.00072829 | 863.7437 | -0.00020857 | 863.5372 | -0.0018085 | 863.5372 | -0.0010602 | 663.6072 | 7.4823e-06 | 863.7437 | 0 | 858.22 | -0.0020068 | 863.7437 | 0 | 661.3694 | 0.00281 | 863.7437 | 0 | 858.22 | 0.0013533 | 863.7437 | 0 | 858.22 | -0.0013871 | 863.7437 | 0 | 663.6072 | 8.8299e-06 | 863.7437 | 0 | 663.6072 | 3.426e-06 | 863.7437 | 0 | 863.5372 | -0.00059784 | 982.7871 | 0.00535 | 863.5372 | 0.001598 | 982.6097 | 1.0001e-05 | 982.7871 | 0.09885 | 863.5372 | -0.00076176 | 863.7437 | 0.00032551
| 661.4921 | 0 | 863.9835 | 0.00086495 | 863.7769 | 0.00063745 | 661.4921 | 0 | 863.9835 | 0.00036603 | 863.7769 | 0.00051679 | 863.7769 | 0.00083759 | 663.7276 | 7.6615e-06 | 863.9835 | 0.0018706 | 858.46 | 0.0011636 | 863.9835 | 0.001127 | 661.4921 | 0.00050157 | 863.9835 | 0.00092569 | 858.46 | -0.001617 | 863.9835 | 0.00081998 | 858.46 | -0.00037928 | 863.9835 | 0.0015934 | 663.7276 | 7.7642e-06 | 863.9835 | 0.0010711 | 663.7276 | 4.2825e-06 | 863.9835 | 0.00031541 | 863.7769 | 0.00078398 | 982.9556 | 0.00677 | 863.7769 | 0.0050912 | 982.7792 | 6.6672e-06 | 982.9556 | 0.09688 | 863.7769 | 0.00092542 | 863.9835 | 0.0012133
| 661.6149 | 0.00019465 | 864.2233 | -0.00026696 | 864.0166 | -0.00079149 | 661.6149 | 0.00072829 | 864.2233 | -0.00072698 | 864.0166 | -0.00119 | 864.0166 | -0.0010731 | 663.848 | 8.9496e-06 | 864.2233 | 0 | 858.7 | -0.00072515 | 864.2233 | 0 | 661.6149 | 0.00272 | 864.2233 | 0 | 858.7 | -0.0021336 | 864.2233 | 0 | 858.7 | -0.0031426 | 864.2233 | 0 | 663.848 | 9.6731e-06 | 864.2233 | 0 | 663.848 | 3.6347e-06 | 864.2233 | 0 | 864.0166 | -0.00142 | 983.124 | 0.00564 | 864.0166 | 0.0038355 | 982.9487 | 1.0001e-05 | 983.124 | 0.09518 | 864.0166 | -0.00055584 | 864.2233 | 0.00030555
| 661.7376 | 0 | 864.4631 | 0.00039094 | 864.2563 | -0.00053966 | 661.7376 | 0 | 864.4631 | -0.00012681 | 864.2563 | -2.8099e-05 | 864.2563 | 0.00091077 | 663.9684 | 8.6024e-06 | 864.4632 | 0.0005048 | 858.94 | -0.0015684 | 864.4632 | 0.00084227 | 661.7376 | 0.00013249 | 864.4632 | 6.3896e-06 | 858.94 | -0.00042241 | 864.4631 | 0.00053869 | 858.94 | 0.00072604 | 864.4632 | 0.0018344 | 663.9684 | 8.9939e-06 | 864.4632 | 0.0011124 | 663.9684 | 4.8096e-06 | 864.4631 | 0.00044565 | 864.2563 | 0.00086078 | 983.2925 | 0.00552 | 864.2563 | 0.004676 | 983.1182 | 2.6669e-05 | 983.2925 | 0.09305 | 864.2563 | 0.00158 | 864.4631 | 0.001203
| 661.8604 | 0.00032042 | 864.703 | -0.00043028 | 864.496 | -0.0010692 | 661.8604 | 0.00090168 | 864.703 | -0.00089698 | 864.496 | -0.002008 | 864.496 | -0.0012939 | 664.0888 | 9.2521e-06 | 864.703 | 0 | 859.18 | 0.0015684 | 864.703 | 0 | 661.8604 | 0.0009603 | 864.703 | 0 | 859.18 | -0.0021982 | 864.703 | 0 | 859.18 | -0.00086692 | 864.703 | 0 | 664.0888 | 1.1254e-05 | 864.703 | 0 | 664.0888 | 5.3477e-06 | 864.703 | 0 | 864.496 | -0.00188 | 983.461 | 0.00526 | 864.496 | 0.0027251 | 983.2878 | 1.0001e-05 | 983.461 | 0.09119 | 864.496 | -0.00035336 | 864.703 | 0.00021415
| 661.9832 | 0 | 864.9428 | 0.0014773 | 864.7357 | 0.00043851 | 661.9832 | 0 | 864.9428 | -4.2433e-05 | 864.7357 | 0.0011125 | 864.7357 | 0.00084702 | 664.2092 | 8.2104e-06 | 864.9428 | 0.0015856 | 859.42 | -0.0005565 | 864.9428 | 0.00071013 | 661.9832 | 0.00141 | 864.9428 | 0.00040573 | 859.42 | -0.00032556 | 864.9428 | 0.00027697 | 859.42 | 0.0016688 | 864.9428 | 0.00044512 | 664.2092 | 1.0797e-05 | 864.9428 | 0.0018555 | 664.2092 | 5.6661e-06 | 864.9428 | 0.00030985 | 864.7357 | 0.00116 | 983.6295 | 0.00473 | 864.7357 | 0.0045313 | 983.4573 | 6.6672e-06 | 983.6295 | 0.08903 | 864.7357 | 0.00096411 | 864.9428 | 0.0011181
| 662.106 | 0.00087741 | 865.1827 | -0.00055292 | 864.9754 | -0.00034716 | 662.106 | 0.00187 | 865.1827 | -0.00081449 | 864.9754 | -0.0019709 | 864.9754 | -0.0010543 | 664.3297 | 8.7592e-06 | 865.1827 | 0 | 859.66 | -0.00025296 | 865.1827 | 0 | 662.106 | 0.00349 | 865.1827 | 0 | 859.66 | -3.4977e-05 | 865.1827 | 0 | 859.66 | 0.0010186 | 865.1827 | 0 | 664.3297 | 1.061e-05 | 865.1827 | 0 | 664.3297 | 5.6661e-06 | 865.1827 | 0 | 864.9754 | -0.00092234 | 983.7979 | 0.00594 | 864.9754 | -5.1067e-05 | 983.6268 | 1.0001e-05 | 983.7979 | 0.08737 | 864.9754 | -0.00114 | 865.1827 | 0.0002193
| 662.2287 | 0 | 865.4225 | 0.00094727 | 865.2152 | -0.00016926 | 662.2287 | 0 | 865.4225 | 0.00014042 | 865.2152 | -0.00015667 | 865.2152 | 0.0005147 | 664.4501 | 8.4456e-06 | 865.4225 | 0.0006607 | 859.9 | -0.00025296 | 865.4225 | 0.0016536 | 662.2287 | 0.00124 | 865.4225 | 0 | 859.9 | -0.0012941 | 865.4225 | 4.4679e-05 | 859.9 | 0.00017338 | 865.4225 | 0.0003538 | 664.4501 | 9.1344e-06 | 865.4225 | 0.0006877 | 664.4501 | 4.601e-06 | 865.4226 | 0.00013705 | 865.2152 | 0.00024527 | 983.9664 | 0.00457 | 865.2152 | 0.0034338 | 983.7964 | 6.6672e-06 | 983.9664 | 0.08548 | 865.2152 | -3.1865e-05 | 865.4225 | 0.0011844
| 662.3515 | 0 | 865.6624 | -0.00024529 | 865.4549 | -2.601e-05 | 662.3515 | 0.00058956 | 865.6624 | -0.00010724 | 865.4549 | -0.0015806 | 865.4549 | -0.0014483 | 664.5705 | 8.7032e-06 | 865.6624 | 0 | 860.14 | -0.00052277 | 865.6624 | 0 | 662.3515 | 0.00275 | 865.6624 | 0 | 860.14 | -0.001617 | 865.6624 | 0 | 860.14 | -0.0034351 | 865.6624 | 0 | 664.5705 | 8.5372e-06 | 865.6624 | 0 | 664.5705 | 3.3162e-06 | 865.6624 | 0 | 865.4549 | -0.00156 | 984.1349 | 0.00433 | 865.4549 | 0.0020805 | 983.9659 | 3.0002e-05 | 984.1349 | 0.08399 | 865.4549 | -0.00037467 | 865.6624 | 0.00040732
| 662.4744 | 0 | 865.9023 | 0.00063963 | 865.6946 | 0.0009371 | 662.4744 | 0 | 865.9023 | -0.00044081 | 865.6946 | 0.00051949 | 865.6946 | 0.00088338 | 664.691 | 8.3e-06 | 865.9023 | 0.0010751 | 860.38 | -0.0011973 | 865.9023 | 0.00081548 | 662.4744 | 0.00354 | 865.9023 | 0.0014864 | 860.38 | -0.0023273 | 865.9023 | 0.0011262 | 860.38 | -0.00063934 | 865.9023 | 0.0012579 | 664.691 | 9.0524e-06 | 865.9023 | 0.0012186 | 664.691 | 2.7781e-06 | 865.9023 | 0.00030821 | 865.6946 | 0.00114 | 984.3034 | 0.00619 | 865.6946 | 0.0055077 | 984.1354 | 6.6672e-06 | 984.3034 | 0.0821 | 865.6946 | 0.00105 | 865.9023 | 0.0013807
| 662.5972 | 0.0004462 | 866.1422 | -0.00011151 | 865.9344 | -0.00070527 | 662.5972 | 0.00062425 | 866.1422 | -0.00067604 | 865.9344 | -0.0014929 | 865.9344 | -0.0010231 | 664.8114 | 8.188e-06 | 866.1422 | 0 | 860.62 | -0.0025465 | 866.1422 | 0 | 662.5972 | 0.00218 | 866.1422 | 0 | 860.62 | -0.0013264 | 866.1422 | 0 | 860.62 | -0.00076939 | 866.1422 | 0 | 664.8114 | 9.4623e-06 | 866.1422 | 0 | 664.8114 | 2.4597e-06 | 866.1422 | 0 | 865.9344 | -0.00023379 | 984.4719 | 0.00642 | 865.9344 | 0.0028552 | 984.305 | 3.0002e-05 | 984.4719 | 0.08055 | 865.9344 | -0.00121 | 866.1422 | 0.00018339
| 662.72 | 0 | 866.382 | 0.0005501 | 866.1741 | 6.9992e-05 | 662.72 | 0 | 866.382 | -0.00027519 | 866.1741 | 0.00045095 | 866.1741 | 0.00052342 | 664.9318 | 9.2857e-06 | 866.382 | 0.00095999 | 860.86 | 0.00021923 | 866.382 | 0.00049059 | 662.72 | 0.0009558 | 866.382 | 0.0015363 | 860.86 | -0.00084214 | 866.382 | 2.5178e-05 | 860.86 | -0.00028175 | 866.382 | 0.00073279 | 664.9318 | 1.0493e-05 | 866.382 | 0.00080429 | 664.9318 | 2.9978e-06 | 866.382 | 0.00024813 | 866.1741 | 0.00077329 | 984.6403 | 0.0058 | 866.1741 | 0.0052787 | 984.4745 | 6.6672e-06 | 984.6403 | 0.07864 | 866.1741 | 0.00156 | 866.382 | 0.0012855
| 662.8429 | 0.00073368 | 866.6219 | -0.00049022 | 866.4139 | -0.00039889 | 662.8429 | 0.00031212 | 866.6219 | -0.00082189 | 866.4139 | -0.0020792 | 866.4139 | -0.0013751 | 665.0522 | 1.0193e-05 | 866.6219 | 0 | 861.1 | -0.00052277 | 866.6219 | 0 | 662.8429 | 0.00147 | 866.6219 | 0 | 861.1 | 0.001095 | 866.6219 | 0 | 861.1 | -0.00060684 | 866.6219 | 0 | 665.0522 | 1.068e-05 | 866.6219 | 0 | 665.0522 | 5.4575e-06 | 866.6219 | 0 | 866.4139 | -0.00051944 | 984.8088 | 0.00617 | 866.4139 | 0.0022154 | 984.644 | 3.0002e-05 | 984.8088 | 0.07727 | 866.4139 | -0.00455 | 866.6219 | 0.00037204
| 662.9657 | 0 | 866.8618 | 0.00093217 | 866.6537 | -0.00018478 | 662.9657 | 0 | 866.8618 | 0.00022582 | 866.6537 | 0.00081033 | 866.6537 | 0.00086613 | 665.1727 | 1.0619e-05 | 866.8618 | 0.00082367 | 861.34 | 5.0592e-05 | 866.8618 | 0.0005935 | 662.9657 | 0.00169 | 866.8618 | 0.00029296 | 861.34 | 0.00035245 | 866.8618 | 0.00042693 | 861.34 | -0.0010295 | 866.8618 | 0.0013798 | 665.1727 | 1.006e-05 | 866.8618 | 0.0014601 | 665.1727 | 5.7759e-06 | 866.8618 | 0.00034635 | 866.6537 | 0.00027331 | 984.9773 | 0.00575 | 866.6537 | 0.0042319 | 984.8136 | 6.6672e-06 | 984.9773 | 0.07554 | 866.6537 | 0.00573 | 866.8618 | 0.0013667
| 663.0886 | 0.0012 | 867.1017 | 0.00057741 | 866.8934 | -0.00088543 | 663.0886 | 0.00097105 | 867.1017 | -0.00011444 | 866.8934 | -0.001893 | 866.8934 | -0.0013035 | 665.2931 | 9.6553e-06 | 867.1018 | 0 | 861.58 | -5.0592e-05 | 867.1018 | 0 | 663.0886 | 0.00272 | 867.1018 | 0 | 861.58 | -0.0010358 | 867.1017 | 0 | 861.58 | 0.00062851 | 867.1018 | 0 | 665.2931 | 9.7668e-06 | 867.1018 | 0 | 665.2931 | 6.7313e-06 | 867.1018 | 0 | 866.8934 | -0.00112 | 985.1458 | 0.00485 | 866.8934 | 0.0012524 | 984.9831 | 1.0001e-05 | 985.1458 | 0.0742 | 866.8934 | 0.00076655 | 867.1017 | 0.00023743
| 663.2115 | 0 | 867.3417 | 0.00044159 | 867.1332 | 0.00037497 | 663.2115 | 0 | 867.3417 | 0.00034475 | 867.1332 | -0.00014871 | 867.1332 | 0.00060305 | 665.4135 | 8.8152e-06 | 867.3417 | 0.00064994 | 861.81 | 0.0015008 | 867.3417 | 0.00054782 | 663.2115 | 0.0007003 | 867.3417 | 0.00054978 | 861.81 | -0.0012296 | 867.3417 | 0.00032259 | 861.81 | 0.00040094 | 867.3417 | 0.00061913 | 665.4135 | 8.3147e-06 | 867.3417 | 0.00094096 | 665.4135 | 5.0292e-06 | 867.3417 | 0.00042133 | 867.1332 | 0.00070167 | 985.3143 | 0.00601 | 867.1332 | 0.0039008 | 985.1527 | 6.6672e-06 | 985.3143 | 0.07239 | 867.1332 | 0.00187 | 867.3417 | 0.0013573
| 663.3343 | 0.00082352 | 867.5816 | -0.00032941 | 867.373 | -0.00089752 | 663.3343 | 0.00147 | 867.5816 | -0.0003975 | 867.373 | -0.001006 | 867.373 | -0.0012689 | 665.534 | 8.972e-06 | 867.5816 | 0 | 862.05 | -0.00075887 | 867.5816 | 0 | 663.3343 | 0.00156 | 867.5816 | 0 | 862.05 | 0.00022331 | 867.5816 | 0 | 862.05 | -0.0014521 | 867.5816 | 0 | 665.534 | 8.4786e-06 | 867.5816 | 0 | 665.534 | 4.6998e-06 | 867.5816 | 0 | 867.373 | -0.00163 | 985.4828 | 0.00508 | 867.373 | 0.0041365 | 985.3222 | 3.0002e-05 | 985.4828 | 0.07102 | 867.373 | -0.00083936 | 867.5816 | 0.00018465
| 663.4572 | 0 | 867.8215 | -0.00015278 | 867.6128 | 4.1634e-06 | 663.4572 | 0 | 867.8215 | -0.00063673 | 867.6128 | 0.00061675 | 867.6128 | 0.0006873 | 665.6544 | 8.132e-06 | 867.8215 | 0.00046221 | 862.29 | -1.6864e-05 | 867.8215 | 0.0013453 | 663.4572 | 0 | 867.8215 | 0.0010331 | 862.29 | -0.0026179 | 867.8215 | 0.00048255 | 862.29 | 0.0009536 | 867.8215 | 0.00019467 | 665.6544 | 7.694e-06 | 867.8215 | 0.00094541 | 665.6544 | 3.5248e-06 | 867.8215 | 0.00019588 | 867.6128 | 0.0005823 | 985.6512 | 0.00346 | 867.6128 | 0.0044419 | 985.4918 | 6.6672e-06 | 985.6512 | 0.06939 | 867.6128 | 0.00163 | 867.8215 | 0.00137
| 663.5801 | 0.00087741 | 868.0615 | 0.00016558 | 867.8526 | -0.00028708 | 663.5801 | 0.00173 | 868.0615 | -0.00013637 | 867.8526 | -0.0023954 | 867.8526 | -0.0011415 | 665.7749 | 9.2857e-06 | 868.0615 | 0 | 862.53 | -0.00045532 | 868.0615 | 0 | 663.5801 | 0.00033588 | 868.0615 | 0 | 862.53 | -0.0017461 | 868.0615 | 0 | 862.53 | -0.0016797 | 868.0615 | 0 | 665.7749 | 8.9119e-06 | 868.0615 | 0 | 665.7749 | 2.888e-06 | 868.0615 | 0 | 867.8526 | -0.00101 | 985.8197 | 0.00392 | 867.8526 | 0.0015526 | 985.6613 | 1.0001e-05 | 985.8197 | 0.06812 | 867.8526 | -9.8579e-05 | 868.0615 | 0.00042366
| 663.703 | 0 | 868.3015 | 0.00035443 | 868.0924 | -0.00073376 | 663.703 | 0 | 868.3015 | -0.00011732 | 868.0924 | 0.00010429 | 868.0924 | 0.0007215 | 665.8953 | 8.7816e-06 | 868.3014 | 6.4318e-05 | 862.77 | 0.00062396 | 868.3014 | 0.00086498 | 663.703 | 0.00215 | 868.3014 | 0.00018602 | 862.77 | 0.0015793 | 868.3015 | 0.00069352 | 862.77 | 0.00049847 | 868.3014 | 0.0014942 | 665.8953 | 9.2632e-06 | 868.3014 | 0.00056055 | 665.8953 | 4.8096e-06 | 868.3015 | 0.00029431 | 868.0924 | 0.00024874 | 985.9882 | 0.00765 | 868.0924 | 0.0031097 | 985.8309 | 6.6672e-06 | 985.9882 | 0.06648 | 868.0924 | 0.00087506 | 868.3015 | 0.0011265
| 663.826 | 0.00104 | 868.5414 | -0.00095494 | 868.3322 | -0.0012279 | 663.826 | 0.00083232 | 868.5414 | -0.00069512 | 868.3322 | -0.0019117 | 868.3322 | -0.0014872 | 666.0158 | 1.0014e-05 | 868.5414 | 0 | 863.01 | -0.00065769 | 868.5414 | 0 | 663.826 | 0.00087516 | 868.5414 | 0 | 863.01 | 0.0010628 | 868.5414 | 0 | 863.01 | 0.0012787 | 868.5414 | 0 | 666.0158 | 9.5443e-06 | 868.5414 | 0 | 666.0158 | 3.9531e-06 | 868.5414 | 0 | 868.3322 | -0.00128 | 986.1567 | 0.00809 | 868.3322 | 0.0013692 | 986.0005 | 3.0002e-05 | 986.1567 | 0.06525 | 868.3322 | -0.00036478 | 868.5414 | 0.00044487
| 663.9489 | 0 | 868.7814 | 0.00082544 | 868.572 | -0.00023608 | 663.9489 | 0 | 868.7814 | -9.7678e-05 | 868.572 | 0.0003324 | 868.572 | 0.00079404 | 666.1362 | 9.6553e-06 | 868.7814 | 0.0010228 | 863.25 | 0.0016358 | 868.7814 | 0.0010964 | 663.9489 | 0.0013 | 868.7814 | 0.0016363 | 863.25 | 0.00035245 | 868.7814 | 0.00081558 | 863.25 | -0.00018422 | 868.7814 | 0.0013613 | 666.1362 | 9.0759e-06 | 868.7814 | 0.0015709 | 666.1362 | 4.3814e-06 | 868.7814 | 0.00030248 | 868.572 | 0.00204 | 986.3252 | 0.00763 | 868.572 | 0.0063984 | 986.17 | 0 | 986.3252 | 0.06382 | 868.572 | 0.00117 | 868.7814 | 0.0011008
| 664.0718 | 0.00108 | 869.0213 | -0.00069691 | 868.8119 | -0.00044405 | 664.0718 | 0.00192 | 869.0213 | -0.00046689 | 868.8119 | -0.0014603 | 868.8119 | -0.0014404 | 666.2567 | 1.0327e-05 | 869.0213 | 0 | 863.49 | 0.0017707 | 869.0213 | 0 | 664.0718 | 0.00266 | 869.0213 | 0 | 863.49 | 0.00064304 | 869.0213 | 0 | 863.49 | -0.00076939 | 869.0213 | 0 | 666.2567 | 9.5443e-06 | 869.0213 | 0 | 666.2567 | 5.2379e-06 | 869.0213 | 0 | 868.8119 | -0.00078079 | 986.4937 | 0.00612 | 868.8119 | 0.0042453 | 986.3396 | 1.0001e-05 | 986.4937 | 0.06256 | 868.8119 | 1.6585e-05 | 869.0213 | 0.00027691
| 664.1948 | 0 | 869.2613 | 0.00070326 | 869.0517 | 0.00069035 | 664.1948 | 0 | 869.2613 | 0.0002879 | 869.0517 | 0.00063308 | 869.0517 | 0.0011353 | 666.3771 | 9.7337e-06 | 869.2613 | 0.00037903 | 863.73 | -0.00038786 | 869.2613 | 0.0015011 | 664.1948 | 0.00107 | 869.2613 | 0.0010452 | 863.73 | 0.00090132 | 869.2613 | 0.0011624 | 863.73 | -0.00073687 | 869.2613 | 0.00027567 | 666.3771 | 8.502e-06 | 869.2613 | 0.0015365 | 666.3771 | 6.6324e-06 | 869.2613 | 0.00036668 | 869.0517 | 0.00113 | 986.6622 | 0.00494 | 869.0517 | 0.0050476 | 986.5092 | 6.6672e-06 | 986.6622 | 0.0611 | 869.0517 | 0.00244 | 869.2613 | 0.0012401
| 664.3177 | 0.00069774 | 869.5013 | -0.00010883 | 869.2916 | -0.0012681 | 664.3177 | 0.00225 | 869.5013 | -0.00075507 | 869.2916 | -0.0022884 | 869.2916 | -0.0014828 | 666.4976 | 9.9689e-06 | 869.5013 | 0 | 863.97 | -0.0022766 | 869.5013 | 0 | 664.3177 | 0.00039263 | 869.5013 | 0 | 863.97 | -0.0015524 | 869.5013 | 0 | 863.97 | -0.00324 | 869.5013 | 0 | 666.4976 | 8.4201e-06 | 869.5013 | 0 | 666.4976 | 5.2379e-06 | 869.5013 | 0 | 869.2916 | -0.0018 | 986.8306 | 0.00506 | 869.2916 | 0.0015067 | 986.6787 | 3.0002e-05 | 986.8306 | 0.05992 | 869.2916 | -0.000481 | 869.5013 | 0.00029477
| 664.4407 | 0 | 869.7413 | 0.00089932 | 869.5314 | -8.4305e-05 | 664.4407 | 0 | 869.7413 | -0.0001046 | 869.5314 | -0.00050972 | 869.5314 | 0.0010123 | 666.618 | 9.1513e-06 | 869.7413 | 0.00060283 | 864.21 | 0.0020742 | 869.7413 | 0.0013018 | 664.4407 | 0.00118 | 869.7413 | 0.0013637 | 864.21 | -0.00064841 | 869.7413 | 0.00075704 | 864.21 | 0.0020915 | 869.7413 | 0.0012193 | 666.618 | 7.5183e-06 | 869.7413 | 0.00096616 | 666.618 | 2.888e-06 | 869.7413 | 0.00025055 | 869.5314 | 0.00091892 | 986.9991 | 0.00677 | 869.5314 | 0.0047478 | 986.8483 | 0 | 986.9991 | 0.05867 | 869.5314 | 0.00118 | 869.7413 | 0.0011838
| 664.5637 | 0.00124 | 869.9813 | -0.00033333 | 869.7713 | -0.00037257 | 664.5637 | 0.0006936 | 869.9813 | -0.00055052 | 869.7713 | -0.0017907 | 869.7713 | -0.001143 | 666.7385 | 8.8936e-06 | 869.9813 | 0 | 864.45 | -0.00079259 | 869.9813 | 0 | 664.5637 | 0.00033588 | 869.9813 | 0 | 864.45 | -0.0020367 | 869.9813 | 0 | 864.45 | -0.0015171 | 869.9813 | 0 | 666.7385 | 8.8534e-06 | 869.9813 | 0 | 666.7385 | 1.2848e-06 | 869.9813 | 0 | 869.7713 | -0.00093274 | 987.1676 | 0.00728 | 869.7713 | 0.0019207 | 987.0179 | 3.0002e-05 | 987.1676 | 0.05743 | 869.7713 | -0.00112 | 869.9813 | 0.00031857
| 664.6867 | 0 | 870.2213 | 0.00094587 | 870.0111 | -0.00012583 | 664.6867 | 0 | 870.2213 | -5.3226e-05 | 870.0111 | 0.00041273 | 870.0111 | 0.00091874 | 666.8589 | 9.2073e-06 | 870.2213 | 0.00091255 | 864.69 | 0.0012648 | 870.2213 | 0.00028928 | 664.6867 | 0.00178 | 870.2213 | 0.0015329 | 864.69 | -0.00058385 | 870.2213 | 0.00069635 | 864.69 | 0.0013112 | 870.2213 | 0.00087975 | 666.8589 | 1.0469e-05 | 870.2213 | 0.0010032 | 666.8589 | 2.2401e-06 | 870.2213 | 0.0003964 | 870.0111 | 0.00141 | 987.3361 | 0.00687 | 870.0111 | 0.0017423 | 987.1875 | 0 | 987.3361 | 0.0561 | 870.0111 | 0.00051256 | 870.2213 | 0.001266
| 664.8097 | 0 | 870.4613 | -0.00016779 | 870.251 | -0.0001555 | 664.8097 | 0.00132 | 870.4613 | -0.00036204 | 870.251 | -0.0011645 | 870.251 | -0.0013944 | 666.9794 | 9.6553e-06 | 870.4613 | 0 | 864.93 | -0.001231 | 870.4613 | 0 | 664.8097 | 0.00158 | 870.4613 | 0 | 864.93 | -0.00051927 | 870.4613 | 0 | 864.93 | -0.00076939 | 870.4613 | 0 | 666.9794 | 1.0516e-05 | 870.4613 | 0 | 666.9794 | 3.8543e-06 | 870.4613 | 0 | 870.251 | -0.00108 | 987.5046 | 0.00547 | 870.251 | 0.0045157 | 987.357 | 3.0002e-05 | 987.5046 | 0.05515 | 870.251 | -0.00095977 | 870.4613 | 0.000277
| 664.9327 | 0 | 870.7014 | 0.00079998 | 870.4909 | -0.00062617 | 664.9327 | 0 | 870.7014 | -0.00013662 | 870.4909 | 0.00082212 | 870.4909 | 0.00072203 | 667.0998 | 1.007e-05 | 870.7014 | 0 | 865.17 | 0.0011636 | 870.7014 | 0.00068602 | 664.9327 | 0.00164 | 870.7014 | 0.0008661 | 865.17 | -0.002973 | 870.7014 | 0 | 865.17 | -0.0023624 | 870.7014 | 0.00085493 | 667.0998 | 9.6263e-06 | 870.7014 | 0.00050981 | 667.0998 | 5.0292e-06 | 870.7014 | 0.0002125 | 870.4909 | 0.00042228 | 987.6731 | 0.00496 | 870.4909 | 0.0021097 | 987.5266 | 2.6669e-05 | 987.6731 | 0.05409 | 870.4909 | 0.00097282 | 870.7014 | 0.00091361
| 665.0557 | 0.00073368 | 870.9414 | -0.00044023 | 870.7308 | 3.7172e-05 | 665.0557 | 0.0016 | 870.9414 | -0.00076159 | 870.7308 | -0.002292 | 870.7308 | -0.0010007 | 667.2203 | 8.7144e-06 | 870.9414 | 0 | 865.41 | -0.0027488 | 870.9414 | 0 | 665.0557 | 0.00235 | 870.9414 | 0 | 865.41 | -0.0012941 | 870.9414 | 0 | 865.41 | -0.0014846 | 870.9414 | 0 | 667.2203 | 8.947e-06 | 870.9414 | 0 | 667.2203 | 6.5226e-06 | 870.9414 | 0 | 870.7307 | -0.00125 | 987.8416 | 0.0055 | 870.7308 | -0.00053511 | 987.6962 | 5.0004e-05 | 987.8416 | 0.05323 | 870.7307 | -0.00147 | 870.9414 | 0.00059439
| 665.1787 | 0 | 871.1815 | 0.00017945 | 870.9706 | 0.00027637 | 665.1787 | 0 | 871.1815 | -0.00016598 | 870.9706 | 0.00038934 | 870.9706 | 0.00088483 | 667.3408 | 8.4792e-06 | 871.1814 | 0.0014749 | 865.65 | -8.4319e-05 | 871.1814 | 0.0012739 | 665.1787 | 0.00064351 | 871.1814 | 0.001048 | 865.65 | -0.00074527 | 871.1815 | 0.00044231 | 865.65 | -0.00093193 | 871.1814 | 0.0015076 | 667.3408 | 8.7011e-06 | 871.1814 | 0.0013583 | 667.3408 | 6.9509e-06 | 871.1815 | 0.00019583 | 870.9706 | 0.00093643 | 988.0101 | 0.0064 | 870.9706 | 0.0066923 | 987.8658 | 0 | 988.0101 | 0.05216 | 870.9706 | 0.00153 | 871.1815 | 0.0011369
| 665.3017 | 0.00024855 | 871.4215 | -0.00055324 | 871.2105 | -0.00074669 | 665.3017 | 0.00205 | 871.4215 | -0.00074579 | 871.2105 | -0.0015341 | 871.2105 | -0.0013325 | 667.4612 | 8.8152e-06 | 871.4215 | 0 | 865.89 | 0.00059023 | 871.4215 | 0 | 665.3017 | 0.00081839 | 871.4215 | 0 | 865.89 | -0.0004547 | 871.4215 | 0 | 865.89 | -0.00073687 | 871.4215 | 0 | 667.4612 | 9.4272e-06 | 871.4215 | 0 | 667.4612 | 7.2693e-06 | 871.4215 | 0 | 871.2105 | -0.0015 | 988.1786 | 0.00376 | 871.2105 | 0.0017071 | 988.0354 | 3.0002e-05 | 988.1786 | 0.05124 | 871.2105 | -0.00137 | 871.4215 | 0.00015198
| 665.4248 | 0 | 871.6616 | -3.0816e-05 | 871.4504 | -3.5864e-05 | 665.4248 | 0 | 871.6616 | 0.00045838 | 871.4504 | 0.00035302 | 871.4504 | 0.00082566 | 667.5817 | 8.916e-06 | 871.6616 | 0.00087561 | 866.13 | 0.00052277 | 871.6616 | 0.0012573 | 665.4248 | 0.00084224 | 871.6616 | 0.00056976 | 866.13 | 0.0019345 | 871.6616 | 0.00091942 | 866.13 | -0.0012895 | 871.6616 | 0.00077382 | 667.5817 | 8.4201e-06 | 871.6616 | 0.00070923 | 667.5817 | 6.7313e-06 | 871.6616 | 0.00035982 | 871.4504 | 0.00078811 | 988.3471 | 0.0068 | 871.4504 | 0.00031344 | 988.2049 | 0 | 988.3471 | 0.0502 | 871.4504 | 0.00207 | 871.6616 | 0.0012742
| 665.5478 | 0 | 871.9016 | -0.00082848 | 871.6904 | -0.0015053 | 665.5478 | 0.00175 | 871.9016 | -0.00098126 | 871.6904 | -0.0013998 | 871.6904 | -0.0012244 | 667.7022 | 8.2664e-06 | 871.9016 | 0 | 866.37 | -0.00075887 | 871.9016 | 0 | 665.5478 | 0.00098869 | 871.9016 | 0 | 866.37 | -0.0012296 | 871.9016 | 0 | 866.37 | -0.00060684 | 871.9016 | 0 | 667.7022 | 9.7317e-06 | 871.9016 | 0 | 667.7022 | 5.4575e-06 | 871.9016 | 0 | 871.6903 | -0.00188 | 988.5156 | 0.00455 | 871.6904 | 0.00020517 | 988.3745 | 1.0001e-05 | 988.5156 | 0.04926 | 871.6903 | -0.00086806 | 871.9016 | 0.00030785
| 665.6709 | 0 | 872.1417 | 0.0007186 | 871.9303 | 0.00029402 | 665.6709 | 0 | 872.1417 | -0.00016739 | 871.9303 | -0.0012747 | 871.9303 | 0.00093492 | 667.8226 | 7.2695e-06 | 872.1417 | 0.00025422 | 866.61 | 0.0023104 | 872.1417 | 0.0018329 | 665.6709 | 0.00181 | 872.1417 | 0.0014106 | 866.61 | 0.00077218 | 872.1417 | 0.00059873 | 866.61 | 0.0032292 | 872.1417 | 0.00053843 | 667.8226 | 9.919e-06 | 872.1417 | 0.0014232 | 667.8226 | 4.2825e-06 | 872.1417 | 0.00019983 | 871.9303 | 0.0018 | 988.6841 | 0.00649 | 871.9303 | 0.0029274 | 988.5441 | 6.6672e-06 | 988.6841 | 0.0481 | 871.9303 | 0.00103 | 872.1417 | 0.0012489
| 665.794 | 6.8875e-05 | 872.3818 | 0.00020113 | 872.1702 | -0.0001378 | 665.794 | 0.00134 | 872.3818 | -0.00050276 | 872.1702 | -0.0028297 | 872.1702 | -0.0013197 | 667.9431 | 7.7959e-06 | 872.3818 | 0 | 866.85 | -0.0011636 | 872.3818 | 0 | 665.794 | 0.00122 | 872.3818 | 0 | 866.85 | 0.00093361 | 872.3818 | 0 | 866.85 | -0.00076939 | 872.3818 | 0 | 667.9431 | 1.1266e-05 | 872.3818 | 0 | 667.9431 | 2.1413e-06 | 872.3818 | 0 | 872.1702 | -0.00109 | 988.8526 | 0.00596 | 872.1702 | -0.001684 | 988.7137 | 3.0002e-05 | 988.8526 | 0.04683 | 872.1702 | -0.00010666 | 872.3818 | 0.00036978
| 665.917 | 0 | 872.6219 | 0.00038971 | 872.4101 | -0.00022599 | 665.917 | 0 | 872.6219 | 0.00075323 | 872.4101 | 0.00090977 | 872.4101 | 0.00084127 | 668.0636 | 9.0281e-06 | 872.6219 | 0.00092935 | 867.09 | 0.0016358 | 872.6219 | 0.00094593 | 665.917 | 0.00238 | 872.6219 | 0.00091577 | 867.09 | -0.00097128 | 872.6219 | 0.00024732 | 867.09 | -0.00015171 | 872.6219 | 0.00092829 | 668.0636 | 1.0528e-05 | 872.6219 | 0.00052404 | 668.0636 | 3.6347e-06 | 872.6219 | 0.00036417 | 872.4101 | -0.00028141 | 989.0211 | 0.00582 | 872.4101 | 0.004431 | 988.8833 | 2.6669e-05 | 989.0211 | 0.04539 | 872.4101 | 0.00056098 | 872.6219 | 0.001196
| 666.0401 | 0.00017668 | 872.862 | -0.00049777 | 872.6501 | -0.0016052 | 666.0401 | 0.00029479 | 872.862 | -0.00041996 | 872.6501 | -0.0016285 | 872.6501 | -0.0014866 | 668.1841 | 9.6441e-06 | 872.862 | 0 | 867.32 | -0.0017032 | 872.862 | 0 | 666.0401 | 0.00070485 | 872.862 | 0 | 867.32 | 6.1882e-05 | 872.862 | 0 | 867.32 | -0.001322 | 872.862 | 0 | 668.1841 | 1.0469e-05 | 872.862 | 0 | 668.1841 | 4.8096e-06 | 872.862 | 0 | 872.6501 | -0.00106 | 989.1896 | 0.0048 | 872.6501 | 0.001345 | 989.0529 | 3.0002e-05 | 989.1896 | 0.04397 | 872.6501 | -4.9067e-05 | 872.862 | 0.00024213
| 666.1632 | 0 | 873.1021 | -6.8551e-05 | 872.89 | -0.00025799 | 666.1632 | 0 | 873.1021 | 0.00023672 | 872.89 | -0.00076427 | 872.89 | 0.00072039 | 668.3045 | 9.3865e-06 | 873.1021 | 0.00060872 | 867.56 | -0.0017707 | 873.1021 | 0.0011665 | 666.1632 | 0.00169 | 873.1021 | 0.0011878 | 867.56 | -0.00084214 | 873.1021 | 0.00043178 | 867.56 | -0.0033376 | 873.1021 | 0.00051318 | 668.3045 | 1.0341e-05 | 873.1021 | 0.0010043 | 668.3045 | 7.0607e-06 | 873.102 | 0.00035225 | 872.89 | 0.00123 | 989.3581 | 0.00538 | 872.89 | 0.0033769 | 989.2225 | 0 | 989.3581 | 0.04254 | 872.89 | 0.0008167 | 873.1021 | 0.0012693
| 666.2863 | 0.00073368 | 873.3422 | -0.00037403 | 873.13 | -0.00046217 | 666.2863 | 0.00113 | 873.3422 | -0.00083286 | 873.13 | -0.00034464 | 873.13 | -0.0013472 | 668.425 | 8.1656e-06 | 873.3422 | 0 | 867.8 | -0.00072515 | 873.3422 | 0 | 666.2863 | 0.00022234 | 873.3422 | 0 | 867.8 | -0.0012296 | 873.3422 | 0 | 867.8 | 0.0013112 | 873.3422 | 0 | 668.425 | 1.0446e-05 | 873.3422 | 0 | 668.425 | 6.2042e-06 | 873.3422 | 0 | 873.13 | 8.9287e-05 | 989.5266 | 0.00426 | 873.13 | -0.0025828 | 989.3921 | 3.0002e-05 | 989.5266 | 0.04119 | 873.13 | -0.00598 | 873.3422 | 0.00033118
| 666.4095 | 0 | 873.5823 | 0.00061549 | 873.3699 | -0.00020771 | 666.4095 | 0 | 873.5823 | -0.00049143 | 873.3699 | 0.0016619 | 873.3699 | 0.0006694 | 668.5455 | 7.3479e-06 | 873.5823 | 0.00047587 | 868.04 | 0.001231 | 873.5823 | 0.00064871 | 666.4095 | 0.00055835 | 873.5823 | 0.00087444 | 868.04 | -2.6905e-06 | 873.5823 | 0.00035673 | 868.04 | 0.00036844 | 873.5823 | 0.00058738 | 668.5455 | 9.7317e-06 | 873.5823 | 0.00092197 | 668.5455 | 6.5226e-06 | 873.5823 | 0.00022225 | 873.3699 | 2.169e-05 | 989.6951 | 0.00585 | 873.3699 | 0.0026866 | 989.5617 | 6.6672e-06 | 989.6951 | 0.03959 | 873.3699 | 0.00634 | 873.5823 | 0.0013312
| 666.5326 | 0.00048213 | 873.8224 | 9.1832e-06 | 873.6099 | -0.0010623 | 666.5326 | 0.00257 | 873.8224 | -0.00017903 | 873.6099 | -0.0020968 | 873.6099 | -0.0014664 | 668.666 | 7.3591e-06 | 873.8224 | 0 | 868.28 | -0.0015008 | 873.8224 | 0 | 666.5326 | 0.00232 | 873.8224 | 0 | 868.28 | -0.0011973 | 873.8224 | 0 | 868.28 | -0.0020698 | 873.8224 | 0 | 668.666 | 9.2749e-06 | 873.8224 | 0 | 668.666 | 5.7759e-06 | 873.8225 | 0 | 873.6099 | -0.00169 | 989.8636 | 0.0057 | 873.6099 | -0.0017104 | 989.7313 | 0 | 989.8636 | 0.03871 | 873.6099 | -0.00082186 | 873.8224 | 9.6898e-05
| 666.6557 | 0 | 874.0626 | 0.00015499 | 873.8499 | 0.0013865 | 666.6557 | 0 | 874.0626 | -0.00069906 | 873.8499 | -0.00014193 | 873.8499 | 0.00059965 | 668.7865 | 8.0872e-06 | 874.0626 | 0.001716 | 868.52 | 0.002108 | 874.0626 | 0.0021661 | 666.6557 | 0.00072869 | 874.0626 | 0.0022772 | 868.52 | -0.0015202 | 874.0626 | 0.0013681 | 868.52 | -0.00086692 | 874.0626 | 0.0011562 | 668.7865 | 9.4857e-06 | 874.0626 | 0.0017655 | 668.7865 | 5.4575e-06 | 874.0626 | 0.0005613 | 873.8499 | 0.00124 | 990.0321 | 0.00529 | 873.8499 | 0.0030855 | 989.9009 | 0 | 990.0321 | 0.03723 | 873.8499 | 0.0011 | 874.0626 | 0.0016017
| 666.7789 | 0 | 874.3027 | -0.0011742 | 874.0898 | -0.00090594 | 666.7789 | 0.00048552 | 874.3027 | -0.00066693 | 874.0898 | -0.0010862 | 874.0898 | -0.0011658 | 668.907 | 8.86e-06 | 874.3027 | 0 | 868.76 | -0.0013997 | 874.3027 | 0 | 666.7789 | 0.00116 | 874.3027 | 0 | 868.76 | -0.00032556 | 874.3027 | 0 | 868.76 | -0.0021998 | 874.3027 | 0 | 668.907 | 1.1149e-05 | 874.3027 | 0 | 668.907 | 6.5226e-06 | 874.3027 | 0 | 874.0898 | -0.00096547 | 990.2006 | 0.00543 | 874.0898 | -5.757e-05 | 990.0706 | 1.0001e-05 | 990.2006 | 0.03697 | 874.0898 | -0.00101 | 874.3027 | 0.00026422
| 666.902 | 0 | 874.5428 | 0.00048714 | 874.3298 | -0.00039321 | 666.902 | 0 | 874.5428 | 0.00020491 | 874.3298 | -2.8736e-05 | 874.3298 | 0.00065242 | 669.0274 | 9.3305e-06 | 874.5429 | 0.0013924 | 869 | 0.0015684 | 874.5429 | 0.00098846 | 666.902 | 0.00072869 | 874.5429 | 0.0014594 | 869 | 0.0004816 | 874.5428 | 0.00092684 | 869 | 0.0013112 | 874.5429 | 0.0013067 | 669.0274 | 1.0013e-05 | 874.5429 | 0.0019953 | 669.0274 | 6.6324e-06 | 874.5429 | 0.00036055 | 874.3298 | 0.00136 | 990.3691 | 0.00712 | 874.3298 | 0.0025664 | 990.2402 | 6.6672e-06 | 990.3691 | 0.0354 | 874.3298 | 0.00167 | 874.5428 | 0.0013096
| 667.0252 | 0.00019465 | 874.783 | -0.00090157 | 874.5698 | -0.0015175 | 667.0252 | 0.00121 | 874.783 | -0.00066019 | 874.5698 | -0.0020933 | 874.5698 | -0.0015441 | 669.1479 | 9.5433e-06 | 874.783 | 0 | 869.24 | -0.0019057 | 874.783 | 0 | 667.0252 | 0.00167 | 874.783 | 0 | 869.24 | -0.0017461 | 874.783 | 0 | 869.24 | -0.00096444 | 874.783 | 0 | 669.1479 | 1.1184e-05 | 874.783 | 0 | 669.1479 | 7.4889e-06 | 874.783 | 0 | 874.5698 | -0.00032366 | 990.5376 | 0.00452 | 874.5698 | 0.0024072 | 990.4098 | 3.0002e-05 | 990.5376 | 0.03521 | 874.5698 | -0.00177 | 874.783 | 0.00045634
| 667.1484 | 0.00014397 | 875.0232 | 0.00018406 | 874.8098 | -0.00063185 | 667.1484 | 0 | 875.0232 | 0.00011224 | 874.8098 | 0.00025018 | 874.8098 | 0.0006489 | 669.2684 | 9.7561e-06 | 875.0232 | 0.00041205 | 869.48 | 0.00069142 | 875.0232 | 0.00032256 | 667.1484 | 0.00303 | 875.0232 | 0.00044205 | 869.48 | -0.00055155 | 875.0232 | 0.00036701 | 869.48 | 0.0002384 | 875.0232 | 0.00053659 | 669.2684 | 9.5443e-06 | 875.0232 | 0.0015733 | 669.2684 | 5.9846e-06 | 875.0232 | 0.0004146 | 874.8098 | 0.00063726 | 990.7061 | 0.00545 | 874.8098 | -0.0019098 | 990.5794 | 0 | 990.7061 | 0.03382 | 874.8098 | 0.002 | 875.0232 | 0.001184
| 667.2716 | 0.00078757 | 875.2634 | -0.00057733 | 875.0498 | -0.00014583 | 667.2716 | 0.00179 | 875.2634 | -0.00048807 | 875.0498 | -0.0028893 | 875.0498 | -0.0013264 | 669.3889 | 9.1065e-06 | 875.2634 | 0 | 869.72 | -0.00059023 | 875.2634 | 0 | 667.2716 | 0.0034 | 875.2634 | 0 | 869.72 | -0.0018108 | 875.2634 | 0 | 869.72 | -0.0010295 | 875.2634 | 0 | 669.3889 | 1.1043e-05 | 875.2634 | 0 | 669.3889 | 7.9172e-06 | 875.2634 | 0 | 875.0498 | -0.00043636 | 990.8746 | 0.00535 | 875.0498 | 0.0024422 | 990.749 | 1.0001e-05 | 990.8746 | 0.03371 | 875.0498 | -0.00172 | 875.2634 | 0.00033218
| 667.3948 | 0 | 875.5035 | 0.00061813 | 875.2898 | -0.00046543 | 667.3948 | 0 | 875.5035 | -0.00071779 | 875.2898 | -0.00028821 | 875.2898 | 0.00075772 | 669.5094 | 8.2664e-06 | 875.5036 | 0.0014618 | 869.96 | -0.00079259 | 875.5036 | 0.00062886 | 667.3948 | 0.00141 | 875.5036 | 0.00063988 | 869.96 | -0.00093899 | 875.5035 | 0 | 869.96 | 0.00062851 | 875.5036 | 0.00017804 | 669.5094 | 9.5209e-06 | 875.5036 | 0.0008219 | 669.5094 | 9.4106e-06 | 875.5035 | 0.00026244 | 875.2898 | 0.00082472 | 991.0431 | 0.00594 | 875.2898 | 0.00067762 | 990.9186 | 6.6672e-06 | 991.0431 | 0.03278 | 875.2898 | 0.00056536 | 875.5035 | 0.0011259
| 667.518 | 0.00057197 | 875.7438 | 0.00087205 | 875.5299 | -0.00099737 | 667.518 | 0.0014 | 875.7438 | -0.00032127 | 875.5299 | -0.002358 | 875.5299 | -0.00161 | 669.6299 | 8.0872e-06 | 875.7438 | 0 | 870.2 | -0.0014334 | 875.7438 | 0 | 667.518 | 0.00252 | 875.7438 | 0 | 870.2 | -0.0013909 | 875.7438 | 0 | 870.2 | -0.001257 | 875.7438 | 0 | 669.6299 | 9.9776e-06 | 875.7438 | 0 | 669.6299 | 1.1222e-05 | 875.7438 | 0 | 875.5299 | -0.00137 | 991.2117 | 0.00601 | 875.5299 | -0.0045165 | 991.0883 | 1.0001e-05 | 991.2117 | 0.03286 | 875.5299 | -0.00142 | 875.7438 | 0.00011732
| 667.6412 | 0 | 875.9839 | 0.00070118 | 875.7699 | 0.00036954 | 667.6412 | 0 | 875.9839 | -0.00021388 | 875.7699 | 0.0008655 | 875.7699 | 0.00077354 | 669.7504 | 7.6951e-06 | 875.984 | 0.0020723 | 870.44 | 0.00042159 | 875.984 | 0.00061359 | 667.6412 | 0.00158 | 875.984 | 0.0005766 | 870.44 | 0.0002556 | 875.9839 | 0.00054639 | 870.44 | 0.00010836 | 875.984 | 0.0011772 | 669.7504 | 9.193e-06 | 875.984 | 0.001179 | 669.7504 | 9.3008e-06 | 875.984 | 0.00030121 | 875.7699 | 0.00064259 | 991.3802 | 0.00577 | 875.7699 | 0.0050116 | 991.2579 | 6.6672e-06 | 991.3802 | 0.03258 | 875.7699 | 0.00119 | 875.9839 | 0.0012492
| 667.7644 | 0.00066181 | 876.2242 | -0.00080191 | 876.0099 | -0.00088146 | 667.7644 | 0.00175 | 876.2242 | -0.00079736 | 876.0099 | -0.0010835 | 876.0099 | -0.001799 | 669.8709 | 9.5209e-06 | 876.2242 | 0 | 870.68 | -0.0018719 | 876.2242 | 0 | 667.7644 | 0.00201 | 876.2242 | 0 | 870.68 | 0.0011919 | 876.2242 | 0 | 870.68 | -0.0015822 | 876.2242 | 0 | 669.8709 | 9.7082e-06 | 876.2242 | 0 | 669.8709 | 5.9846e-06 | 876.2242 | 0 | 876.0099 | -0.00129 | 991.5487 | 0.00719 | 876.0099 | 0.0003228 | 991.4275 | 3.0002e-05 | 991.5487 | 0.03309 | 876.0099 | -0.00153 | 876.2242 | 0.00027185
| 667.8877 | 0 | 876.4644 | 0.00096509 | 876.25 | -0.00033175 | 667.8877 | 0 | 876.4644 | -0.00011551 | 876.25 | 0.0013896 | 876.25 | 0.00085028 | 669.9914 | 9.1065e-06 | 876.4644 | 0.0006221 | 870.92 | 0.00065769 | 876.4644 | 0.00086064 | 667.8877 | 0.00098419 | 876.4644 | 0.00030726 | 870.92 | 9.4169e-05 | 876.4644 | 0.00045537 | 870.92 | 0.0009536 | 876.4644 | 0.0010688 | 669.9914 | 9.4272e-06 | 876.4644 | 0.0012043 | 669.9914 | 4.601e-06 | 876.4644 | 0.0003622 | 876.25 | 0.00083684 | 991.7172 | 0.00605 | 876.25 | -1.7802e-05 | 991.5972 | 6.6672e-06 | 991.7172 | 0.0334 | 876.25 | -0.00028864 | 876.4644 | 0.0012501
| 668.0109 | 0.00084148 | 876.7046 | -5.9534e-05 | 876.49 | -0.0011997 | 668.0109 | 0.00172 | 876.7046 | -0.00068743 | 876.49 | -0.0019226 | 876.49 | -0.0014311 | 670.1119 | 9.8569e-06 | 876.7046 | 0 | 871.16 | -0.0014672 | 876.7046 | 0 | 668.0109 | 0.00176 | 876.7046 | 0 | 871.16 | -0.0010358 | 876.7046 | 0 | 871.16 | -0.0020698 | 876.7046 | 0 | 670.1119 | 1.0469e-05 | 876.7046 | 0 | 670.1119 | 4.1727e-06 | 876.7046 | 0 | 876.49 | -0.00126 | 991.8857 | 0.00584 | 876.49 | -0.0011265 | 991.7668 | 1.0001e-05 | 991.8857 | 0.03422 | 876.49 | -0.00131 | 876.7046 | 0.0002886
| 668.1341 | 0 | 876.9448 | 0.00089775 | 876.7301 | -0.00023681 | 668.1341 | 0 | 876.9448 | -5.5491e-05 | 876.7301 | 0.0002236 | 876.7301 | 0.00057282 | 670.2324 | 8.9384e-06 | 876.9448 | 0.00070186 | 871.4 | 0.00011805 | 876.9448 | 0.0010344 | 668.1341 | 0.0022 | 876.9448 | 0.00097118 | 871.4 | 0.0004816 | 876.9448 | 0.00022981 | 871.4 | 0.00059601 | 876.9448 | 0.00050327 | 670.2324 | 9.7668e-06 | 876.9448 | 0.00070375 | 670.2324 | 5.1281e-06 | 876.9448 | 0.00028704 | 876.7301 | 0.00031906 | 992.0542 | 0.00619 | 876.7301 | 0.0012175 | 991.9364 | 6.6672e-06 | 992.0542 | 0.03484 | 876.7301 | 0.00273 | 876.9448 | 0.0015368
| 668.2574 | 5.091e-05 | 877.1851 | 0.00026338 | 876.9701 | -0.0011068 | 668.2574 | 0.00109 | 877.1851 | -0.00047522 | 876.9701 | -0.0019669 | 876.9701 | -0.0013968 | 670.3529 | 8.1656e-06 | 877.1851 | 0 | 871.64 | 0.0020068 | 877.1851 | 0 | 668.2574 | 0.00193 | 877.1851 | 0 | 871.64 | -0.00097128 | 877.1851 | 0 | 871.64 | -0.00018422 | 877.1851 | 0 | 670.3529 | 1.0165e-05 | 877.1851 | 0 | 670.3529 | 5.3477e-06 | 877.1851 | 0 | 876.9701 | -0.00145 | 992.2227 | 0.00545 | 876.9701 | 0.00039891 | 992.1061 | 3.0002e-05 | 992.2227 | 0.03493 | 876.9701 | -0.00026084 | 877.1851 | 0.00025994
| 668.3807 | 0 | 877.4253 | 0.00061908 | 877.2102 | 0.00012786 | 668.3807 | 0.00019118 | 877.4253 | -0.00010517 | 877.2102 | 4.3578e-05 | 877.2102 | 0.0010324 | 670.4734 | 8.8152e-06 | 877.4253 | 0.0015042 | 871.88 | 0.00072515 | 877.4253 | 0.0020197 | 668.3807 | 0.00167 | 877.4253 | 0.00088097 | 871.88 | -0.0012296 | 877.4253 | 0.0007011 | 871.88 | -0.00076939 | 877.4253 | 0.00079309 | 670.4734 | 9.2398e-06 | 877.4253 | 0.0010424 | 670.4734 | 7.3791e-06 | 877.4253 | 0.00022877 | 877.2102 | 0.00060127 | 992.3912 | 0.0071 | 877.2102 | 0.00352 | 992.2757 | 0 | 992.3912 | 0.03522 | 877.2102 | 0.00249 | 877.4253 | 0.0014328
| 668.504 | 0.00041025 | 877.6656 | -2.2035e-05 | 877.4503 | -0.000746 | 668.504 | 0.00027745 | 877.6656 | -0.00095079 | 877.4503 | -0.0010304 | 877.4503 | -0.0013221 | 670.5939 | 7.6167e-06 | 877.6656 | 0 | 872.12 | -0.0001855 | 877.6656 | 0 | 668.504 | 0.00033588 | 877.6656 | 0 | 872.12 | -0.002521 | 877.6656 | 0 | 872.12 | -0.0016797 | 877.6656 | 0 | 670.5939 | 9.3452e-06 | 877.6656 | 0 | 670.5939 | 7.9172e-06 | 877.6656 | 0 | 877.4502 | -0.00049287 | 992.5598 | 0.00598 | 877.4503 | -0.0014169 | 992.4453 | 3.0002e-05 | 992.5598 | 0.03404 | 877.4502 | -0.00080901 | 877.6656 | 0.00036764
| 668.6273 | 0 | 877.9058 | 0.00059409 | 877.6903 | -0.00042128 | 668.6273 | 0 | 877.9058 | 0.00049943 | 877.6903 | 0.00028523 | 877.6903 | 0.00073955 | 670.7144 | 8.188e-06 | 877.9058 | 0.0011487 | 872.36 | -0.00038786 | 877.9058 | 0.0010514 | 668.6273 | 0.00155 | 877.9058 | 0.00073862 | 872.36 | 0.0011596 | 877.9058 | 0.00084362 | 872.36 | 0.0011162 | 877.9058 | 0.0013246 | 670.7144 | 9.7668e-06 | 877.9058 | 0.001135 | 670.7144 | 7.0607e-06 | 877.9058 | 0.00023208 | 877.6903 | 5.2407e-05 | 992.7283 | 0.00575 | 877.6903 | 0.0057805 | 992.615 | 6.6672e-06 | 992.7283 | 0.03395 | 877.6903 | 0.0017 | 877.9058 | 0.0009934
| 668.7506 | 0.00165 | 878.1461 | -9.6973e-05 | 877.9304 | 3.3201e-05 | 668.7506 | 0.00091902 | 878.1461 | -0.00078346 | 877.9304 | -0.0020299 | 877.9304 | -0.0016112 | 670.8349 | 6.6758e-06 | 878.1461 | 0 | 872.6 | -0.0019731 | 878.1461 | 0 | 668.7506 | 0.0015 | 878.1461 | 0 | 872.6 | -0.0024564 | 878.1461 | 0 | 872.6 | -0.0033376 | 878.1461 | 0 | 670.8349 | 9.2398e-06 | 878.1461 | 0 | 670.8349 | 5.3477e-06 | 878.1461 | 0 | 877.9304 | -0.0019 | 992.8968 | 0.00538 | 877.9304 | -0.0025745 | 992.7846 | 5.0004e-05 | 992.8968 | 0.03132 | 877.9304 | -0.00056712 | 878.1461 | 0.00048536
| 668.8739 | 0 | 878.3864 | 0.00053926 | 878.1705 | 0.00056726 | 668.8739 | 0 | 878.3864 | -6.0958e-05 | 878.1705 | -0.0004879 | 878.1705 | 0.0012941 | 670.9554 | 8.1656e-06 | 878.3864 | 0.00072645 | 872.84 | 0.0018381 | 878.3864 | 0.0019685 | 668.8739 | 0.00061512 | 878.3864 | 0.0019237 | 872.84 | 0.0016117 | 878.3864 | 0.0010705 | 872.84 | 0.00075855 | 878.3864 | 0.0012915 | 670.9554 | 9.5911e-06 | 878.3864 | 0.001987 | 670.9554 | 4.8096e-06 | 878.3863 | 0.00043038 | 878.1705 | 0.00181 | 993.0653 | 0.00545 | 878.1705 | 0.0022582 | 992.9543 | 6.6672e-06 | 993.0653 | 0.03078 | 878.1705 | 0.00225 | 878.3864 | 0.0015965
| 668.9972 | 5.091e-05 | 878.6266 | 0.00010064 | 878.4106 | -0.00056422 | 668.9972 | 0.00106 | 878.6266 | -0.00046231 | 878.4106 | -0.0017289 | 878.4106 | -0.0017903 | 671.076 | 8.3224e-06 | 878.6267 | 0 | 873.08 | 0.0010961 | 878.6267 | 0 | 668.9972 | 0.00215 | 878.6267 | 0 | 873.08 | -0.0027792 | 878.6266 | 0 | 873.08 | -0.00099695 | 878.6267 | 0 | 671.076 | 8.7245e-06 | 878.6267 | 0 | 671.076 | 5.3477e-06 | 878.6267 | 0 | 878.4106 | -0.00106 | 993.2338 | 0.00508 | 878.4106 | -0.00092623 | 993.1239 | 0 | 993.2338 | 0.02869 | 878.4106 | -0.00116 | 878.6266 | 0.00044627
| 669.1205 | 0 | 878.8669 | 0.00055681 | 878.6507 | -0.00073357 | 669.1205 | 0 | 878.8669 | 0.00029746 | 878.6507 | -0.00058309 | 878.6507 | 0.00085453 | 671.1965 | 8.2216e-06 | 878.8669 | 0.00042884 | 873.32 | 0.0036257 | 878.8669 | 0.0011899 | 669.1205 | 0.00033123 | 878.8669 | 0.00089575 | 873.32 | 0.001547 | 878.8669 | 0 | 873.32 | 0.00075855 | 878.8669 | 1.0222e-05 | 671.1965 | 8.2561e-06 | 878.8669 | 0.0013225 | 671.1965 | 5.5563e-06 | 878.8669 | 0.00027714 | 878.6507 | 0.00171 | 993.4023 | 0.00719 | 878.6507 | 0.0024294 | 993.2936 | 6.6672e-06 | 993.4023 | 0.02829 | 878.6507 | 0.00275 | 878.8669 | 0.0011663
| 669.2439 | 0.00010482 | 879.1072 | -0.00080714 | 878.8908 | -0.0011953 | 669.2439 | 0.00123 | 879.1072 | -0.00036472 | 878.8908 | -0.0026724 | 878.8908 | -0.0016961 | 671.317 | 8.2104e-06 | 879.1072 | 0 | 873.56 | -0.0017707 | 879.1072 | 0 | 669.2439 | 0.00127 | 879.1072 | 0 | 873.56 | -0.0010036 | 879.1072 | 0 | 873.56 | -0.00099695 | 879.1072 | 0 | 671.317 | 7.3544e-06 | 879.1072 | 0 | 671.317 | 4.9194e-06 | 879.1072 | 0 | 878.8908 | -0.00167 | 993.5708 | 0.00647 | 878.8908 | 0.00039444 | 993.4633 | 1.0001e-05 | 993.5708 | 0.02729 | 878.8908 | -0.0011 | 879.1072 | 0.00022223
| 669.3672 | 0 | 879.3475 | -0.00030606 | 879.131 | -0.00050822 | 669.3672 | 0 | 879.3475 | -0.0004005 | 879.131 | -0.00089355 | 879.131 | 0.00076666 | 671.4375 | 8.0536e-06 | 879.3475 | 0.00081951 | 873.8 | -0.0011636 | 879.3475 | 0.00093818 | 669.3672 | 0.00203 | 879.3475 | 0.0007767 | 873.8 | 0.0012242 | 879.3475 | 0.00020397 | 873.8 | 0.0011487 | 879.3475 | 0.00037425 | 671.4375 | 7.0382e-06 | 879.3475 | 0.001241 | 671.4375 | 5.2379e-06 | 879.3475 | 0.00027366 | 879.131 | 0.00072471 | 993.7394 | 0.00476 | 879.131 | 0.002189 | 993.6329 | 6.6672e-06 | 993.7394 | 0.02661 | 879.131 | 0.00209 | 879.3475 | 0.0011063
| 669.4906 | 0 | 879.5879 | -0.00075071 | 879.3711 | -0.00092813 | 669.4906 | 0.00076297 | 879.5879 | -0.00061259 | 879.3711 | -0.0010594 | 879.3711 | -0.001745 | 671.558 | 9.3641e-06 | 879.5879 | 0 | 874.04 | -0.0010287 | 879.5879 | 0 | 669.4906 | 0.00193 | 879.5879 | 0 | 874.04 | -0.0029407 | 879.5879 | 0 | 874.04 | 0.00010836 | 879.5879 | 0 | 671.558 | 8.5606e-06 | 879.5879 | 0 | 671.558 | 7.3791e-06 | 879.5879 | 0 | 879.3711 | -0.00038472 | 993.9079 | 0.00417 | 879.3711 | -0.0037538 | 993.8026 | 1.0001e-05 | 993.9079 | 0.02716 | 879.3711 | -0.00121 | 879.5879 | 8.7339e-05
| 669.614 | 5.399e-05 | 879.8282 | 0.0014309 | 879.6112 | -0.00083619 | 669.614 | 0 | 879.8282 | -0.0003542 | 879.6112 | -0.00029364 | 879.6112 | 0.001161 | 671.6785 | 8.58e-06 | 879.8282 | 0.0011037 | 874.28 | 5.0592e-05 | 879.8282 | 0.00095397 | 669.614 | 0.00084224 | 879.8282 | 0.00036773 | 874.28 | 0.0009659 | 879.8282 | 0.00028161 | 874.28 | 0.0017338 | 879.8282 | 0.00066653 | 671.6785 | 8.7831e-06 | 879.8282 | 0.001423 | 671.6785 | 8.4443e-06 | 879.8282 | 0.0002726 | 879.6112 | 0.00165 | 994.0764 | 0.00647 | 879.6112 | 0.005385 | 993.9722 | 6.6672e-06 | 994.0764 | 0.02657 | 879.6112 | 0.00137 | 879.8282 | 0.00133
| 669.7373 | 0.0004462 | 880.0685 | -0.00013101 | 879.8514 | -0.00014717 | 669.7373 | 0.00084967 | 880.0685 | -9.0537e-05 | 879.8514 | -0.0024696 | 879.8514 | -0.0017085 | 671.7991 | 8.6584e-06 | 880.0685 | 0 | 874.52 | -0.00048905 | 880.0685 | 0 | 669.7373 | 0.00133 | 880.0685 | 0 | 874.52 | -0.0014878 | 880.0685 | 0 | 874.52 | 0.00027091 | 880.0685 | 0 | 671.7991 | 9.1812e-06 | 880.0685 | 0 | 671.7991 | 8.016e-06 | 880.0685 | 0 | 879.8514 | -0.00075722 | 994.2449 | 0.0054 | 879.8514 | 0.0010543 | 994.1419 | 1.0001e-05 | 994.2449 | 0.02781 | 879.8514 | -0.00648 | 880.0685 | 4.082e-05
| 669.8607 | 0 | 880.3088 | 0.00050142 | 880.0915 | 0.00039784 | 669.8607 | 0 | 880.3088 | 0.00011512 | 880.0915 | 0.00073075 | 880.0915 | 0.00085362 | 671.9196 | 7.4375e-06 | 880.3089 | 0.0012062 | 874.76 | 0.00021923 | 880.3089 | 0.00091355 | 669.8607 | 0.00198 | 880.3089 | 0.0018319 | 874.76 | -0.0021982 | 880.3088 | 0.00058708 | 874.76 | 0.00027091 | 880.3089 | 0.0016553 | 671.9196 | 8.584e-06 | 880.3089 | 0.0010006 | 671.9196 | 7.2693e-06 | 880.3088 | 0.00022619 | 880.0915 | 0.00175 | 994.4134 | 0.008 | 880.0915 | 0.0040764 | 994.3116 | 0 | 994.4134 | 0.02688 | 880.0915 | 0.00579 | 880.3088 | 0.0013395
| 669.9841 | 0.00089539 | 880.5492 | 0.0001555 | 880.3317 | -0.0010704 | 669.9841 | 0.00065893 | 880.5492 | -0.00048438 | 880.3317 | -0.0025017 | 880.3317 | -0.0017288 | 672.0401 | 4.7941e-06 | 880.5492 | 0 | 875 | 0.00079259 | 880.5492 | 0 | 669.9841 | 0.00067647 | 880.5492 | 0 | 875 | 0.0010628 | 880.5492 | 0 | 875 | -0.0016472 | 880.5492 | 0 | 672.0401 | 5.9725e-06 | 880.5492 | 0 | 672.0401 | 5.5563e-06 | 880.5492 | 0 | 880.3317 | -0.00234 | 994.582 | 0.00542 | 880.3317 | 0.00032559 | 994.4812 | 1.0001e-05 | 994.582 | 0.02627 | 880.3317 | -0.00098689 | 880.5492 | 0.00010203
| 670.1075 | 0 | 880.7896 | 4.5359e-05 | 880.5718 | -0.00079968 | 670.1075 | 0 | 880.7896 | -0.00011934 | 880.5718 | -0.0024843 | 880.5718 | -0.0014681 | 672.1606 | 1.6085e-05 | 880.7895 | 0 | 875.24 | -0.00086005 | 880.7895 | 0 | 670.1075 | 0.00104 | 880.7895 | 0 | 875.24 | -0.0023596 | 880.7896 | 0 | 875.24 | -0.00060684 | 880.7895 | 0 | 672.1606 | 1.7203e-05 | 880.7895 | 0 | 672.1606 | 1.3792e-05 | 880.7895 | 0 | 880.5718 | -0.00064731 | 994.7505 | 0.00622 | 880.5718 | 0.00042818 | 994.6509 | 0 | 994.7505 | 0.02591 | 880.5718 | -0.00197 | 880.7896 | 0.00014483
| 670.2309 | 0 | 881.0299 | 0.0011966 | 880.812 | 0.00021107 | 670.2309 | 0.00125 | 881.0299 | 0.00014014 | 880.812 | 0.0013227 | 880.812 | 0.0011093 | 672.2812 | 1.418e-05 | 881.0299 | 0.00052129 | 875.48 | 0.00038786 | 881.0299 | 0.0009206 | 670.2309 | 0.00261 | 881.0299 | 0.0010451 | 875.48 | -0.00077756 | 881.0299 | 0.00064308 | 875.48 | -0.00060684 | 881.0299 | 0.00033957 | 672.2812 | 1.4252e-05 | 881.0299 | 0.001651 | 672.2812 | 1.0695e-05 | 881.0299 | 0.00033249 | 880.812 | -0.00010421 | 994.919 | 0.00642 | 880.812 | 0.0023192 | 994.8206 | 5.0004e-05 | 994.919 | 0.02462 | 880.812 | 0.00128 | 881.0299 | 0.0012256
| 670.3544 | 0 | 881.2703 | 0.00045943 | 881.0522 | -0.0011486 | 670.3544 | 0 | 881.2703 | -0.00024879 | 881.0522 | -0.002897 | 881.0522 | -0.0017545 | 672.4017 | 2.7879e-05 | 881.2703 | 0 | 875.72 | 0.00062396 | 881.2703 | 0 | 670.3544 | 0.00189 | 881.2703 | 0 | 875.72 | 0.0025479 | 881.2703 | 0 | 875.72 | 0.0010836 | 881.2703 | 0 | 672.4017 | 2.8434e-05 | 881.2703 | 0 | 672.4017 | 2.1599e-05 | 881.2703 | 0 | 881.0522 | -0.00114 | 995.0875 | 0.0077 | 881.0522 | 0.0022591 | 994.9902 | 0 | 995.0875 | 0.02535 | 881.0522 | -0.00155 | 881.2703 | 8.2208e-05
| 670.4778 | 0.00106 | 881.5107 | 0.0010061 | 881.2923 | -0.00037674 | 670.4778 | 0.00144 | 881.5107 | 0.00032319 | 881.2923 | -0.00096882 | 881.2923 | 0.0010235 | 672.5222 | 1.4192e-05 | 881.5107 | 0.00074265 | 875.96 | -0.00021923 | 881.5107 | 0.00091724 | 670.4778 | 0.00238 | 881.5107 | 0.00048537 | 875.96 | -0.00035784 | 881.5107 | 0.00071884 | 875.96 | -5.4182e-05 | 881.5107 | 0.0011578 | 672.5222 | 1.4287e-05 | 881.5107 | 0.0018948 | 672.5222 | 1.1124e-05 | 881.5107 | 0.00023414 | 881.2923 | 0.00099344 | 995.256 | 0.00571 | 881.2923 | 0.00047371 | 995.1599 | 5.0004e-05 | 995.256 | 0.02233 | 881.2923 | 0.00085664 | 881.5107 | 0.0012394
| 670.6013 | 0 | 881.751 | 0.00017349 | 881.5325 | -0.00059212 | 670.6013 | 0 | 881.751 | -0.00070847 | 881.5325 | -0.0031375 | 881.5325 | -0.0017959 | 672.6428 | 2.6569e-05 | 881.751 | 0 | 876.2 | -0.0012985 | 881.751 | 0 | 670.6013 | 0.00135 | 881.751 | 0 | 876.2 | 0.00054618 | 881.751 | 0 | 876.2 | -0.00015171 | 881.751 | 0 | 672.6428 | 2.9207e-05 | 881.751 | 0 | 672.6428 | 2.3521e-05 | 881.751 | 0 | 881.5325 | -0.00232 | 995.4246 | 0.00541 | 881.5325 | 0.00010264 | 995.3296 | 0 | 995.4246 | 0.02237 | 881.5325 | -0.0015 | 881.751 | 9.3015e-05
| 670.7247 | 0.00075165 | 881.9915 | 0.00092898 | 881.7727 | 0.00056614 | 670.7247 | 0.00095371 | 881.9915 | 0.0006109 | 881.7727 | 0.00046659 | 881.7727 | 0.0012332 | 672.7633 | 1.2702e-05 | 881.9914 | 0.00062415 | 876.44 | 0.0013322 | 881.9914 | 0.0017038 | 670.7247 | 0.00105 | 881.9914 | 0.0017559 | 876.44 | 9.4169e-05 | 881.9915 | 0.0014295 | 876.44 | -0.00063934 | 881.9914 | 0.00078257 | 672.7633 | 1.5002e-05 | 881.9914 | 0.0013481 | 672.7633 | 1.2408e-05 | 881.9915 | 0.00046786 | 881.7727 | 0.00222 | 995.5931 | 0.00651 | 881.7727 | -0.0012377 | 995.4993 | 5.0004e-05 | 995.5931 | 0.01948 | 881.7727 | 0.0006454 | 881.9915 | 0.0014085
| 670.8482 | 0 | 882.2318 | -0.00039224 | 882.0129 | -0.0013377 | 670.8482 | 0 | 882.2318 | -0.00066366 | 882.0129 | -0.0015189 | 882.0129 | -0.00174 | 672.8838 | 2.6031e-05 | 882.2318 | 0 | 876.68 | -0.0001855 | 882.2318 | 0 | 670.8482 | 0.00175 | 882.2318 | 0 | 876.68 | -9.9549e-05 | 882.2318 | 0 | 876.68 | 0.0022864 | 882.2318 | 0 | 672.8838 | 3.087e-05 | 882.2318 | 0 | 672.8838 | 2.7375e-05 | 882.2318 | 0 | 882.0129 | -0.00155 | 995.7616 | 0.00524 | 882.0129 | -0.0027299 | 995.6689 | 0 | 995.7616 | 0.01972 | 882.0129 | -0.00153 | 882.2318 | 8.0195e-05
| 670.9716 | 0.00199 | 882.4722 | 0.00058821 | 882.2531 | 0.00041112 | 670.9716 | 0.00084967 | 882.4722 | 0.00018248 | 882.2531 | 0.0009611 | 882.2531 | 0.0011016 | 673.0044 | 1.3632e-05 | 882.4722 | 0.0018101 | 876.92 | -0.00035414 | 882.4722 | 0.0016963 | 670.9716 | 0.00283 | 882.4722 | 0.0016475 | 876.92 | -0.00039012 | 882.4722 | 0.00084149 | 876.92 | -0.0010295 | 882.4722 | 0.00221 | 673.0044 | 1.6055e-05 | 882.4722 | 0.00097663 | 673.0044 | 1.5186e-05 | 882.4722 | 0.00031854 | 882.2531 | 0.00219 | 995.9302 | 0.00614 | 882.2531 | 0.005501 | 995.8386 | 6.9993e-05 | 995.9302 | 0.01763 | 882.2531 | 0.00122 | 882.4722 | 0.0016177
| 671.0951 | 0 | 882.7126 | 2.4457e-05 | 882.4933 | -0.00070035 | 671.0951 | 0 | 882.7126 | -0.0010793 | 882.4933 | -0.002506 | 882.4933 | -0.0016618 | 673.1249 | 2.7846e-05 | 882.7126 | 0 | 877.16 | 0.00045532 | 882.7126 | 0 | 671.0951 | 0.00124 | 882.7126 | 0 | 877.16 | -0.0020367 | 882.7126 | 0 | 877.16 | -0.00080189 | 882.7126 | 0 | 673.1249 | 3.1982e-05 | 882.7126 | 0 | 673.1249 | 2.6947e-05 | 882.7127 | 0 | 882.4933 | -0.0011 | 996.0987 | 0.00517 | 882.4933 | -0.0048666 | 996.0083 | 0 | 996.0987 | 0.01757 | 882.4933 | -0.00101 | 882.7126 | 0.00022266
| 671.2186 | 0.00096726 | 882.9531 | 0.00029898 | 882.7336 | -0.00057689 | 671.2186 | 0.00127 | 882.9531 | 4.9212e-05 | 882.7336 | 0.00052502 | 882.7336 | 0.00023249 | 673.2455 | 1.4449e-05 | 882.9531 | 0.0013995 | 877.4 | -0.0022766 | 882.9531 | 0.00088446 | 671.2186 | 0.00232 | 882.9531 | 0 | 877.4 | 0.0012565 | 882.9531 | 0 | 877.4 | -0.00073687 | 882.9531 | 0.0016438 | 673.2455 | 1.6255e-05 | 882.9531 | 0.0018907 | 673.2455 | 1.2189e-05 | 882.9531 | 0.00022467 | 882.7336 | 0.00071345 | 996.2672 | 0.0041 | 882.7336 | -0.0010915 | 996.178 | 3.0002e-05 | 996.2672 | 0.01565 | 882.7336 | 0.00133 | 882.9531 | 0.0015539
| 671.3421 | 0 | 883.1935 | -0.00096131 | 882.9738 | -0.00071426 | 671.3421 | 0 | 883.1935 | -0.00053654 | 882.9738 | -0.0014018 | 882.9738 | -0.0018714 | 673.366 | 2.77e-05 | 883.1935 | 0 | 877.64 | -0.00035414 | 883.1935 | 0 | 671.3421 | 0.00127 | 883.1935 | 0 | 877.64 | -0.0022951 | 883.1935 | 0 | 877.64 | -0.00067186 | 883.1935 | 0 | 673.366 | 3.0542e-05 | 883.1935 | 0 | 673.366 | 2.3312e-05 | 883.1935 | 0 | 882.9738 | -0.00096592 | 996.4357 | 0.00629 | 882.9738 | -0.00033517 | 996.3477 | 0 | 996.4357 | 0.01572 | 882.9738 | -0.0012 | 883.1935 | 0.00010954
| 671.4657 | 0.00087741 | 883.4339 | -9.339e-06 | 883.214 | -6.4598e-05 | 671.4657 | 0.00173 | 883.4339 | 0.00013593 | 883.214 | 0.0024429 | 883.214 | 0.00090402 | 673.4865 | 1.3464e-05 | 883.4339 | 0.0012426 | 877.88 | -0.00042159 | 883.4339 | 0.00076766 | 671.4657 | 0.00036425 | 883.4339 | 0.00081014 | 877.88 | -0.0019076 | 883.4339 | 0.00033775 | 877.88 | -0.00060684 | 883.4339 | 0.002228 | 673.4865 | 1.4639e-05 | 883.4339 | 0.00198 | 673.4865 | 1.1761e-05 | 883.4339 | 0.00029552 | 883.214 | 0.00019194 | 996.6043 | 0.00477 | 883.214 | 0.0010726 | 996.5174 | 6.9993e-05 | 996.6043 | 0.01463 | 883.214 | 0.00132 | 883.4339 | 0.0014364
| 671.5892 | 0 | 883.6744 | -0.00052555 | 883.4543 | -0.0016487 | 671.5892 | 0 | 883.6744 | -0.00088925 | 883.4543 | -0.0010132 | 883.4543 | -0.0015568 | 673.6071 | 2.7801e-05 | 883.6744 | 0 | 878.12 | -8.4319e-05 | 883.6744 | 0 | 671.5892 | 0.00084224 | 883.6744 | 0 | 878.12 | 2.9596e-05 | 883.6744 | 0 | 878.12 | 0.0020589 | 883.6744 | 0 | 673.6071 | 2.9617e-05 | 883.6744 | 0 | 673.6071 | 2.3203e-05 | 883.6744 | 0 | 883.4543 | -0.00154 | 996.7728 | 0.00696 | 883.4543 | 0.00023359 | 996.6871 | 0 | 996.7728 | 0.01486 | 883.4543 | -0.00088773 | 883.6744 | 0.0001269
| 671.7127 | 0.00075165 | 883.9148 | 0.00052597 | 883.6945 | 0.0004777 | 671.7127 | 0.00128 | 883.9148 | -4.3745e-05 | 883.6945 | 0.00077678 | 883.6945 | 0.0013062 | 673.7276 | 1.4348e-05 | 883.9148 | 0.0018679 | 878.36 | -0.0012985 | 883.9148 | 0.0014514 | 671.7127 | 0.00147 | 883.9148 | 0.0018143 | 878.36 | 0.00012645 | 883.9148 | 0.00075592 | 878.36 | 0.00014088 | 883.9148 | 6.5547e-05 | 673.7276 | 1.5212e-05 | 883.9148 | 0.0023321 | 673.7276 | 1.187e-05 | 883.9148 | 0.00027387 | 883.6945 | 0.00121 | 996.9413 | 0.00649 | 883.6945 | 0.0023422 | 996.8568 | 5.0004e-05 | 996.9413 | 0.01394 | 883.6945 | 0.00099506 | 883.9148 | 0.001362
| 671.8363 | 0 | 884.1553 | -0.0005427 | 883.9348 | -0.00058008 | 671.8363 | 0 | 884.1553 | -0.00031326 | 883.9348 | -0.0021584 | 883.9348 | -0.0017634 | 673.8482 | 2.9235e-05 | 884.1553 | 0 | 878.6 | -5.0592e-05 | 884.1553 | 0 | 671.8363 | 0.00229 | 884.1553 | 0 | 878.6 | -0.0017461 | 884.1553 | 0 | 878.6 | -0.0020047 | 884.1553 | 0 | 673.8482 | 3.087e-05 | 884.1553 | 0 | 673.8482 | 2.2137e-05 | 884.1553 | 0 | 883.9348 | -0.0012 | 997.1099 | 0.00543 | 883.9348 | 6.1582e-05 | 997.0265 | 0 | 997.1099 | 0.01423 | 883.9348 | -0.00232 | 884.1553 | 0.00018874
| 671.9598 | 0 | 884.3958 | 0.00044293 | 884.175 | -0.00011891 | 671.9598 | 0.00050287 | 884.3958 | 1.09e-05 | 884.175 | 0.00025984 | 884.175 | 0.00096246 | 673.9687 | 1.492e-05 | 884.3958 | 0.001854 | 878.84 | -0.0017032 | 884.3958 | 0.0019269 | 671.9598 | 0.00246 | 884.3958 | 0.0017464 | 878.84 | -0.0018752 | 884.3958 | 0.0011072 | 878.84 | -0.00093193 | 884.3958 | 0.00071009 | 673.9687 | 1.5681e-05 | 884.3958 | 0.0012132 | 673.9687 | 1.0476e-05 | 884.3958 | 0.00019596 | 884.175 | 0.00155 | 997.2784 | 0.00608 | 884.175 | 0.0033715 | 997.1962 | 6.9993e-05 | 997.2784 | 0.01368 | 884.175 | 0.00097491 | 884.3958 | 0.001417
| 672.0834 | 0 | 884.6362 | -0.0002707 | 884.4153 | -0.00080449 | 672.0834 | 0 | 884.6362 | -0.00032417 | 884.4153 | -0.002428 | 884.4153 | -0.0018837 | 674.0893 | 2.9156e-05 | 884.6362 | 0 | 879.08 | 0.00099496 | 884.6362 | 0 | 672.0834 | 0.00013249 | 884.6362 | 0 | 879.08 | -0.00084214 | 884.6362 | 0 | 879.08 | -8.6692e-05 | 884.6362 | 0 | 674.0893 | 3.1115e-05 | 884.6362 | 0 | 674.0893 | 2.1599e-05 | 884.6362 | 0 | 884.4153 | -0.0019 | 997.4469 | 0.00575 | 884.4153 | -0.0023454 | 997.3659 | 0 | 997.4469 | 0.01446 | 884.4153 | -0.00184 | 884.6362 | 0.00015051
| 672.207 | 0.00062587 | 884.8767 | -0.0003111 | 884.6556 | 0.00036886 | 672.207 | 0.00125 | 884.8767 | 7.6967e-05 | 884.6556 | 0.0015821 | 884.6556 | 0.0013123 | 674.2098 | 1.4416e-05 | 884.8767 | 0.0023697 | 879.32 | -0.00069142 | 884.8767 | 0.0013435 | 672.207 | 0.00317 | 884.8767 | 0.0010657 | 879.32 | 0.002451 | 884.8767 | 0.00076264 | 879.32 | 0.002449 | 884.8767 | 0.00095677 | 674.2098 | 1.5763e-05 | 884.8767 | 0.001771 | 674.2098 | 1.1124e-05 | 884.8767 | 0.00028378 | 884.6556 | 0.00109 | 997.6154 | 0.00556 | 884.6556 | 0.0023748 | 997.5356 | 5.0004e-05 | 997.6154 | 0.01414 | 884.6556 | 0.00189 | 884.8767 | 0.0013452
| 672.3305 | 0 | 885.1172 | -0.00037349 | 884.8958 | -0.00042356 | 672.3305 | 0 | 885.1172 | -0.00060082 | 884.8958 | -0.002725 | 884.8958 | -0.0016962 | 674.3304 | 2.8731e-05 | 885.1172 | 0 | 879.56 | -0.0011973 | 885.1172 | 0 | 672.3305 | 0.00113 | 885.1172 | 0 | 879.56 | -0.0004547 | 885.1172 | 0 | 879.56 | 0.00030341 | 885.1172 | 0 | 674.3304 | 2.8621e-05 | 885.1172 | 0 | 674.3304 | 2.2884e-05 | 885.1172 | 0 | 884.8958 | -0.00178 | 997.784 | 0.00531 | 884.8958 | -0.00065226 | 997.7053 | 0 | 997.784 | 0.01523 | 884.8958 | -0.00096493 | 885.1172 | 0.00014291
| 672.4541 | 0.00167 | 885.3577 | 0.0012614 | 885.1361 | 0.00081387 | 672.4541 | 0.00156 | 885.3577 | -0.00073116 | 885.1361 | 0.00048945 | 885.1361 | 0.00087411 | 674.451 | 1.455e-05 | 885.3577 | 0.0011917 | 879.8 | 0.0023778 | 885.3577 | 0.0023545 | 672.4541 | 0.00269 | 885.3577 | 0.0033409 | 879.8 | -0.0011327 | 885.3577 | 0.0017583 | 879.8 | -0.00024923 | 885.3577 | 0.0028934 | 674.451 | 1.3362e-05 | 885.3577 | 0.0022686 | 674.451 | 1.1761e-05 | 885.3577 | 0.00029304 | 885.1361 | 0.00067808 | 997.9525 | 0.00593 | 885.1361 | -0.0018541 | 997.875 | 6.9993e-05 | 997.9525 | 0.01492 | 885.1361 | 0.00162 | 885.3577 | 0.001547
| 672.5777 | 0 | 885.5982 | -0.00031866 | 885.3764 | -0.00077138 | 672.5777 | 0 | 885.5982 | -7.6353e-05 | 885.3764 | -0.0014568 | 885.3764 | -0.001607 | 674.5715 | 2.8641e-05 | 885.5982 | 0 | 880.04 | 0.0010287 | 885.5982 | 0 | 672.5777 | 0.00027444 | 885.5982 | 0 | 880.04 | 9.4169e-05 | 885.5982 | 0 | 880.04 | 0.00085607 | 885.5982 | 0 | 674.5715 | 2.7368e-05 | 885.5982 | 0 | 674.5715 | 2.4169e-05 | 885.5982 | 0 | 885.3764 | -0.00075887 | 998.121 | 0.00492 | 885.3764 | -0.00086458 | 998.0447 | 0 | 998.121 | 0.01596 | 885.3764 | -0.00042765 | 885.5982 | 0.0001451
| 672.7014 | 0.00019465 | 885.8387 | 6.7971e-05 | 885.6167 | 0.00072941 | 672.7014 | 0.00146 | 885.8387 | -0.00037043 | 885.6167 | 0.00075176 | 885.6167 | 0.0011042 | 674.6921 | 1.4427e-05 | 885.8387 | 0.0018504 | 880.28 | 0.00015177 | 885.8387 | 0.0012626 | 672.7014 | 0.00292 | 885.8387 | 0.0018112 | 880.28 | 0.001547 | 885.8387 | 0.00091097 | 880.28 | -0.00047681 | 885.8387 | 0.0017089 | 674.6921 | 1.4662e-05 | 885.8387 | 0.0014366 | 674.6921 | 1.2408e-05 | 885.8387 | 0.00018326 | 885.6167 | 0.00147 | 998.2896 | 0.00649 | 885.6167 | 0.0022602 | 998.2144 | 8.9995e-05 | 998.2896 | 0.01556 | 885.6167 | -0.00030385 | 885.8387 | 0.0013394
| 672.825 | 0 | 886.0792 | -0.00042209 | 885.857 | 0.00026536 | 672.825 | 0 | 886.0792 | -0.00087796 | 885.857 | -0.0036156 | 885.857 | -0.0017706 | 674.8126 | 2.7196e-05 | 886.0792 | 0 | 880.52 | 0.00035414 | 886.0792 | 0 | 672.825 | 0.00050157 | 886.0792 | 0 | 880.52 | -0.00026098 | 886.0792 | 0 | 880.52 | -8.6692e-05 | 886.0792 | 0 | 674.8126 | 2.868e-05 | 886.0792 | 0 | 674.8126 | 2.3521e-05 | 886.0792 | 0 | 885.857 | -0.00203 | 998.4581 | 0.00622 | 885.857 | -0.00098755 | 998.3841 | 0 | 998.4581 | 0.01632 | 885.857 | -0.00177 | 886.0792 | 0.00018839
| 672.9486 | 1.4969e-05 | 886.3198 | 0.00053648 | 886.0973 | -0.00044595 | 672.9486 | 0.00179 | 886.3198 | -0.00048701 | 886.0973 | 0.00035762 | 886.0973 | 0.00067844 | 674.9332 | 1.315e-05 | 886.3198 | 0.00074619 | 880.76 | -0.00052277 | 886.3198 | 0.0012481 | 672.9486 | 0.00198 | 886.3198 | 0.00064172 | 880.76 | -0.0011004 | 886.3198 | 0.00053674 | 880.76 | -0.00070437 | 886.3198 | 0.0011801 | 674.9332 | 1.4392e-05 | 886.3198 | 0.0019137 | 674.9332 | 1.1332e-05 | 886.3198 | 0.00017903 | 886.0973 | 0.00086246 | 998.6266 | 0.0079 | 886.0973 | 0.00037472 | 998.5539 | 6.9993e-05 | 998.6266 | 0.01607 | 886.0973 | 0.00194 | 886.3198 | 0.0014894
| 673.0723 | 0 | 886.5603 | 0.00037199 | 886.3377 | -0.0014684 | 673.0723 | 0 | 886.5603 | -0.0011511 | 886.3377 | -0.0024784 | 886.3377 | -0.0021247 | 675.0538 | 2.6547e-05 | 886.5603 | 0 | 881 | -0.0030861 | 886.5603 | 0 | 673.0723 | 0.00021766 | 886.5603 | 0 | 881 | -0.0023273 | 886.5603 | 0 | 881 | -0.0021673 | 886.5603 | 0 | 675.0538 | 2.9687e-05 | 886.5603 | 0 | 675.0538 | 1.9886e-05 | 886.5603 | 0 | 886.3377 | -0.00133 | 998.7952 | 0.00526 | 886.3377 | -0.0041077 | 998.7236 | 0 | 998.7952 | 0.01649 | 886.3377 | -0.00673 | 886.5603 | -1.3553e-05
| 673.1959 | 0.00057197 | 886.8008 | 0.0003347 | 886.578 | -0.00052066 | 673.1959 | 0.00125 | 886.8008 | 0.0004702 | 886.578 | -3.9181e-05 | 886.578 | 0.00085752 | 675.1743 | 1.3867e-05 | 886.8008 | 0.00097224 | 881.24 | -0.00052277 | 886.8008 | 0.00093037 | 673.1959 | 0.00278 | 886.8008 | 0.0017955 | 881.24 | -0.0011973 | 886.8008 | 0.00046589 | 881.24 | -0.00070437 | 886.8008 | 0.00093077 | 675.1743 | 1.5482e-05 | 886.8008 | 0.0013065 | 675.1743 | 8.7627e-06 | 886.8008 | 0.00026589 | 886.578 | -1.5495e-05 | 998.9637 | 0.00464 | 886.578 | -0.00049813 | 998.8933 | 3.0002e-05 | 998.9637 | 0.01645 | 886.578 | 0.00654 | 886.8008 | 0.0013109
| 673.3196 | 0 | 887.0414 | 0.00018137 | 886.8183 | -0.0010314 | 673.3196 | 0 | 887.0414 | -0.00063216 | 886.8183 | -0.0045095 | 886.8183 | -0.0018216 | 675.2949 | 2.7308e-05 | 887.0414 | 0 | 881.48 | -0.00099496 | 887.0414 | 0 | 673.3196 | 0.00124 | 887.0414 | 0 | 881.48 | -0.00042241 | 887.0414 | 0 | 881.48 | -5.4182e-05 | 887.0414 | 0 | 675.2949 | 3.0624e-05 | 887.0414 | 0 | 675.2949 | 2.0315e-05 | 887.0414 | 0 | 886.8183 | -0.00217 | 999.1322 | 0.00598 | 886.8183 | -0.0025439 | 999.063 | 0 | 999.1322 | 0.01639 | 886.8183 | -0.00116 | 887.0414 | 0.00017796
| 673.4432 | 0.00087741 | 887.2819 | 0.00099934 | 887.0587 | 0.00015063 | 673.4432 | 0.00121 | 887.2819 | -0.00037134 | 887.0587 | 0.0017099 | 887.0587 | 0.0008978 | 675.4155 | 1.38e-05 | 887.2819 | 0.0015026 | 881.72 | -0.0013997 | 887.2819 | 0.0019682 | 673.4432 | 0.00167 | 887.2819 | 0.0011152 | 881.72 | 0.00019102 | 887.2819 | 0.00077852 | 881.72 | 0.00056349 | 887.2819 | 0.002165 | 675.4155 | 1.5212e-05 | 887.2819 | 0.0018824 | 675.4155 | 1.1761e-05 | 887.2819 | 0.00020621 | 887.0587 | 0.00124 | 999.3008 | 0.00563 | 887.0587 | 0.0011983 | 999.2327 | 6.9993e-05 | 999.3008 | 0.01653 | 887.0587 | 0.0016 | 887.2819 | 0.0014199
| 673.5669 | 0 | 887.5225 | -0.00019852 | 887.299 | -0.0011451 | 673.5669 | 0 | 887.5225 | -0.0011241 | 887.299 | -0.002671 | 887.299 | -0.001612 | 675.536 | 2.7779e-05 | 887.5225 | 0 | 881.96 | -0.0019057 | 887.5225 | 0 | 673.5669 | 0.0011 | 887.5225 | 0 | 881.96 | -0.0012619 | 887.5225 | 0 | 881.96 | -0.00067186 | 887.5225 | 0 | 675.536 | 3.1514e-05 | 887.5225 | 0 | 675.536 | 2.5454e-05 | 887.5225 | 0 | 887.299 | -0.00070795 | 999.4693 | 0.00408 | 887.299 | -0.0044954 | 999.4025 | 0 | 999.4693 | 0.01611 | 887.299 | -0.00159 | 887.5225 | -0.00012602
| 673.6906 | 0.000554 | 887.7631 | 0.00071052 | 887.5394 | -0.00051503 | 673.6906 | 0.00083232 | 887.7631 | -0.00010525 | 887.5394 | -0.00054554 | 887.5394 | 0.0012646 | 675.6566 | 1.4236e-05 | 887.7631 | 0.0010934 | 882.2 | 0.00079259 | 887.7631 | 0.00171 | 673.6906 | 0.00079001 | 887.7631 | 0.0015954 | 882.2 | 0.001095 | 887.7631 | 0.00083749 | 882.2 | 0.00075855 | 887.7631 | 0.0008433 | 675.6566 | 1.636e-05 | 887.7631 | 0.0016232 | 675.6566 | 1.3682e-05 | 887.7631 | 0.00015515 | 887.5394 | 0.00122 | 999.6379 | 0.00568 | 887.5394 | 0.0044994 | 999.5722 | 6.9993e-05 | 999.6379 | 0.01637 | 887.5394 | 0.00060614 | 887.7631 | 0.0011096
| 673.8143 | 0 | 888.0037 | -0.0001005 | 887.7797 | -0.0005014 | 673.8143 | 0 | 888.0037 | -0.00031613 | 887.7797 | -0.0030724 | 887.7797 | -0.001779 | 675.7772 | 2.7487e-05 | 888.0037 | 0 | 882.44 | 0.00042159 | 888.0037 | 0 | 673.8143 | 0.00027444 | 888.0037 | 0 | 882.44 | -0.00013183 | 888.0037 | 0 | 882.44 | -0.00028175 | 888.0037 | 0 | 675.7772 | 3.2029e-05 | 888.0037 | 0 | 675.7772 | 2.6299e-05 | 888.0037 | 0 | 887.7797 | -0.00123 | 999.8064 | 0.00533 | 887.7797 | -0.0038024 | 999.7419 | 0 | 999.8064 | 0.01562 | 887.7797 | -0.00034359 | 888.0037 | 0.00016895
| 673.938 | 0.00073368 | 888.2443 | 0.00079024 | 888.0201 | -0.0016883 | 673.938 | 0.00173 | 888.2443 | -0.00045582 | 888.0201 | 0.0020629 | 888.0201 | 0.00095358 | 675.8977 | 1.3486e-05 | 888.2443 | 0.0015686 | 882.68 | 0.0022428 | 888.2443 | 0.00035145 | 673.938 | 0.0021 | 888.2443 | 0.0013715 | 882.68 | -0.00061613 | 888.2443 | 0 | 882.68 | -2.1673e-05 | 888.2443 | 0.00060932 | 675.8977 | 1.5728e-05 | 888.2443 | 0.0019252 | 675.8977 | 1.2617e-05 | 888.2443 | 0.00035259 | 888.0201 | 0.00136 | 999.9749 | 0.00455 | 888.0201 | 0.0031076 | 999.9117 | 6.9993e-05 | 999.9749 | 0.01612 | 888.0201 | 0.00185 | 888.2443 | 0.0011532
| 674.0617 | 0 | 888.4849 | -0.00050143 | 888.2605 | -0.00035904 | 674.0617 | 0 | 888.4849 | -0.00050337 | 888.2605 | -0.0023248 | 888.2605 | -0.0016597 | 676.0183 | 2.8809e-05 | 888.4848 | 0 | 882.92 | 0.0017032 | 888.4848 | 0 | 674.0617 | 0.0013 | 888.4848 | 0 | 882.92 | -0.0050071 | 888.4849 | 0 | 882.92 | -0.0018747 | 888.4848 | 0 | 676.0183 | 3.087e-05 | 888.4848 | 0 | 676.0183 | 2.1171e-05 | 888.4849 | 0 | 888.2604 | -0.0015 | 1000.1435 | 0.00564 | 888.2605 | 0.0011189 | 1000.0814 | 0 | 1000.1435 | 0.01537 | 888.2604 | -0.00099804 | 888.4849 | 0.00015824
| 674.1855 | 0.00102 | 888.7255 | 0.00085274 | 888.5008 | -0.00022801 | 674.1855 | 0.00031212 | 888.7255 | -8.2259e-05 | 888.5008 | 0.001274 | 888.5008 | 0.0007863 | 676.1389 | 1.5536e-05 | 888.7255 | 0.0016206 | 883.16 | 0.00038786 | 888.7255 | 0.0020809 | 674.1855 | 0.00102 | 888.7255 | 0.00025471 | 883.16 | -0.00064841 | 888.7255 | 0.00064556 | 883.16 | 0.00075855 | 888.7255 | 0.0012905 | 676.1389 | 1.5294e-05 | 888.7255 | 0.0012461 | 676.1389 | 8.5541e-06 | 888.7255 | 0.00028793 | 888.5008 | 0.00026246 | 1000.312 | 0.00679 | 888.5008 | 0.0058426 | 1000.2511 | 8.9995e-05 | 1000.312 | 0.01601 | 888.5008 | 7.894e-05 | 888.7255 | 0.0014797
| 674.3092 | 0 | 888.9661 | 0.0005403 | 888.7412 | -0.0010503 | 674.3092 | 0 | 888.9661 | -0.00046869 | 888.7412 | -0.0034288 | 888.7412 | -0.0020795 | 676.2595 | 2.9414e-05 | 888.9661 | 0 | 883.4 | 0.00079259 | 888.9661 | 0 | 674.3092 | 0.00098419 | 888.9661 | 0 | 883.4 | -0.00077756 | 888.9661 | 0 | 883.4 | -0.00021673 | 888.9661 | 0 | 676.2595 | 2.9991e-05 | 888.9661 | 0 | 676.2595 | 2.0424e-05 | 888.9661 | 0 | 888.7412 | -0.00246 | 1000.4806 | 0.00705 | 888.7412 | -0.0020542 | 1000.4209 | 0 | 1000.4806 | 0.01508 | 888.7412 | -0.00061898 | 888.9661 | 0.00012193