## Relative Intensity Noise (RIN)
DBR78TK Relative Intensity Noise
|  | Frequency (Hz) | RIN (dBc/Hz)
|  | 0 | -82.101
|  | 5.9605 | -86.9958
|  | 11.9209 | -103.9931
|  | 17.8814 | -114.7205
Product Raw Data |  | 23.8419 | -121.3166
Turnkey Low-Noise DBR Laser System, 780 nm, PM Fiber, FC/APC |  | 29.8023 | -127.4184
|  | 35.7628 | -128.9951
Item # | DBR78TK | 41.7233 | -131.616
DISCLAIMER: The data presented here are typical. Slight variations in performance data will occur from lot to lot. Please contact Technical Support with any questions regarding the use or reliability of this data. |  | 47.6837 | -130.8148
|  | 53.6442 | -131.3648
|  | 59.6046 | -130.8562
|  | 65.5651 | -132.0246
|  | 71.5256 | -133.5437
|  | 77.486 | -132.9993
This data may be used in publications. However, please cite Thorlabs as the source. |  | 83.4465 | -133.3226
|  | 89.407 | -134.4181
|  | 95.3674 | -134.6987
Additional Information: |  | 101.3279 | -137.0432
Data respresents the typical RIN for the DBR78TK laser operated at the factory-set conditions. Specific performance data is provided with each device. |  | 107.2884 | -136.8743
|  | 113.2488 | -135.4944
|  | 119.2093 | -134.3763
|  | 125.1698 | -136.4162
|  | 131.1302 | -137.0734
|  | 137.0907 | -136.2065
|  | 143.0511 | -136.0183
|  | 149.0116 | -136.5393
|  | 154.9721 | -138.4507
|  | 160.9325 | -137.7716
|  | 166.893 | -136.6251
|  | 172.8535 | -137.1598
|  | 178.8139 | -138.2867
|  | 184.7744 | -138.6064
|  | 190.7349 | -139.9214
|  | 196.6953 | -139.3968
|  | 202.6558 | -139.9711
|  | 208.6163 | -139.6903
|  | 214.5767 | -139.056
|  | 220.5372 | -139.026
|  | 226.4977 | -139.2174
|  | 232.4581 | -139.3329
|  | 238.4186 | -140.1074
|  | 244.379 | -140.0734
|  | 250.3395 | -139.1899
|  | 256.3 | -139.6558
|  | 262.2604 | -139.6442
|  | 268.2209 | -138.995
|  | 274.1814 | -139.4647
|  | 280.1418 | -139.7087
|  | 286.1023 | -140.4543
|  | 292.0627 | -140.2321
|  | 298.0232 | -141.2465
|  | 303.9837 | -141.065
|  | 309.9442 | -140.8859
|  | 315.9046 | -140.5484
|  | 321.8651 | -140.6389
|  | 327.8256 | -140.8141
|  | 333.786 | -140.4659
|  | 339.7465 | -139.9194
|  | 345.7069 | -139.8145
|  | 351.6674 | -139.9556
|  | 357.6279 | -139.6331
|  | 363.5883 | -140.2712
|  | 369.5488 | -140.8761
|  | 375.5093 | -139.5271
|  | 381.4697 | -140.9127
|  | 387.4302 | -141.1036
|  | 393.3907 | -140.999
|  | 399.3511 | -141.278
|  | 405.3116 | -141.1607
|  | 411.272 | -141.0132
|  | 417.2325 | -141.9877
|  | 423.193 | -142.0112
|  | 429.1534 | -142.1186
|  | 435.1139 | -142.8883
|  | 441.0744 | -141.0579
|  | 447.0349 | -141.0772
|  | 452.9953 | -141.2041
|  | 458.9557 | -140.7083
|  | 464.9162 | -140.649
|  | 470.8767 | -140.4494
|  | 476.8372 | -140.5791
|  | 482.7976 | -139.7273
|  | 488.7581 | -140.3194
|  | 494.7186 | -141.6542
|  | 500.679 | -141.9176
|  | 506.6395 | -140.194
|  | 512.6 | -140.1974
|  | 518.5604 | -140.5918
|  | 524.5209 | -142.3946
|  | 530.4813 | -141.045
|  | 536.4418 | -140.6589
|  | 542.4023 | -140.3035
|  | 548.3627 | -140.4908
|  | 554.3232 | -141.0809
|  | 560.2837 | -140.711
|  | 566.2441 | -140.8876
|  | 572.2046 | -140.5751
|  | 578.165 | -141.9807
|  | 584.1255 | -140.0746
|  | 590.086 | -138.8781
|  | 596.0464 | -138.2022
|  | 602.0069 | -139.2147
|  | 607.9674 | -141.3172
|  | 613.9279 | -141.4787
|  | 619.8883 | -140.3453
|  | 625.8488 | -140.4374
|  | 631.8092 | -140.6031
|  | 637.7697 | -142.4602
|  | 643.7302 | -143.1087
|  | 649.6906 | -142.4667
|  | 655.6511 | -141.4023
|  | 661.6116 | -141.2278
|  | 667.572 | -141.9832
|  | 673.5325 | -140.9394
|  | 679.4929 | -139.8837
|  | 685.4534 | -140.673
|  | 691.4139 | -141.2982
|  | 697.3743 | -141.2745
|  | 703.3348 | -142.0232
|  | 709.2953 | -141.4621
|  | 715.2557 | -141.0484
|  | 721.2162 | -141.8978
|  | 727.1766 | -142.3981
|  | 733.1371 | -141.0803
|  | 739.0976 | -141.1238
|  | 745.058 | -140.1123
|  | 751.0186 | -139.3616
|  | 756.979 | -140.5173
|  | 762.9395 | -141.7558
|  | 768.8999 | -142.0608
|  | 774.8604 | -141.5731
|  | 780.8209 | -142.3492
|  | 786.7813 | -141.6498
|  | 792.7418 | -141.7578
|  | 798.7023 | -141.3073
|  | 804.6627 | -141.5639
|  | 810.6232 | -142.5658
|  | 816.5836 | -141.8842
|  | 822.5441 | -142.0898
|  | 828.5046 | -141.2268
|  | 834.465 | -141.5474
|  | 840.4255 | -141.6903
|  | 846.386 | -141.8342
|  | 852.3464 | -141.6033
|  | 858.3069 | -141.7803
|  | 864.2673 | -140.5452
|  | 870.2278 | -141.0332
|  | 876.1883 | -141.311
|  | 882.1487 | -141.8345
|  | 888.1092 | -142.4439
|  | 894.0697 | -138.7057
|  | 900.0302 | -137.6283
|  | 905.9906 | -139.9713
|  | 911.951 | -140.8302
|  | 917.9115 | -141.9368
|  | 923.872 | -143.5123
|  | 929.8325 | -143.3645
|  | 935.7929 | -141.7033
|  | 941.7534 | -142.0375
|  | 947.7139 | -142.0941
|  | 953.6743 | -142.4546
|  | 959.6348 | -142.0619
|  | 965.5952 | -142.8715
|  | 971.5557 | -142.5214
|  | 977.5162 | -143.0844
|  | 983.4766 | -141.7744
|  | 989.4371 | -141.2931
|  | 995.3976 | -142.793
|  | 1001.358 | -142.276
|  | 1007.318 | -142.6251
|  | 1013.279 | -141.6664
|  | 1019.239 | -141.6212
|  | 1025.2 | -142.3671
|  | 1031.16 | -141.2229
|  | 1037.121 | -141.0878
|  | 1043.081 | -140.9304
|  | 1049.042 | -142.5381
|  | 1055.002 | -143.1456
|  | 1060.963 | -143.0967
|  | 1066.923 | -142.5257
|  | 1072.884 | -141.8663
|  | 1078.844 | -140.8078
|  | 1084.805 | -140.2292
|  | 1090.765 | -141.3435
|  | 1096.725 | -141.2344
|  | 1102.686 | -142.0044
|  | 1108.646 | -142.3417
|  | 1114.607 | -141.7259
|  | 1120.567 | -141.5054
|  | 1126.528 | -142.0543
|  | 1132.488 | -142.1095
|  | 1138.449 | -142.4383
|  | 1144.409 | -142.058
|  | 1150.37 | -141.8079
|  | 1156.33 | -143.3025
|  | 1162.291 | -143.4087
|  | 1168.251 | -142.7864
|  | 1174.212 | -141.432
|  | 1180.172 | -141.5773
|  | 1186.132 | -142.5951
|  | 1192.093 | -141.6145
|  | 1198.053 | -141.7355
|  | 1204.014 | -142.1027
|  | 1209.974 | -141.7487
|  | 1215.935 | -142.353
|  | 1221.895 | -141.9772
|  | 1227.856 | -140.8712
|  | 1233.816 | -140.669
|  | 1239.777 | -141.027
|  | 1245.737 | -141.7904
|  | 1251.698 | -142.5043
|  | 1257.658 | -142.7788
|  | 1263.618 | -142.4635
|  | 1269.579 | -142.2156
|  | 1275.539 | -141.8961
|  | 1281.5 | -141.5285
|  | 1287.46 | -141.6388
|  | 1293.421 | -141.2254
|  | 1299.381 | -140.401
|  | 1305.342 | -141.1145
|  | 1311.302 | -141.5053
|  | 1317.263 | -141.9709
|  | 1323.223 | -141.4982
|  | 1329.184 | -140.6029
|  | 1335.144 | -140.0542
|  | 1341.104 | -140.519
|  | 1347.065 | -141.8578
|  | 1353.025 | -141.843
|  | 1358.986 | -141.0487
|  | 1364.946 | -141.3702
|  | 1370.907 | -142.8242
|  | 1376.867 | -142.2844
|  | 1382.828 | -142.2821
|  | 1388.788 | -141.593
|  | 1394.749 | -141.8686
|  | 1400.709 | -142.4968
|  | 1406.67 | -142.7422
|  | 1412.63 | -141.5087
|  | 1418.591 | -141.2294
|  | 1424.551 | -142.408
|  | 1430.511 | -142.121
|  | 1436.472 | -140.4087
|  | 1442.432 | -142.303
|  | 1448.393 | -141.5753
|  | 1454.353 | -142.3594
|  | 1460.314 | -142.0915
|  | 1466.274 | -141.7401
|  | 1472.235 | -141.2302
|  | 1478.195 | -141.6199
|  | 1484.156 | -141.8574
|  | 1490.116 | -141.4673
|  | 1496.077 | -143.0601
|  | 1502.037 | -143.6057
|  | 1507.998 | -142.7486
|  | 1513.958 | -142.9228
|  | 1519.918 | -141.6584
|  | 1525.879 | -142.2395
|  | 1531.839 | -142.1907
|  | 1537.8 | -141.4712
|  | 1543.76 | -142.0058
|  | 1549.721 | -143.044
|  | 1555.681 | -142.5574
|  | 1561.642 | -141.1839
|  | 1567.602 | -140.8481
|  | 1573.563 | -141.2455
|  | 1579.523 | -141.1906
|  | 1585.484 | -143.5956
|  | 1591.444 | -143.2476
|  | 1597.405 | -141.7477
|  | 1603.365 | -141.2514
|  | 1609.325 | -141.465
|  | 1615.286 | -141.4254
|  | 1621.246 | -141.5384
|  | 1627.207 | -141.0293
|  | 1633.167 | -141.5214
|  | 1639.128 | -142.7019
|  | 1645.088 | -142.5
|  | 1651.049 | -141.6212
|  | 1657.009 | -140.8402
|  | 1662.97 | -141.4411
|  | 1668.93 | -140.9457
|  | 1674.891 | -140.232
|  | 1680.851 | -142.1952
|  | 1686.811 | -142.7807
|  | 1692.772 | -141.0777
|  | 1698.732 | -141.4264
|  | 1704.693 | -142.5324
|  | 1710.653 | -141.9365
|  | 1716.614 | -141.0675
|  | 1722.574 | -141.253
|  | 1728.535 | -141.5198
|  | 1734.495 | -141.6086
|  | 1740.456 | -141.553
|  | 1746.416 | -141.575
|  | 1752.377 | -142.5818
|  | 1758.337 | -143.1011
|  | 1764.297 | -143.9149
|  | 1770.258 | -141.7842
|  | 1776.218 | -140.3265
|  | 1782.179 | -141.859
|  | 1788.139 | -142.9851
|  | 1794.1 | -141.7453
|  | 1800.06 | -141.0796
|  | 1806.021 | -140.9771
|  | 1811.981 | -142.2396
|  | 1817.942 | -142.0222
|  | 1823.902 | -140.8703
|  | 1829.863 | -141.5378
|  | 1835.823 | -141.8475
|  | 1841.784 | -140.672
|  | 1847.744 | -140.3185
|  | 1853.704 | -141.7631
|  | 1859.665 | -142.2507
|  | 1865.625 | -142.2728
|  | 1871.586 | -141.3839
|  | 1877.546 | -141.8105
|  | 1883.507 | -141.4494
|  | 1889.467 | -140.534
|  | 1895.428 | -141.5114
|  | 1901.388 | -142.4981
|  | 1907.349 | -141.2622
|  | 1913.309 | -142.7723
|  | 1919.27 | -141.7957
|  | 1925.23 | -141.2321
|  | 1931.19 | -142.2867
|  | 1937.151 | -141.8031
|  | 1943.111 | -141.6342
|  | 1949.072 | -141.398
|  | 1955.032 | -141.3021
|  | 1960.993 | -141.76
|  | 1966.953 | -142.0797
|  | 1972.914 | -141.4945
|  | 1978.874 | -141.2272
|  | 1984.835 | -142.0139
|  | 1990.795 | -142.5448
|  | 1996.756 | -142.1965
|  | 2002.716 | -141.5799
|  | 2008.677 | -141.5346
|  | 2014.637 | -141.4556
|  | 2020.597 | -141.9936
|  | 2026.558 | -142.3008
|  | 2032.518 | -141.2553
|  | 2038.479 | -141.6217
|  | 2044.439 | -141.6531
|  | 2050.4 | -140.9148
|  | 2056.36 | -141.869
|  | 2062.321 | -142.7702
|  | 2068.281 | -143.0028
|  | 2074.242 | -141.8503
|  | 2080.202 | -141.9739
|  | 2086.163 | -143.5165
|  | 2092.123 | -143.2266
|  | 2098.083 | -141.2685
|  | 2104.044 | -141.4401
|  | 2110.004 | -142.5158
|  | 2115.965 | -141.4938
|  | 2121.925 | -142.1673
|  | 2127.886 | -142.0847
|  | 2133.846 | -141.8205
|  | 2139.807 | -140.7995
|  | 2145.767 | -140.6165
|  | 2151.728 | -140.7373
|  | 2157.688 | -140.9409
|  | 2163.649 | -141.3715
|  | 2169.609 | -142.1664
|  | 2175.57 | -140.9581
|  | 2181.53 | -140.1938
|  | 2187.49 | -141.2372
|  | 2193.451 | -141.5931
|  | 2199.411 | -141.724
|  | 2205.372 | -142.2079
|  | 2211.332 | -141.884
|  | 2217.293 | -141.9306
|  | 2223.253 | -142.0121
|  | 2229.214 | -141.1881
|  | 2235.174 | -140.892
|  | 2241.135 | -142.325
|  | 2247.095 | -141.7409
|  | 2253.056 | -140.998
|  | 2259.016 | -141.5974
|  | 2264.977 | -141.4814
|  | 2270.937 | -140.9869
|  | 2276.897 | -140.6909
|  | 2282.858 | -141.1431
|  | 2288.818 | -140.7313
|  | 2294.779 | -141.1964
|  | 2300.739 | -142.2924
|  | 2306.7 | -143.3929
|  | 2312.66 | -142.4074
|  | 2318.621 | -141.4693
|  | 2324.581 | -141.9954
|  | 2330.542 | -141.4837
|  | 2336.502 | -141.5847
|  | 2342.463 | -142.5408
|  | 2348.423 | -142.1114
|  | 2354.384 | -141.9239
|  | 2360.344 | -141.5121
|  | 2366.304 | -140.3395
|  | 2372.265 | -140.8408
|  | 2378.225 | -140.5699
|  | 2384.186 | -140.688
|  | 2390.146 | -142.3049
|  | 2396.107 | -140.927
|  | 2402.067 | -140.9495
|  | 2408.028 | -142.112
|  | 2413.988 | -142.6344
|  | 2419.948 | -142.0518
|  | 2425.909 | -140.9157
|  | 2431.87 | -140.7801
|  | 2437.83 | -140.9948
|  | 2443.791 | -141.6768
|  | 2449.751 | -142.3466
|  | 2455.711 | -141.4283
|  | 2461.672 | -141.4457
|  | 2467.632 | -141.9226
|  | 2473.593 | -141.8074
|  | 2479.553 | -141.5778
|  | 2485.514 | -141.6989
|  | 2491.474 | -140.9192
|  | 2497.435 | -141.0836
|  | 2503.395 | -140.949
|  | 2509.355 | -141.2078
|  | 2515.316 | -140.9419
|  | 2521.276 | -141.2215
|  | 2527.237 | -141.8855
|  | 2533.198 | -142.0335
|  | 2539.158 | -140.754
|  | 2545.118 | -141.0618
|  | 2551.079 | -141.5435
|  | 2557.039 | -141.4512
|  | 2563 | -142.5351
|  | 2568.96 | -142.1146
|  | 2574.921 | -142.0849
|  | 2580.881 | -141.1791
|  | 2586.842 | -141.8055
|  | 2592.802 | -141.9993
|  | 2598.762 | -143.249
|  | 2604.723 | -142.7406
|  | 2610.683 | -142.3961
|  | 2616.644 | -141.6123
|  | 2622.604 | -141.7506
|  | 2628.565 | -142.4199
|  | 2634.525 | -141.816
|  | 2640.486 | -141.1026
|  | 2646.446 | -141.6013
|  | 2652.407 | -142.6161
|  | 2658.367 | -142.5914
|  | 2664.328 | -142.0461
|  | 2670.288 | -142.4326
|  | 2676.249 | -140.7615
|  | 2682.209 | -140.6146
|  | 2688.169 | -140.8382
|  | 2694.13 | -140.2459
|  | 2700.09 | -140.664
|  | 2706.051 | -141.2956
|  | 2712.011 | -142.2609
|  | 2717.972 | -142.6039
|  | 2723.932 | -142.0863
|  | 2729.893 | -140.9402
|  | 2735.853 | -142.2641
|  | 2741.814 | -142.4016
|  | 2747.774 | -140.7139
|  | 2753.735 | -140.1131
|  | 2759.695 | -140.5814
|  | 2765.656 | -141.0256
|  | 2771.616 | -141.7323
|  | 2777.576 | -141.5538
|  | 2783.537 | -142.4437
|  | 2789.497 | -142.2186
|  | 2795.458 | -141.9053
|  | 2801.418 | -141.7482
|  | 2807.379 | -141.8792
|  | 2813.339 | -141.6199
|  | 2819.3 | -141.6742
|  | 2825.26 | -141.6098
|  | 2831.221 | -141.661
|  | 2837.181 | -141.7663
|  | 2843.142 | -142.3357
|  | 2849.102 | -142.4111
|  | 2855.063 | -143.0619
|  | 2861.023 | -144.9616
|  | 2866.983 | -142.8272
|  | 2872.944 | -140.0447
|  | 2878.904 | -142.1044
|  | 2884.865 | -142.6862
|  | 2890.825 | -141.6626
|  | 2896.786 | -141.6574
|  | 2902.746 | -140.4999
|  | 2908.707 | -140.5717
|  | 2914.667 | -142.0474
|  | 2920.628 | -142.4648
|  | 2926.588 | -142.5405
|  | 2932.549 | -141.7748
|  | 2938.509 | -140.9409
|  | 2944.469 | -140.8869
|  | 2950.43 | -141.2682
|  | 2956.39 | -141.9827
|  | 2962.351 | -143.535
|  | 2968.311 | -145.2859
|  | 2974.272 | -142.738
|  | 2980.232 | -141.5758
|  | 2986.193 | -142.6174
|  | 2992.153 | -141.7956
|  | 2998.114 | -141.8233
|  | 3004.074 | -141.6178
|  | 3010.035 | -141.5644
|  | 3015.995 | -140.0679
|  | 3021.956 | -140.5677
|  | 3027.916 | -141.3652
|  | 3033.876 | -141.6478
|  | 3039.837 | -141.8867
|  | 3045.797 | -141.4705
|  | 3051.758 | -141.0637
|  | 3057.718 | -140.7869
|  | 3063.679 | -142.1539
|  | 3069.639 | -141.3489
|  | 3075.6 | -141.1669
|  | 3081.56 | -141.4526
|  | 3087.521 | -142.318
|  | 3093.481 | -141.5036
|  | 3099.441 | -141.6473
|  | 3105.402 | -141.4104
|  | 3111.363 | -142.4798
|  | 3117.323 | -143.2126
|  | 3123.283 | -142.2591
|  | 3129.244 | -142.5723
|  | 3135.204 | -142.0417
|  | 3141.165 | -141.6532
|  | 3147.125 | -141.5659
|  | 3153.086 | -141.5116
|  | 3159.046 | -141.0323
|  | 3165.007 | -141.0749
|  | 3170.967 | -141.5458
|  | 3176.927 | -141.8408
|  | 3182.888 | -140.7064
|  | 3188.848 | -140.5228
|  | 3194.809 | -141.3584
|  | 3200.77 | -142.1066
|  | 3206.73 | -142.4859
|  | 3212.69 | -141.6533
|  | 3218.651 | -140.6094
|  | 3224.611 | -140.7647
|  | 3230.572 | -141.8674
|  | 3236.532 | -142.2329
|  | 3242.493 | -142.4134
|  | 3248.453 | -141.6035
|  | 3254.414 | -141.5396
|  | 3260.374 | -143.1091
|  | 3266.334 | -142.9998
|  | 3272.295 | -142.235
|  | 3278.255 | -142.1324
|  | 3284.216 | -141.8285
|  | 3290.176 | -142.2213
|  | 3296.137 | -141.3347
|  | 3302.097 | -141.3991
|  | 3308.058 | -141.5024
|  | 3314.018 | -141.0846
|  | 3319.979 | -140.53
|  | 3325.939 | -141.7346
|  | 3331.9 | -142.0621
|  | 3337.86 | -142.36
|  | 3343.821 | -142.7312
|  | 3349.781 | -142.0066
|  | 3355.741 | -142.4937
|  | 3361.702 | -141.2863
|  | 3367.662 | -141.0355
|  | 3373.623 | -141.2244
|  | 3379.583 | -141.2408
|  | 3385.544 | -140.9737
|  | 3391.504 | -140.6834
|  | 3397.465 | -140.7365
|  | 3403.425 | -141.6318
|  | 3409.386 | -142.5401
|  | 3415.346 | -142.0834
|  | 3421.307 | -142.2515
|  | 3427.267 | -142.6578
|  | 3433.228 | -142.8271
|  | 3439.188 | -142.7555
|  | 3445.148 | -142.728
|  | 3451.109 | -139.9961
|  | 3457.069 | -139.6951
|  | 3463.03 | -141.0448
|  | 3468.99 | -141.2075
|  | 3474.951 | -142.1314
|  | 3480.911 | -141.8452
|  | 3486.872 | -141.9133
|  | 3492.832 | -142.2747
|  | 3498.793 | -141.8904
|  | 3504.753 | -141.703
|  | 3510.714 | -141.3521
|  | 3516.674 | -141.1924
|  | 3522.635 | -140.8425
|  | 3528.595 | -142.1717
|  | 3534.555 | -143.8417
|  | 3540.516 | -143.255
|  | 3546.476 | -142.4129
|  | 3552.437 | -141.0442
|  | 3558.397 | -141.6419
|  | 3564.358 | -140.9731
|  | 3570.318 | -141.1705
|  | 3576.279 | -141.5674
|  | 3582.239 | -142.1734
|  | 3588.2 | -141.786
|  | 3594.16 | -140.9763
|  | 3600.121 | -141.8551
|  | 3606.081 | -142.1234
|  | 3612.042 | -141.9194
|  | 3618.002 | -140.9417
|  | 3623.962 | -141.3404
|  | 3629.923 | -143.0821
|  | 3635.883 | -142.1992
|  | 3641.844 | -142.4628
|  | 3647.804 | -140.9155
|  | 3653.765 | -140.0416
|  | 3659.725 | -142.0042
|  | 3665.686 | -141.1713
|  | 3671.646 | -141.709
|  | 3677.607 | -142.3145
|  | 3683.567 | -140.9267
|  | 3689.528 | -141.2099
|  | 3695.488 | -140.8262
|  | 3701.448 | -140.5112
|  | 3707.409 | -140.0326
|  | 3713.369 | -141.2589
|  | 3719.33 | -142.2888
|  | 3725.29 | -141.8687
|  | 3731.251 | -141.3081
|  | 3737.211 | -141.2707
|  | 3743.172 | -140.6546
|  | 3749.132 | -141.4406
|  | 3755.093 | -141.7753
|  | 3761.053 | -141.0412
|  | 3767.014 | -141.8408
|  | 3772.974 | -141.7809
|  | 3778.935 | -142.2216
|  | 3784.895 | -141.5686
|  | 3790.855 | -142.028
|  | 3796.816 | -141.8943
|  | 3802.776 | -142.1182
|  | 3808.737 | -143.0385
|  | 3814.697 | -141.1337
|  | 3820.658 | -141.2152
|  | 3826.618 | -141.2253
|  | 3832.579 | -141.8488
|  | 3838.539 | -141.323
|  | 3844.5 | -141.2165
|  | 3850.46 | -141.4367
|  | 3856.42 | -141.6369
|  | 3862.381 | -142.5971
|  | 3868.342 | -142.4649
|  | 3874.302 | -142.8606
|  | 3880.262 | -141.6214
|  | 3886.223 | -141.4623
|  | 3892.183 | -141.2461
|  | 3898.144 | -142.0211
|  | 3904.104 | -142.588
|  | 3910.065 | -142.6748
|  | 3916.025 | -143.1051
|  | 3921.986 | -143.465
|  | 3927.946 | -142.0944
|  | 3933.906 | -141.2079
|  | 3939.867 | -141.7903
|  | 3945.827 | -141.584
|  | 3951.788 | -140.912
|  | 3957.749 | -140.8562
|  | 3963.709 | -141.9182
|  | 3969.669 | -142.2233
|  | 3975.63 | -141.5662
|  | 3981.59 | -142.276
|  | 3987.551 | -142.6427
|  | 3993.511 | -141.7742
|  | 3999.472 | -141.0066
|  | 4005.432 | -141.2778
|  | 4011.393 | -141.4978
|  | 4017.353 | -141.3447
|  | 4023.313 | -141.2983
|  | 4029.274 | -142.0401
|  | 4035.234 | -141.492
|  | 4041.195 | -142.0023
|  | 4047.155 | -142.2216
|  | 4053.116 | -142.1413
|  | 4059.076 | -141.2576
|  | 4065.037 | -141.8691
|  | 4070.997 | -141.8252
|  | 4076.958 | -141.5683
|  | 4082.918 | -142.3405
|  | 4088.879 | -141.2972
|  | 4094.839 | -142.8452
|  | 4100.8 | -142.0963
|  | 4106.76 | -141.8823
|  | 4112.721 | -140.9276
|  | 4118.681 | -140.6086
|  | 4124.642 | -141.746
|  | 4130.602 | -143.115
|  | 4136.563 | -143.1507
|  | 4142.523 | -142.2131
|  | 4148.483 | -141.1874
|  | 4154.444 | -141.5228
|  | 4160.404 | -142.4498
|  | 4166.365 | -142.0103
|  | 4172.325 | -142.2491
|  | 4178.286 | -143.0262
|  | 4184.246 | -142.1474
|  | 4190.207 | -142.2062
|  | 4196.167 | -141.7437
|  | 4202.127 | -141.3134
|  | 4208.088 | -141.3542
|  | 4214.048 | -142.0134
|  | 4220.009 | -141.8502
|  | 4225.969 | -140.8409
|  | 4231.93 | -141.0831
|  | 4237.89 | -141.9547
|  | 4243.851 | -141.3666
|  | 4249.811 | -142.3262
|  | 4255.771 | -141.5434
|  | 4261.732 | -141.3466
|  | 4267.692 | -141.4809
|  | 4273.653 | -141.2561
|  | 4279.613 | -141.9109
|  | 4285.574 | -142.3992
|  | 4291.534 | -142.4998
|  | 4297.495 | -142.3347
|  | 4303.456 | -142.2147
|  | 4309.416 | -141.3635
|  | 4315.376 | -141.6613
|  | 4321.337 | -141.6918
|  | 4327.297 | -142.1219
|  | 4333.258 | -141.6515
|  | 4339.218 | -141.0045
|  | 4345.179 | -140.7296
|  | 4351.139 | -141.3554
|  | 4357.1 | -141.9887
|  | 4363.06 | -141.6923
|  | 4369.021 | -141.8995
|  | 4374.981 | -141.7918
|  | 4380.941 | -141.6095
|  | 4386.902 | -141.3075
|  | 4392.862 | -141.4098
|  | 4398.823 | -143.4391
|  | 4404.783 | -143.2703
|  | 4410.744 | -142.5569
|  | 4416.704 | -141.3939
|  | 4422.665 | -141.1876
|  | 4428.625 | -141.6776
|  | 4434.585 | -142.7184
|  | 4440.546 | -142.2526
|  | 4446.506 | -141.8951
|  | 4452.467 | -141.3997
|  | 4458.427 | -142.3016
|  | 4464.388 | -142.7222
|  | 4470.348 | -142.4622
|  | 4476.309 | -142.8573
|  | 4482.27 | -141.541
|  | 4488.23 | -141.9824
|  | 4494.19 | -143.0095
|  | 4500.151 | -144.1408
|  | 4506.111 | -142.7897
|  | 4512.072 | -141.9754
|  | 4518.032 | -141.1575
|  | 4523.993 | -140.3937
|  | 4529.953 | -140.3943
|  | 4535.914 | -141.0787
|  | 4541.874 | -141.4695
|  | 4547.834 | -141.368
|  | 4553.795 | -142.2309
|  | 4559.755 | -143.5494
|  | 4565.716 | -142.1465
|  | 4571.676 | -141.2826
|  | 4577.637 | -141.3517
|  | 4583.597 | -141.1618
|  | 4589.558 | -141.5781
|  | 4595.518 | -142.0907
|  | 4601.479 | -142.0766
|  | 4607.439 | -141.0408
|  | 4613.399 | -141.9493
|  | 4619.36 | -142.2602
|  | 4625.32 | -143.2407
|  | 4631.281 | -142.4125
|  | 4637.241 | -142.1876
|  | 4643.202 | -141.4091
|  | 4649.162 | -142.0397
|  | 4655.123 | -141.8628
|  | 4661.083 | -143.2806
|  | 4667.043 | -141.0167
|  | 4673.004 | -140.6713
|  | 4678.965 | -142.5206
|  | 4684.925 | -141.6697
|  | 4690.886 | -142.3187
|  | 4696.846 | -142.9661
|  | 4702.807 | -142.5852
|  | 4708.767 | -142.2667
|  | 4714.728 | -141.8677
|  | 4720.688 | -141.9654
|  | 4726.648 | -142.4655
|  | 4732.609 | -142.5249
|  | 4738.569 | -142.5171
|  | 4744.53 | -141.6072
|  | 4750.49 | -141.4909
|  | 4756.451 | -142.0447
|  | 4762.411 | -142.5156
|  | 4768.372 | -141.5594
|  | 4774.332 | -142.199
|  | 4780.292 | -142.4358
|  | 4786.253 | -143.2003
|  | 4792.213 | -142.3148
|  | 4798.174 | -142.1419
|  | 4804.134 | -141.6292
|  | 4810.095 | -141.248
|  | 4816.055 | -141.1037
|  | 4822.016 | -140.9053
|  | 4827.976 | -142.0577
|  | 4833.937 | -141.9551
|  | 4839.897 | -142.4675
|  | 4845.857 | -141.9896
|  | 4851.818 | -142.3392
|  | 4857.778 | -142.9665
|  | 4863.739 | -142.2193
|  | 4869.7 | -142.4565
|  | 4875.66 | -142.6349
|  | 4881.621 | -142.0938
|  | 4887.581 | -142.0293
|  | 4893.542 | -142.8186
|  | 4899.502 | -143.2818
|  | 4905.462 | -142.3344
|  | 4911.423 | -143.1702
|  | 4917.383 | -142.3749
|  | 4923.344 | -142.1386
|  | 4929.304 | -140.6883
|  | 4935.265 | -141.1722
|  | 4941.225 | -141.7315
|  | 4947.186 | -141.8293
|  | 4953.146 | -142.2997
|  | 4959.106 | -142.0726
|  | 4965.067 | -143.1761
|  | 4971.027 | -142.9216
|  | 4976.988 | -141.8331
|  | 4982.948 | -141.6864
|  | 4988.909 | -141.5824
|  | 4994.869 | -141.438
|  | 5000.83 | -141.2873
|  | 5006.79 | -141.6206
|  | 5012.75 | -142.0739
|  | 5018.711 | -141.9325
|  | 5024.671 | -142.4636
|  | 5030.632 | -142.3871
|  | 5036.592 | -142.9876
|  | 5042.553 | -141.4634
|  | 5048.513 | -140.5498
|  | 5054.474 | -140.809
|  | 5060.435 | -141.4286
|  | 5066.395 | -142.0791
|  | 5072.355 | -142.183
|  | 5078.316 | -141.9981
|  | 5084.276 | -142.3872
|  | 5090.237 | -142.9677
|  | 5096.197 | -141.9843
|  | 5102.158 | -141.8302
|  | 5108.118 | -142.4789
|  | 5114.079 | -142.2187
|  | 5120.039 | -142.7533
|  | 5126 | -142.2814
|  | 5131.96 | -142.271
|  | 5137.92 | -141.8289
|  | 5143.881 | -141.6879
|  | 5149.841 | -142.6459
|  | 5155.802 | -142.5441
|  | 5161.762 | -141.9877
|  | 5167.723 | -142.2683
|  | 5173.683 | -141.6271
|  | 5179.644 | -142.0731
|  | 5185.604 | -142.3604
|  | 5191.564 | -143.4815
|  | 5197.525 | -142.6465
|  | 5203.485 | -142.2699
|  | 5209.446 | -141.8047
|  | 5215.406 | -140.7581
|  | 5221.367 | -141.7751
|  | 5227.327 | -142.693
|  | 5233.288 | -141.0359
|  | 5239.248 | -141.8684
|  | 5245.209 | -142.8789
|  | 5251.169 | -142.3821
|  | 5257.13 | -141.1951
|  | 5263.09 | -141.0118
|  | 5269.051 | -140.3348
|  | 5275.011 | -141.3744
|  | 5280.972 | -142.3875
|  | 5286.932 | -142.6648
|  | 5292.893 | -143.1513
|  | 5298.853 | -142.6732
|  | 5304.813 | -142.8963
|  | 5310.774 | -141.584
|  | 5316.734 | -141.2274
|  | 5322.695 | -141.4471
|  | 5328.655 | -141.1136
|  | 5334.616 | -142.1257
|  | 5340.576 | -141.7825
|  | 5346.537 | -141.4742
|  | 5352.497 | -141.4795
|  | 5358.458 | -140.9625
|  | 5364.418 | -141.7558
|  | 5370.378 | -141.6497
|  | 5376.339 | -142.6525
|  | 5382.299 | -144.3815
|  | 5388.26 | -143.5622
|  | 5394.22 | -141.748
|  | 5400.181 | -140.9371
|  | 5406.141 | -141.2124
|  | 5412.102 | -142.83
|  | 5418.062 | -143.7191
|  | 5424.022 | -141.5605
|  | 5429.983 | -141.5242
|  | 5435.943 | -142.8371
|  | 5441.904 | -142.91
|  | 5447.865 | -142.4983
|  | 5453.825 | -142.2352
|  | 5459.786 | -141.5493
|  | 5465.746 | -141.6377
|  | 5471.707 | -141.0957
|  | 5477.667 | -140.8301
|  | 5483.627 | -141.6792
|  | 5489.588 | -142.475
|  | 5495.548 | -142.0625
|  | 5501.509 | -142.3296
|  | 5507.469 | -143.7539
|  | 5513.43 | -143.4405
|  | 5519.39 | -141.9391
|  | 5525.351 | -143.3116
|  | 5531.311 | -141.9832
|  | 5537.271 | -142.2734
|  | 5543.232 | -142.895
|  | 5549.192 | -140.5981
|  | 5555.153 | -140.5129
|  | 5561.113 | -142.7456
|  | 5567.074 | -142.2093
|  | 5573.034 | -142.3164
|  | 5578.995 | -141.3951
|  | 5584.955 | -141.9189
|  | 5590.916 | -142.8823
|  | 5596.876 | -142.4919
|  | 5602.836 | -142.0546
|  | 5608.797 | -142.7303
|  | 5614.757 | -142.771
|  | 5620.718 | -142.79
|  | 5626.679 | -142.3965
|  | 5632.639 | -143.6596
|  | 5638.6 | -142.2171
|  | 5644.56 | -142.7053
|  | 5650.521 | -142.5534
|  | 5656.481 | -142.9665
|  | 5662.441 | -142.223
|  | 5668.402 | -143.3895
|  | 5674.362 | -142.0435
|  | 5680.323 | -142.6141
|  | 5686.283 | -142.5336
|  | 5692.244 | -142.4157
|  | 5698.204 | -142.0019
|  | 5704.165 | -142.5668
|  | 5710.125 | -142.7376
|  | 5716.085 | -142.2353
|  | 5722.046 | -141.1984
|  | 5728.006 | -142.0883
|  | 5733.967 | -142.425
|  | 5739.927 | -141.0467
|  | 5745.888 | -140.8129
|  | 5751.848 | -141.2757
|  | 5757.809 | -142.0929
|  | 5763.769 | -141.8095
|  | 5769.729 | -142.0979
|  | 5775.69 | -141.2754
|  | 5781.65 | -141.7773
|  | 5787.611 | -142.8092
|  | 5793.571 | -142.6865
|  | 5799.532 | -143.5918
|  | 5805.492 | -142.3662
|  | 5811.453 | -142.404
|  | 5817.413 | -141.6944
|  | 5823.374 | -142.0217
|  | 5829.334 | -142.5689
|  | 5835.295 | -141.8301
|  | 5841.255 | -141.8524
|  | 5847.216 | -143.161
|  | 5853.176 | -142.0374
|  | 5859.137 | -141.4678
|  | 5865.097 | -142.2208
|  | 5871.058 | -141.8076
|  | 5877.018 | -141.7034
|  | 5882.979 | -141.3035
|  | 5888.939 | -141.7996
|  | 5894.899 | -142.237
|  | 5900.86 | -142.8243
|  | 5906.82 | -143.2478
|  | 5912.781 | -142.7005
|  | 5918.741 | -141.9634
|  | 5924.702 | -141.2706
|  | 5930.662 | -140.8164
|  | 5936.623 | -141.9455
|  | 5942.583 | -143.1427
|  | 5948.543 | -142.4797
|  | 5954.504 | -141.6591
|  | 5960.464 | -141.7456
|  | 5966.425 | -142.8934
|  | 5972.385 | -142.6616
|  | 5978.346 | -143.2788
|  | 5984.306 | -143.3044
|  | 5990.267 | -142.8704
|  | 5996.227 | -142.7662
|  | 6002.188 | -142.743
|  | 6008.148 | -142.7091
|  | 6014.109 | -142.787
|  | 6020.069 | -141.7757
|  | 6026.03 | -142.2533
|  | 6031.99 | -141.8847
|  | 6037.951 | -142.2402
|  | 6043.911 | -143.004
|  | 6049.872 | -142.4227
|  | 6055.832 | -142.4189
|  | 6061.792 | -142.1248
|  | 6067.753 | -142.7235
|  | 6073.713 | -142.7639
|  | 6079.674 | -141.8311
|  | 6085.634 | -141.682
|  | 6091.595 | -141.7777
|  | 6097.555 | -143.7234
|  | 6103.516 | -143.5639
|  | 6109.476 | -142.2355
|  | 6115.437 | -143.0096
|  | 6121.397 | -142.5385
|  | 6127.357 | -141.4371
|  | 6133.318 | -142.0438
|  | 6139.278 | -142.8852
|  | 6145.239 | -142.2783
|  | 6151.199 | -141.3069
|  | 6157.16 | -141.4795
|  | 6163.12 | -141.7807
|  | 6169.081 | -141.9639
|  | 6175.041 | -141.8425
|  | 6181.001 | -141.5912
|  | 6186.962 | -142.8372
|  | 6192.922 | -142.1163
|  | 6198.883 | -141.5523
|  | 6204.844 | -143.2807
|  | 6210.804 | -143.0965
|  | 6216.765 | -142.6053
|  | 6222.725 | -142.1512
|  | 6228.686 | -141.562
|  | 6234.646 | -141.6901
|  | 6240.606 | -142.5083
|  | 6246.567 | -142.0321
|  | 6252.527 | -141.6766
|  | 6258.488 | -141.6936
|  | 6264.448 | -142.0985
|  | 6270.409 | -142.3183
|  | 6276.369 | -142.117
|  | 6282.33 | -142.9344
|  | 6288.29 | -141.6181
|  | 6294.25 | -142.1436
|  | 6300.211 | -142.0255
|  | 6306.171 | -141.7797
|  | 6312.132 | -142.2284
|  | 6318.092 | -142.9179
|  | 6324.053 | -142.613
|  | 6330.013 | -142.9427
|  | 6335.974 | -142.7385
|  | 6341.934 | -141.6984
|  | 6347.895 | -142.0861
|  | 6353.855 | -142.4926
|  | 6359.815 | -142.9264
|  | 6365.776 | -142.975
|  | 6371.736 | -142.474
|  | 6377.697 | -141.9842
|  | 6383.657 | -141.6496
|  | 6389.618 | -141.1353
|  | 6395.579 | -140.7573
|  | 6401.539 | -141.4616
|  | 6407.5 | -142.815
|  | 6413.46 | -143.2203
|  | 6419.42 | -142.2845
|  | 6425.381 | -141.5676
|  | 6431.341 | -141.9035
|  | 6437.302 | -142.1635
|  | 6443.262 | -141.3004
|  | 6449.223 | -141.6555
|  | 6455.183 | -141.889
|  | 6461.144 | -141.2697
|  | 6467.104 | -140.7456
|  | 6473.064 | -142.0368
|  | 6479.025 | -143.6835
|  | 6484.985 | -143.2677
|  | 6490.946 | -141.6147
|  | 6496.906 | -142.5148
|  | 6502.867 | -142.981
|  | 6508.827 | -142.1531
|  | 6514.788 | -142.1968
|  | 6520.748 | -142.2454
|  | 6526.708 | -141.8038
|  | 6532.669 | -142.5368
|  | 6538.629 | -142.529
|  | 6544.59 | -142.627
|  | 6550.55 | -142.7553
|  | 6556.511 | -142.9348
|  | 6562.471 | -142.0521
|  | 6568.432 | -142.3669
|  | 6574.392 | -142.5168
|  | 6580.353 | -141.559
|  | 6586.313 | -142.1424
|  | 6592.274 | -141.8841
|  | 6598.234 | -141.7582
|  | 6604.195 | -142.8135
|  | 6610.155 | -142.9793
|  | 6616.116 | -142.695
|  | 6622.076 | -142.8186
|  | 6628.037 | -143.0326
|  | 6633.997 | -143.8485
|  | 6639.958 | -141.9297
|  | 6645.918 | -141.6778
|  | 6651.878 | -142.9471
|  | 6657.839 | -142.517
|  | 6663.799 | -142.1805
|  | 6669.76 | -142.883
|  | 6675.72 | -141.1486
|  | 6681.681 | -141.7531
|  | 6687.641 | -141.681
|  | 6693.602 | -142.9272
|  | 6699.562 | -143.5757
|  | 6705.522 | -142.1143
|  | 6711.483 | -142.5501
|  | 6717.443 | -143.2869
|  | 6723.404 | -142.343
|  | 6729.364 | -142.2691
|  | 6735.325 | -143.5225
|  | 6741.285 | -143.4636
|  | 6747.246 | -142.4184
|  | 6753.206 | -142.4508
|  | 6759.167 | -142.2559
|  | 6765.127 | -142.2942
|  | 6771.088 | -142.3852
|  | 6777.048 | -143.0058
|  | 6783.009 | -141.8577
|  | 6788.969 | -141.4419
|  | 6794.93 | -142.0137
|  | 6800.89 | -142.0798
|  | 6806.851 | -141.5415
|  | 6812.811 | -141.2943
|  | 6818.771 | -142.4649
|  | 6824.732 | -143.6222
|  | 6830.692 | -142.6359
|  | 6836.653 | -142.1774
|  | 6842.613 | -141.0544
|  | 6848.574 | -140.871
|  | 6854.534 | -141.9565
|  | 6860.495 | -141.5999
|  | 6866.455 | -141.8539
|  | 6872.416 | -142.7076
|  | 6878.376 | -141.3191
|  | 6884.336 | -141.3629
|  | 6890.297 | -141.4465
|  | 6896.257 | -142.0027
|  | 6902.218 | -143.2017
|  | 6908.178 | -143.8175
|  | 6914.139 | -143.5015
|  | 6920.099 | -142.923
|  | 6926.06 | -143.6738
|  | 6932.02 | -142.6422
|  | 6937.98 | -143.2243
|  | 6943.941 | -141.8441
|  | 6949.901 | -140.8322
|  | 6955.862 | -141.4415
|  | 6961.822 | -140.8486
|  | 6967.783 | -140.8954
|  | 6973.744 | -141.15
|  | 6979.704 | -141.6192
|  | 6985.665 | -141.4541
|  | 6991.625 | -141.528
|  | 6997.585 | -143.2776
|  | 7003.546 | -143.0471
|  | 7009.506 | -142.7116
|  | 7015.467 | -142.0774
|  | 7021.427 | -142.1003
|  | 7027.388 | -142.6359
|  | 7033.348 | -142.3847
|  | 7039.309 | -142.6071
|  | 7045.269 | -143.7899
|  | 7051.229 | -142.694
|  | 7057.19 | -143.2283
|  | 7063.15 | -143.97
|  | 7069.111 | -141.9046
|  | 7075.071 | -141.3484
|  | 7081.032 | -142.606
|  | 7086.992 | -142.9817
|  | 7092.953 | -143.2885
|  | 7098.913 | -142.985
|  | 7104.874 | -143.112
|  | 7110.834 | -141.8753
|  | 7116.794 | -141.3236
|  | 7122.755 | -142.0027
|  | 7128.715 | -142.6553
|  | 7134.676 | -143.2782
|  | 7140.636 | -142.4539
|  | 7146.597 | -142.8136
|  | 7152.558 | -142.6987
|  | 7158.518 | -142.5542
|  | 7164.479 | -143.1203
|  | 7170.439 | -143.4743
|  | 7176.399 | -142.9713
|  | 7182.36 | -143.4165
|  | 7188.32 | -143.3009
|  | 7194.281 | -143.5037
|  | 7200.241 | -144.0446
|  | 7206.202 | -143.0578
|  | 7212.162 | -142.4022
|  | 7218.123 | -142.2052
|  | 7224.083 | -141.8135
|  | 7230.043 | -143.1775
|  | 7236.004 | -144.3618
|  | 7241.964 | -142.6652
|  | 7247.925 | -143.0919
|  | 7253.885 | -143.314
|  | 7259.846 | -143.5383
|  | 7265.806 | -142.6326
|  | 7271.767 | -142.0138
|  | 7277.727 | -141.4791
|  | 7283.688 | -143.5438
|  | 7289.648 | -144.0288
|  | 7295.608 | -144.309
|  | 7301.569 | -142.7442
|  | 7307.529 | -142.3393
|  | 7313.49 | -141.834
|  | 7319.45 | -141.5364
|  | 7325.411 | -141.6112
|  | 7331.371 | -142.4968
|  | 7337.332 | -143.1372
|  | 7343.292 | -143.0514
|  | 7349.253 | -142.486
|  | 7355.213 | -142.4742
|  | 7361.174 | -143.4296
|  | 7367.134 | -142.8925
|  | 7373.095 | -141.434
|  | 7379.055 | -142.0214
|  | 7385.016 | -142.4697
|  | 7390.976 | -143.2228
|  | 7396.937 | -142.976
|  | 7402.897 | -143.4057
|  | 7408.857 | -141.9353
|  | 7414.818 | -141.3905
|  | 7420.778 | -142.2387
|  | 7426.739 | -141.9572
|  | 7432.699 | -141.9588
|  | 7438.66 | -142.622
|  | 7444.62 | -142.7627
|  | 7450.581 | -143.0332
|  | 7456.541 | -143.2693
|  | 7462.501 | -142.9457
|  | 7468.462 | -142.8774
|  | 7474.422 | -142.7425
|  | 7480.383 | -143.7018
|  | 7486.343 | -142.574
|  | 7492.304 | -142.5206
|  | 7498.264 | -142.6382
|  | 7504.225 | -142.154
|  | 7510.185 | -142.2425
|  | 7516.146 | -142.7214
|  | 7522.106 | -142.0237
|  | 7528.066 | -141.0786
|  | 7534.027 | -141.9742
|  | 7539.988 | -142.9042
|  | 7545.948 | -141.9189
|  | 7551.909 | -142.0432
|  | 7557.869 | -143.2607
|  | 7563.83 | -143.8124
|  | 7569.79 | -142.6724
|  | 7575.75 | -143.2899
|  | 7581.711 | -143.6967
|  | 7587.671 | -142.4997
|  | 7593.632 | -140.7144
|  | 7599.592 | -141.3056
|  | 7605.553 | -142.0915
|  | 7611.513 | -142.4734
|  | 7617.474 | -140.7414
|  | 7623.434 | -142.7968
|  | 7629.395 | -143.0832
|  | 7635.355 | -142.0376
|  | 7641.315 | -142.3593
|  | 7647.276 | -141.7185
|  | 7653.236 | -144.102
|  | 7659.197 | -143.1516
|  | 7665.157 | -141.9417
|  | 7671.118 | -142.3237
|  | 7677.078 | -142.5551
|  | 7683.039 | -141.7456
|  | 7688.999 | -143.2003
|  | 7694.959 | -142.8136
|  | 7700.92 | -141.5206
|  | 7706.88 | -140.9458
|  | 7712.841 | -141.7323
|  | 7718.801 | -142.7589
|  | 7724.762 | -143.115
|  | 7730.723 | -142.3306
|  | 7736.683 | -142.3432
|  | 7742.644 | -142.2596
|  | 7748.604 | -143.0052
|  | 7754.564 | -142.9052
|  | 7760.525 | -143.1432
|  | 7766.485 | -142.8429
|  | 7772.446 | -141.6731
|  | 7778.406 | -142.3331
|  | 7784.367 | -142.3152
|  | 7790.327 | -141.5466
|  | 7796.288 | -142.4624
|  | 7802.248 | -143.0934
|  | 7808.208 | -142.1219
|  | 7814.169 | -143.0801
|  | 7820.129 | -143.5473
|  | 7826.09 | -143.0737
|  | 7832.05 | -143.8578
|  | 7838.011 | -141.8273
|  | 7843.971 | -141.6224
|  | 7849.932 | -142.4973
|  | 7855.892 | -143.3283
|  | 7861.853 | -143.8256
|  | 7867.813 | -143.2094
|  | 7873.773 | -143.4692
|  | 7879.734 | -143.4955
|  | 7885.694 | -142.4404
|  | 7891.655 | -142.3193
|  | 7897.615 | -142.7086
|  | 7903.576 | -143.2574
|  | 7909.536 | -142.4317
|  | 7915.497 | -142.9227
|  | 7921.458 | -142.5604
|  | 7927.418 | -141.5444
|  | 7933.378 | -141.4129
|  | 7939.339 | -142.9729
|  | 7945.299 | -142.7177
|  | 7951.26 | -142.9812
|  | 7957.22 | -142.4237
|  | 7963.181 | -142.5843
|  | 7969.141 | -142.6051
|  | 7975.102 | -143.1601
|  | 7981.062 | -141.6987
|  | 7987.022 | -141.4912
|  | 7992.983 | -141.4516
|  | 7998.943 | -143.5713
|  | 8004.904 | -142.5024
|  | 8010.864 | -141.3792
|  | 8016.825 | -142.4584
|  | 8022.785 | -142.2736
|  | 8028.746 | -142.7333
|  | 8034.706 | -142.1714
|  | 8040.667 | -142.7378
|  | 8046.627 | -143.2946
|  | 8052.587 | -142.9943
|  | 8058.548 | -142.2264
|  | 8064.508 | -144.2235
|  | 8070.469 | -143.6288
|  | 8076.429 | -143.1629
|  | 8082.39 | -143.1106
|  | 8088.35 | -142.9335
|  | 8094.311 | -143.0332
|  | 8100.271 | -143.0437
|  | 8106.231 | -141.8108
|  | 8112.192 | -142.2208
|  | 8118.153 | -142.2574
|  | 8124.113 | -141.4838
|  | 8130.074 | -141.198
|  | 8136.034 | -141.9202
|  | 8141.995 | -142.0372
|  | 8147.955 | -142.6694
|  | 8153.916 | -143.6165
|  | 8159.876 | -143.3466
|  | 8165.836 | -143.227
|  | 8171.797 | -142.1888
|  | 8177.757 | -141.4041
|  | 8183.718 | -142.1245
|  | 8189.678 | -142.2161
|  | 8195.639 | -142.9622
|  | 8201.6 | -143.9648
|  | 8207.56 | -143.3175
|  | 8213.521 | -142.4781
|  | 8219.48 | -142.2957
|  | 8225.441 | -142.7467
|  | 8231.401 | -141.835
|  | 8237.362 | -141.6255
|  | 8243.322 | -142.5487
|  | 8249.283 | -143.7114
|  | 8255.243 | -141.6482
|  | 8261.204 | -142.2716
|  | 8267.164 | -142.9331
|  | 8273.125 | -141.9077
|  | 8279.085 | -141.9385
|  | 8285.046 | -143.7002
|  | 8291.006 | -144.7672
|  | 8296.967 | -144.0065
|  | 8302.927 | -142.5111
|  | 8308.888 | -142.6644
|  | 8314.848 | -141.7545
|  | 8320.809 | -140.8351
|  | 8326.769 | -140.9459
|  | 8332.729 | -141.835
|  | 8338.689 | -141.8386
|  | 8344.65 | -142.7441
|  | 8350.61 | -142.5513
|  | 8356.571 | -141.7868
|  | 8362.531 | -143.1397
|  | 8368.492 | -144.1564
|  | 8374.452 | -142.6537
|  | 8380.413 | -142.8653
|  | 8386.373 | -142.9901
|  | 8392.334 | -143.0911
|  | 8398.295 | -142.65
|  | 8404.255 | -142.6901
|  | 8410.216 | -143.3176
|  | 8416.176 | -143.905
|  | 8422.137 | -143.0006
|  | 8428.097 | -143.0344
|  | 8434.058 | -142.946
|  | 8440.018 | -143.277
|  | 8445.979 | -142.4451
|  | 8451.938 | -141.6157
|  | 8457.899 | -142.0072
|  | 8463.859 | -141.9397
|  | 8469.82 | -142.3375
|  | 8475.78 | -142.1665
|  | 8481.741 | -143.031
|  | 8487.701 | -143.148
|  | 8493.662 | -143.8164
|  | 8499.622 | -142.6607
|  | 8505.583 | -140.8889
|  | 8511.543 | -141.416
|  | 8517.504 | -142.3203
|  | 8523.464 | -143.2376
|  | 8529.425 | -143.4736
|  | 8535.385 | -142.4948
|  | 8541.346 | -143.4633
|  | 8547.306 | -142.1714
|  | 8553.267 | -142.6823
|  | 8559.227 | -143.4386
|  | 8565.188 | -144.0144
|  | 8571.147 | -142.5247
|  | 8577.108 | -142.0131
|  | 8583.068 | -141.544
|  | 8589.029 | -142.7831
|  | 8594.99 | -142.8574
|  | 8600.95 | -143.0135
|  | 8606.911 | -143.4993
|  | 8612.871 | -143.341
|  | 8618.832 | -142.7869
|  | 8624.792 | -142.3702
|  | 8630.753 | -142.4648
|  | 8636.713 | -142.2024
|  | 8642.674 | -143.0112
|  | 8648.634 | -143.5385
|  | 8654.595 | -142.4352
|  | 8660.555 | -141.7543
|  | 8666.516 | -142.8853
|  | 8672.476 | -142.6949
|  | 8678.437 | -141.8882
|  | 8684.396 | -142.8067
|  | 8690.357 | -142.9063
|  | 8696.317 | -142.2687
|  | 8702.278 | -142.4884
|  | 8708.238 | -142.8115
|  | 8714.199 | -141.8699
|  | 8720.159 | -142.4844
|  | 8726.12 | -142.5044
|  | 8732.08 | -142.3828
|  | 8738.041 | -143.0766
|  | 8744.001 | -143.088
|  | 8749.962 | -142.8422
|  | 8755.922 | -142.9651
|  | 8761.883 | -141.9231
|  | 8767.843 | -142.2409
|  | 8773.804 | -142.8779
|  | 8779.765 | -142.3824
|  | 8785.725 | -142.5412
|  | 8791.686 | -142.68
|  | 8797.646 | -141.4235
|  | 8803.606 | -141.1638
|  | 8809.566 | -142.4346
|  | 8815.527 | -142.4637
|  | 8821.487 | -143.1818
|  | 8827.448 | -144.085
|  | 8833.408 | -143.1054
|  | 8839.369 | -142.9821
|  | 8845.329 | -142.4824
|  | 8851.29 | -142.5733
|  | 8857.25 | -142.612
|  | 8863.211 | -143.3987
|  | 8869.171 | -143.9138
|  | 8875.132 | -142.2801
|  | 8881.092 | -142.597
|  | 8887.053 | -143.1322
|  | 8893.013 | -142.1091
|  | 8898.974 | -141.4636
|  | 8904.934 | -141.6524
|  | 8910.895 | -142.164
|  | 8916.854 | -141.7336
|  | 8922.815 | -142.575
|  | 8928.775 | -143.8776
|  | 8934.736 | -142.6493
|  | 8940.696 | -140.8606
|  | 8946.657 | -141.812
|  | 8952.617 | -143.3409
|  | 8958.578 | -143.3746
|  | 8964.539 | -142.8807
|  | 8970.499 | -142.0092
|  | 8976.46 | -143.7382
|  | 8982.42 | -142.5514
|  | 8988.381 | -141.6851
|  | 8994.341 | -142.0293
|  | 9000.302 | -143.2425
|  | 9006.262 | -144.0293
|  | 9012.223 | -143.8776
|  | 9018.183 | -143.0365
|  | 9024.144 | -143.8209
|  | 9030.104 | -142.0289
|  | 9036.064 | -142.6718
|  | 9042.024 | -143.0083
|  | 9047.985 | -142.4482
|  | 9053.945 | -142.6391
|  | 9059.906 | -143.4133
|  | 9065.866 | -142.7592
|  | 9071.827 | -142.2961
|  | 9077.787 | -142.2243
|  | 9083.748 | -142.0748
|  | 9089.708 | -141.3277
|  | 9095.669 | -141.4471
|  | 9101.629 | -142.6083
|  | 9107.59 | -143.6544
|  | 9113.55 | -143.2755
|  | 9119.511 | -143.2778
|  | 9125.471 | -141.7608
|  | 9131.432 | -142.0901
|  | 9137.392 | -142.9169
|  | 9143.353 | -142.1168
|  | 9149.313 | -141.8261
|  | 9155.273 | -141.6557
|  | 9161.234 | -141.9928
|  | 9167.194 | -143.3232
|  | 9173.155 | -143.0495
|  | 9179.115 | -143.0587
|  | 9185.076 | -142.893
|  | 9191.036 | -143.2271
|  | 9196.997 | -143.7725
|  | 9202.957 | -142.674
|  | 9208.918 | -142.6327
|  | 9214.878 | -144.1719
|  | 9220.839 | -143.1746
|  | 9226.799 | -143.0291
|  | 9232.76 | -142.0513
|  | 9238.72 | -141.7349
|  | 9244.681 | -142.4585
|  | 9250.641 | -143.1648
|  | 9256.602 | -142.9933
|  | 9262.562 | -142.4769
|  | 9268.522 | -143.1775
|  | 9274.482 | -143.3651
|  | 9280.443 | -143.0367
|  | 9286.403 | -143.3967
|  | 9292.364 | -142.259
|  | 9298.324 | -142.4337
|  | 9304.285 | -142.3368
|  | 9310.245 | -141.5097
|  | 9316.206 | -140.7691
|  | 9322.166 | -142.1707
|  | 9328.127 | -143.3871
|  | 9334.087 | -143.0327
|  | 9340.048 | -143.4846
|  | 9346.008 | -143.1252
|  | 9351.969 | -142.7387
|  | 9357.93 | -144.6766
|  | 9363.89 | -144.7397
|  | 9369.851 | -143.7511
|  | 9375.811 | -142.7052
|  | 9381.771 | -142.5683
|  | 9387.731 | -142.5156
|  | 9393.692 | -142.9332
|  | 9399.652 | -144.0142
|  | 9405.613 | -142.4028
|  | 9411.573 | -142.1915
|  | 9417.534 | -142.6822
|  | 9423.494 | -142.4353
|  | 9429.455 | -143.463
|  | 9435.415 | -143.5327
|  | 9441.376 | -143.7253
|  | 9447.336 | -143.6346
|  | 9453.297 | -144.0843
|  | 9459.257 | -142.8273
|  | 9465.218 | -142.5343
|  | 9471.178 | -142.9981
|  | 9477.139 | -142.0181
|  | 9483.099 | -142.0171
|  | 9489.06 | -142.3868
|  | 9495.02 | -142.6079
|  | 9500.98 | -143.6582
|  | 9506.94 | -143.567
|  | 9512.901 | -142.6527
|  | 9518.861 | -143.4522
|  | 9524.822 | -142.621
|  | 9530.782 | -142.7457
|  | 9536.743 | -142.8371
|  | 9542.704 | -142.884
|  | 9548.664 | -142.1845
|  | 9554.625 | -142.3754
|  | 9560.585 | -142.3896
|  | 9566.546 | -142.6981
|  | 9572.506 | -142.7262
|  | 9578.467 | -143.0499
|  | 9584.427 | -142.7217
|  | 9590.388 | -143.0193
|  | 9596.348 | -143.1306
|  | 9602.309 | -143.3532
|  | 9608.269 | -142.3622
|  | 9614.229 | -141.9908
|  | 9620.189 | -144.2182
|  | 9626.15 | -142.982
|  | 9632.11 | -143.5169
|  | 9638.071 | -143.5868
|  | 9644.031 | -143.9863
|  | 9649.992 | -143.5613
|  | 9655.952 | -142.7354
|  | 9661.913 | -143.139
|  | 9667.873 | -143.529
|  | 9673.834 | -142.1143
|  | 9679.794 | -143.2143
|  | 9685.755 | -143.9636
|  | 9691.715 | -142.8063
|  | 9697.676 | -141.5922
|  | 9703.636 | -142.7983
|  | 9709.597 | -143.3458
|  | 9715.557 | -142.3441
|  | 9721.518 | -142.6209
|  | 9727.479 | -143.9737
|  | 9733.438 | -143.775
|  | 9739.399 | -143.8098
|  | 9745.359 | -143.4395
|  | 9751.32 | -142.9087
|  | 9757.28 | -142.4934
|  | 9763.241 | -143.5155
|  | 9769.201 | -142.2208
|  | 9775.162 | -142.8374
|  | 9781.122 | -142.8296
|  | 9787.083 | -143.2547
|  | 9793.043 | -142.9754
|  | 9799.004 | -142.2577
|  | 9804.964 | -142.1498
|  | 9810.925 | -143.9438
|  | 9816.885 | -142.1505
|  | 9822.846 | -142.1975
|  | 9828.806 | -143.863
|  | 9834.767 | -142.4868
|  | 9840.727 | -143.2303
|  | 9846.688 | -143.4898
|  | 9852.647 | -142.0959
|  | 9858.608 | -142.6013
|  | 9864.568 | -144.7941
|  | 9870.529 | -144.9723
|  | 9876.489 | -142.8661
|  | 9882.45 | -143.0357
|  | 9888.41 | -142.2066
|  | 9894.371 | -142.4435
|  | 9900.331 | -143.1645
|  | 9906.292 | -143.5485
|  | 9912.252 | -143.1597
|  | 9918.213 | -144.1934
|  | 9924.174 | -142.4904
|  | 9930.134 | -141.7629
|  | 9936.095 | -143.4625
|  | 9942.055 | -143.8593
|  | 9948.016 | -143.3811
|  | 9953.976 | -143.7661
|  | 9959.937 | -142.0928
|  | 9965.896 | -142.5491
|  | 9971.857 | -143.502
|  | 9977.817 | -143.2435
|  | 9983.778 | -142.9125
|  | 9989.738 | -142.342
|  | 9995.699 | -143.3297
|  | 10001.66 | -142.6263
|  | 10007.62 | -143.0114
|  | 10013.58 | -143.2109
|  | 10019.54 | -143.0884
|  | 10025.5 | -142.2006
|  | 10031.46 | -142.464
|  | 10037.42 | -141.7452
|  | 10043.38 | -142.5483
|  | 10049.34 | -142.8473
|  | 10055.3 | -142.444
|  | 10061.26 | -142.1539
|  | 10067.22 | -143.2089
|  | 10073.18 | -143.8738
|  | 10079.15 | -143.4591
|  | 10085.11 | -142.6252
|  | 10091.07 | -142.936
|  | 10097.03 | -143.3276
|  | 10102.99 | -144.4972
|  | 10108.95 | -141.898
|  | 10114.91 | -141.2664
|  | 10120.87 | -142.7557
|  | 10126.83 | -142.7353
|  | 10132.79 | -143.0802
|  | 10138.75 | -142.0633
|  | 10144.71 | -142.2061
|  | 10150.67 | -144.0261
|  | 10156.63 | -142.732
|  | 10162.59 | -141.9846
|  | 10168.55 | -141.8483
|  | 10174.51 | -142.3181
|  | 10180.47 | -143.2112
|  | 10186.43 | -142.7859
|  | 10192.39 | -142.278
|  | 10198.35 | -142.0924
|  | 10204.32 | -142.6425
|  | 10210.28 | -142.8817
|  | 10216.24 | -143.6758
|  | 10222.2 | -143.3981
|  | 10228.16 | -143.3687
|  | 10234.12 | -142.668
|  | 10240.08 | -141.8836
|  | 10246.04 | -143.4569
|  | 10252 | -142.8729
|  | 10257.96 | -142.7602
|  | 10263.92 | -143.2007
|  | 10269.88 | -143.9168
|  | 10275.84 | -143.5096
|  | 10281.8 | -143.5975
|  | 10287.76 | -143.507
|  | 10293.72 | -142.6464
|  | 10299.68 | -142.4525
|  | 10305.64 | -141.6722
|  | 10311.6 | -142.4662
|  | 10317.56 | -143.0199
|  | 10323.52 | -142.5404
|  | 10329.49 | -140.9621
|  | 10335.45 | -141.6924
|  | 10341.41 | -143.2574
|  | 10347.37 | -144.9504
|  | 10353.33 | -144.0412
|  | 10359.29 | -142.6009
|  | 10365.25 | -142.5689
|  | 10371.21 | -142.3889
|  | 10377.17 | -142.9405
|  | 10383.13 | -142.9631
|  | 10389.09 | -142.7913
|  | 10395.05 | -142.6607
|  | 10401.01 | -141.9929
|  | 10406.97 | -142.0837
|  | 10412.93 | -142.8747
|  | 10418.89 | -142.7996
|  | 10424.85 | -143.5171
|  | 10430.81 | -143.0363
|  | 10436.77 | -142.5717
|  | 10442.73 | -143.5335
|  | 10448.69 | -142.0363
|  | 10454.65 | -141.5048
|  | 10460.62 | -143.0818
|  | 10466.58 | -143.0506
|  | 10472.54 | -142.6159
|  | 10478.5 | -143.4433
|  | 10484.46 | -143.2186
|  | 10490.42 | -143.5104
|  | 10496.38 | -142.6293
|  | 10502.34 | -141.5701
|  | 10508.3 | -142.7473
|  | 10514.26 | -143.4064
|  | 10520.22 | -143.351
|  | 10526.18 | -142.4509
|  | 10532.14 | -142.0682
|  | 10538.1 | -141.8652
|  | 10544.06 | -142.5778
|  | 10550.02 | -141.8627
|  | 10555.98 | -142.9177
|  | 10561.94 | -142.7462
|  | 10567.9 | -142.9142
|  | 10573.86 | -142.4285
|  | 10579.82 | -141.982
|  | 10585.79 | -141.8207
|  | 10591.75 | -142.603
|  | 10597.71 | -145.058
|  | 10603.67 | -143.1187
|  | 10609.63 | -143.241
|  | 10615.59 | -142.5846
|  | 10621.55 | -142.6648
|  | 10627.51 | -142.8782
|  | 10633.47 | -142.1157
|  | 10639.43 | -141.9833
|  | 10645.39 | -142.3963
|  | 10651.35 | -142.1966
|  | 10657.31 | -142.1406
|  | 10663.27 | -142.4809
|  | 10669.23 | -143.3062
|  | 10675.19 | -142.2662
|  | 10681.15 | -143.1757
|  | 10687.11 | -142.7623
|  | 10693.07 | -143.0234
|  | 10699.03 | -142.5737
|  | 10704.99 | -141.8041
|  | 10710.96 | -142.425
|  | 10716.92 | -142.3732
|  | 10722.88 | -142.6812
|  | 10728.84 | -141.8158
|  | 10734.8 | -141.9379
|  | 10740.76 | -142.7776
|  | 10746.72 | -143.2093
|  | 10752.68 | -143.5618
|  | 10758.64 | -142.9147
|  | 10764.6 | -142.8822
|  | 10770.56 | -143.3719
|  | 10776.52 | -142.7357
|  | 10782.48 | -142.8683
|  | 10788.44 | -143.3494
|  | 10794.4 | -143.8418
|  | 10800.36 | -144.1976
|  | 10806.32 | -142.89
|  | 10812.28 | -141.009
|  | 10818.24 | -141.2462
|  | 10824.2 | -143.5208
|  | 10830.16 | -142.6548
|  | 10836.12 | -142.7416
|  | 10842.08 | -143.1247
|  | 10848.04 | -143.8365
|  | 10854.01 | -143.3731
|  | 10859.97 | -143.044
|  | 10865.93 | -142.5452
|  | 10871.89 | -143.6257
|  | 10877.85 | -144.4925
|  | 10883.81 | -142.4737
|  | 10889.77 | -141.8006
|  | 10895.73 | -142.5806
|  | 10901.69 | -142.7887
|  | 10907.65 | -142.2971
|  | 10913.61 | -142.8615
|  | 10919.57 | -142.5642
|  | 10925.53 | -143.4745
|  | 10931.49 | -143.1734
|  | 10937.45 | -141.875
|  | 10943.41 | -142.4136
|  | 10949.37 | -143.2688
|  | 10955.33 | -142.4651
|  | 10961.29 | -143.1717
|  | 10967.25 | -142.5286
|  | 10973.21 | -142.1818
|  | 10979.18 | -142.5478
|  | 10985.14 | -143.2033
|  | 10991.1 | -143.831
|  | 10997.06 | -142.9855
|  | 11003.02 | -142.4529
|  | 11008.98 | -142.6305
|  | 11014.94 | -141.6209
|  | 11020.9 | -142.5974
|  | 11026.86 | -143.5685
|  | 11032.82 | -142.7234
|  | 11038.78 | -143.5001
|  | 11044.74 | -143.4092
|  | 11050.7 | -142.4619
|  | 11056.66 | -142.7563
|  | 11062.62 | -143.1857
|  | 11068.58 | -143.1375
|  | 11074.54 | -142.3398
|  | 11080.5 | -142.9248
|  | 11086.46 | -143.6957
|  | 11092.42 | -144.1542
|  | 11098.38 | -143.2453
|  | 11104.35 | -142.0098
|  | 11110.31 | -141.6059
|  | 11116.27 | -141.5131
|  | 11122.23 | -141.2982
|  | 11128.19 | -141.668
|  | 11134.15 | -141.3221
|  | 11140.11 | -142.1929
|  | 11146.07 | -142.534
|  | 11152.03 | -142.6775
|  | 11157.99 | -143.6251
|  | 11163.95 | -144.2737
|  | 11169.91 | -144.4208
|  | 11175.87 | -144.4935
|  | 11181.83 | -143.2033
|  | 11187.79 | -143.8858
|  | 11193.75 | -144.1524
|  | 11199.71 | -142.9711
|  | 11205.67 | -142.0472
|  | 11211.63 | -143.4051
|  | 11217.59 | -142.7796
|  | 11223.55 | -142.9585
|  | 11229.51 | -143.8466
|  | 11235.48 | -142.7085
|  | 11241.44 | -142.4912
|  | 11247.4 | -142.8446
|  | 11253.36 | -142.3636
|  | 11259.32 | -142.9594
|  | 11265.28 | -142.6499
|  | 11271.24 | -143.0197
|  | 11277.2 | -143.9975
|  | 11283.16 | -143.8211
|  | 11289.12 | -143.3056
|  | 11295.08 | -142.1874
|  | 11301.04 | -143.7534
|  | 11307 | -144.3827
|  | 11312.96 | -143.2179
|  | 11318.92 | -142.6601
|  | 11324.88 | -142.1454
|  | 11330.84 | -142.7248
|  | 11336.8 | -143.7554
|  | 11342.76 | -143.2215
|  | 11348.72 | -143.3564
|  | 11354.68 | -143.1048
|  | 11360.65 | -142.6242
|  | 11366.61 | -142.1853
|  | 11372.57 | -142.0972
|  | 11378.53 | -142.9037
|  | 11384.49 | -143.9459
|  | 11390.45 | -142.2874
|  | 11396.41 | -142.3437
|  | 11402.37 | -143.0169
|  | 11408.33 | -142.1981
|  | 11414.29 | -142.0552
|  | 11420.25 | -143.4789
|  | 11426.21 | -143.8873
|  | 11432.17 | -142.263
|  | 11438.13 | -142.6689
|  | 11444.09 | -142.3905
|  | 11450.05 | -142.6636
|  | 11456.01 | -142.2904
|  | 11461.97 | -143.7992
|  | 11467.93 | -142.7723
|  | 11473.89 | -142.4992
|  | 11479.85 | -144.3049
|  | 11485.82 | -143.2537
|  | 11491.78 | -142.6066
|  | 11497.74 | -142.7856
|  | 11503.7 | -143.3369
|  | 11509.66 | -144.4473
|  | 11515.62 | -143.2449
|  | 11521.58 | -143.0935
|  | 11527.54 | -143.9043
|  | 11533.5 | -143.1025
|  | 11539.46 | -143.3169
|  | 11545.42 | -142.614
|  | 11551.38 | -143.461
|  | 11557.34 | -143.4786
|  | 11563.3 | -143.2387
|  | 11569.26 | -144.2874
|  | 11575.22 | -144.3358
|  | 11581.18 | -145.1044
|  | 11587.14 | -143.7624
|  | 11593.1 | -142.0292
|  | 11599.06 | -141.3061
|  | 11605.02 | -142.613
|  | 11610.98 | -143.6426
|  | 11616.95 | -142.8258
|  | 11622.91 | -143.8983
|  | 11628.87 | -143.5417
|  | 11634.83 | -143.4773
|  | 11640.79 | -142.8865
|  | 11646.75 | -142.364
|  | 11652.71 | -142.8701
|  | 11658.67 | -142.0508
|  | 11664.63 | -142.1303
|  | 11670.59 | -141.6599
|  | 11676.55 | -142.1044
|  | 11682.51 | -142.7243
|  | 11688.47 | -142.2767
|  | 11694.43 | -142.9386
|  | 11700.39 | -144.462
|  | 11706.35 | -143.0762
|  | 11712.31 | -142.5765
|  | 11718.27 | -142.5796
|  | 11724.23 | -143.2256
|  | 11730.19 | -144.9053
|  | 11736.15 | -145.3922
|  | 11742.12 | -143.5869
|  | 11748.08 | -142.3958
|  | 11754.04 | -142.536
|  | 11760 | -143.4898
|  | 11765.96 | -142.9026
|  | 11771.92 | -143.7007
|  | 11777.88 | -143.4846
|  | 11783.84 | -143.4246
|  | 11789.8 | -142.4755
|  | 11795.76 | -141.3991
|  | 11801.72 | -141.81
|  | 11807.68 | -141.6969
|  | 11813.64 | -141.8143
|  | 11819.6 | -142.8335
|  | 11825.56 | -143.0342
|  | 11831.52 | -142.6051
|  | 11837.48 | -142.4334
|  | 11843.44 | -143.1017
|  | 11849.4 | -142.6064
|  | 11855.36 | -142.2363
|  | 11861.32 | -143.5689
|  | 11867.29 | -142.1755
|  | 11873.25 | -141.3183
|  | 11879.21 | -142.1457
|  | 11885.17 | -142.3114
|  | 11891.13 | -142.8046
|  | 11897.09 | -141.9638
|  | 11903.05 | -142.4963
|  | 11909.01 | -143.2522
|  | 11914.97 | -143.2417
|  | 11920.93 | -143.7865
|  | 11926.89 | -143.8296
|  | 11932.85 | -143.4865
|  | 11938.81 | -143.4266
|  | 11944.77 | -143.1507
|  | 11950.73 | -142.7136
|  | 11956.69 | -142.5909
|  | 11962.65 | -141.9581
|  | 11968.61 | -142.0629
|  | 11974.57 | -141.6637
|  | 11980.53 | -141.0646
|  | 11986.49 | -142.9309
|  | 11992.45 | -142.9848
|  | 11998.42 | -143.3029
|  | 12004.38 | -143.6367
|  | 12010.34 | -143.1346
|  | 12016.3 | -141.1448
|  | 12022.26 | -141.5527
|  | 12028.22 | -141.9764
|  | 12034.18 | -142.1686
|  | 12040.14 | -141.7279
|  | 12046.1 | -141.7307
|  | 12052.06 | -143.3639
|  | 12058.02 | -143.3097
|  | 12063.98 | -144.271
|  | 12069.94 | -143.0771
|  | 12075.9 | -142.6755
|  | 12081.86 | -141.9622
|  | 12087.82 | -141.528
|  | 12093.78 | -142.1295
|  | 12099.74 | -141.9722
|  | 12105.7 | -142.7635
|  | 12111.66 | -143.7688
|  | 12117.62 | -144.067
|  | 12123.58 | -144.2231
|  | 12129.54 | -143.5779
|  | 12135.51 | -142.4646
|  | 12141.47 | -142.681
|  | 12147.43 | -142.3088
|  | 12153.39 | -142.9726
|  | 12159.35 | -144.0025
|  | 12165.31 | -143.8447
|  | 12171.27 | -144.0515
|  | 12177.23 | -142.8051
|  | 12183.19 | -141.393
|  | 12189.15 | -142.4566
|  | 12195.11 | -144.0406
|  | 12201.07 | -143.642
|  | 12207.03 | -143.4938
|  | 12212.99 | -142.0607
|  | 12218.95 | -143.0449
|  | 12224.91 | -145.0548
|  | 12230.87 | -143.6872
|  | 12236.83 | -143.2669
|  | 12242.79 | -143.8698
|  | 12248.75 | -144.7855
|  | 12254.71 | -143.0469
|  | 12260.68 | -142.6039
|  | 12266.64 | -142.2537
|  | 12272.6 | -142.8607
|  | 12278.56 | -143.783
|  | 12284.52 | -144.052
|  | 12290.48 | -142.4043
|  | 12296.44 | -142.9069
|  | 12302.4 | -143.4991
|  | 12308.36 | -143.3692
|  | 12314.32 | -142.6117
|  | 12320.28 | -142.2392
|  | 12326.24 | -142.1908
|  | 12332.2 | -143.7112
|  | 12338.16 | -143.5234
|  | 12344.12 | -142.8623
|  | 12350.08 | -141.5859
|  | 12356.04 | -142.2864
|  | 12362 | -143.8313
|  | 12367.96 | -142.8974
|  | 12373.92 | -142.252
|  | 12379.88 | -143.7319
|  | 12385.84 | -143.0239
|  | 12391.81 | -142.0736
|  | 12397.77 | -142.2698
|  | 12403.73 | -142.6897
|  | 12409.69 | -143.1798
|  | 12415.65 | -142.0865
|  | 12421.61 | -142.431
|  | 12427.57 | -142.4565
|  | 12433.53 | -142.7172
|  | 12439.49 | -143.2283
|  | 12445.45 | -143.9055
|  | 12451.41 | -144.1222
|  | 12457.37 | -143.5194
|  | 12463.33 | -143.4469
|  | 12469.29 | -142.3095
|  | 12475.25 | -142.1873
|  | 12481.21 | -142.8466
|  | 12487.17 | -142.9607
|  | 12493.13 | -144.2591
|  | 12499.09 | -144.381
|  | 12505.05 | -143.1761
|  | 12511.01 | -142.5105
|  | 12516.98 | -142.8326
|  | 12522.94 | -143.2184
|  | 12528.9 | -143.9627
|  | 12534.86 | -144.872
|  | 12540.82 | -143.5091
|  | 12546.78 | -142.7013
|  | 12552.74 | -142.3791
|  | 12558.7 | -142.5607
|  | 12564.66 | -142.7471
|  | 12570.62 | -143.9288
|  | 12576.58 | -144.0715
|  | 12582.54 | -143.3612
|  | 12588.5 | -142.501
|  | 12594.46 | -143.1909
|  | 12600.42 | -143.8892
|  | 12606.38 | -142.9341
|  | 12612.34 | -143.1332
|  | 12618.3 | -143.4874
|  | 12624.26 | -142.8949
|  | 12630.22 | -142.2059
|  | 12636.18 | -142.7741
|  | 12642.15 | -143.0342
|  | 12648.11 | -141.6994
|  | 12654.07 | -142.9693
|  | 12660.03 | -143.7876
|  | 12665.99 | -142.0389
|  | 12671.95 | -142.6176
|  | 12677.91 | -142.697
|  | 12683.87 | -143.3644
|  | 12689.83 | -143.661
|  | 12695.79 | -143.9889
|  | 12701.75 | -143.5312
|  | 12707.71 | -143.1477
|  | 12713.67 | -143.1414
|  | 12719.63 | -143.54
|  | 12725.59 | -143.2339
|  | 12731.55 | -143.9339
|  | 12737.51 | -143.0532
|  | 12743.47 | -143.0506
|  | 12749.43 | -142.607
|  | 12755.39 | -141.7105
|  | 12761.35 | -141.2438
|  | 12767.31 | -142.7236
|  | 12773.28 | -142.6569
|  | 12779.24 | -142.8131
|  | 12785.2 | -142.4727
|  | 12791.16 | -142.7649
|  | 12797.12 | -142.7364
|  | 12803.08 | -142.1205
|  | 12809.04 | -141.7843
|  | 12815 | -142.7053
|  | 12820.96 | -142.5813
|  | 12826.92 | -143.1263
|  | 12832.88 | -142.0278
|  | 12838.84 | -142.9192
|  | 12844.8 | -144.0069
|  | 12850.76 | -143.074
|  | 12856.72 | -142.7421
|  | 12862.68 | -142.3811
|  | 12868.64 | -141.9894
|  | 12874.6 | -141.5577
|  | 12880.56 | -143.3
|  | 12886.52 | -143.1891
|  | 12892.48 | -142.2697
|  | 12898.45 | -143.256
|  | 12904.41 | -143.7696
|  | 12910.37 | -142.4464
|  | 12916.33 | -143.3172
|  | 12922.29 | -141.8469
|  | 12928.25 | -142.3525
|  | 12934.21 | -143.7305
|  | 12940.17 | -143.348
|  | 12946.13 | -142.4287
|  | 12952.09 | -142.6131
|  | 12958.05 | -143.5357
|  | 12964.01 | -144.5547
|  | 12969.97 | -143.618
|  | 12975.93 | -144.4228
|  | 12981.89 | -142.8593
|  | 12987.85 | -141.8315
|  | 12993.81 | -142.7744
|  | 12999.77 | -143.1812
|  | 13005.73 | -143.159
|  | 13011.69 | -142.1834
|  | 13017.65 | -141.401
|  | 13023.62 | -141.8505
|  | 13029.58 | -142.7682
|  | 13035.54 | -142.7456
|  | 13041.5 | -144.5589
|  | 13047.46 | -144.6019
|  | 13053.42 | -143.4252
|  | 13059.38 | -143.002
|  | 13065.34 | -143.6279
|  | 13071.3 | -142.5114
|  | 13077.26 | -141.6301
|  | 13083.22 | -142.5285
|  | 13089.18 | -143.4729
|  | 13095.14 | -143.0855
|  | 13101.1 | -142.7266
|  | 13107.06 | -142.4769
|  | 13113.02 | -142.9275
|  | 13118.98 | -141.7609
|  | 13124.94 | -142.1347
|  | 13130.9 | -142.8488
|  | 13136.86 | -143.8388
|  | 13142.82 | -143.5784
|  | 13148.78 | -143.771
|  | 13154.75 | -142.7904
|  | 13160.71 | -143.2026
|  | 13166.67 | -144.248
|  | 13172.63 | -142.8867
|  | 13178.59 | -142.6743
|  | 13184.55 | -143.6764
|  | 13190.51 | -143.2343
|  | 13196.47 | -143.5659
|  | 13202.43 | -143.5371
|  | 13208.39 | -143.5036
|  | 13214.35 | -143.1359
|  | 13220.31 | -142.8998
|  | 13226.27 | -141.3645
|  | 13232.23 | -141.8599
|  | 13238.19 | -142.9162
|  | 13244.15 | -141.8732
|  | 13250.11 | -142.3008
|  | 13256.07 | -144.3103
|  | 13262.03 | -142.8818
|  | 13267.99 | -141.7815
|  | 13273.95 | -142.4393
|  | 13279.92 | -143.1885
|  | 13285.88 | -142.7467
|  | 13291.84 | -143.1669
|  | 13297.8 | -143.3479
|  | 13303.76 | -142.4844
|  | 13309.72 | -142.5482
|  | 13315.68 | -142.6729
|  | 13321.64 | -142.2638
|  | 13327.6 | -141.3538
|  | 13333.56 | -141.4386
|  | 13339.52 | -141.627
|  | 13345.48 | -142.8604
|  | 13351.44 | -142.7068
|  | 13357.4 | -141.7258
|  | 13363.36 | -141.7946
|  | 13369.32 | -142.6527
|  | 13375.28 | -144.3373
|  | 13381.24 | -144.2042
|  | 13387.2 | -144.333
|  | 13393.16 | -144.3775
|  | 13399.12 | -144.8147
|  | 13405.08 | -143.4175
|  | 13411.04 | -143.3678
|  | 13417.01 | -144.304
|  | 13422.97 | -144.1821
|  | 13428.93 | -142.7822
|  | 13434.89 | -142.2193
|  | 13440.85 | -144.5391
|  | 13446.81 | -144.6167
|  | 13452.77 | -143.4755
|  | 13458.73 | -143.2432
|  | 13464.69 | -141.8795
|  | 13470.65 | -141.5785
|  | 13476.61 | -142.1344
|  | 13482.57 | -142.0774
|  | 13488.53 | -141.5497
|  | 13494.49 | -142.3371
|  | 13500.45 | -142.331
|  | 13506.41 | -142.3668
|  | 13512.37 | -142.4314
|  | 13518.33 | -143.088
|  | 13524.29 | -143.2205
|  | 13530.25 | -143.3229
|  | 13536.21 | -142.0838
|  | 13542.18 | -141.0973
|  | 13548.14 | -141.4626
|  | 13554.1 | -142.893
|  | 13560.06 | -142.1356
|  | 13566.02 | -142.503
|  | 13571.98 | -143.4535
|  | 13577.94 | -142.5945
|  | 13583.9 | -142.525
|  | 13589.86 | -142.8477
|  | 13595.82 | -143.4333
|  | 13601.78 | -143.6169
|  | 13607.74 | -144.6361
|  | 13613.7 | -144.1595
|  | 13619.66 | -143.1176
|  | 13625.62 | -142.6452
|  | 13631.58 | -142.1437
|  | 13637.54 | -143.8154
|  | 13643.5 | -143.9453
|  | 13649.46 | -143.2727
|  | 13655.42 | -143.8827
|  | 13661.38 | -144.1781
|  | 13667.34 | -143.684
|  | 13673.31 | -142.8181
|  | 13679.27 | -143.9781
|  | 13685.23 | -143.2647
|  | 13691.19 | -143.2612
|  | 13697.15 | -142.4719
|  | 13703.11 | -142.4395
|  | 13709.07 | -142.0303
|  | 13715.03 | -142.3413
|  | 13720.99 | -144.0461
|  | 13726.95 | -143.1175
|  | 13732.91 | -142.3346
|  | 13738.87 | -142.2901
|  | 13744.83 | -142.7102
|  | 13750.79 | -142.7935
|  | 13756.75 | -143.4979
|  | 13762.71 | -143.7039
|  | 13768.67 | -144.3166
|  | 13774.63 | -142.9415
|  | 13780.59 | -142.5765
|  | 13786.55 | -143.7371
|  | 13792.51 | -143.3145
|  | 13798.48 | -144.0363
|  | 13804.44 | -143.2485
|  | 13810.4 | -142.3618
|  | 13816.36 | -142.7006
|  | 13822.32 | -141.4625
|  | 13828.28 | -141.8028
|  | 13834.24 | -143.6508
|  | 13840.2 | -144.2669
|  | 13846.16 | -143.4061
|  | 13852.12 | -142.3897
|  | 13858.08 | -143.0825
|  | 13864.04 | -142.8844
|  | 13870 | -142.4041
|  | 13875.96 | -142.4937
|  | 13881.92 | -142.4395
|  | 13887.88 | -142.1578
|  | 13893.84 | -142.9526
|  | 13899.8 | -143.7124
|  | 13905.76 | -143.4237
|  | 13911.72 | -142.6123
|  | 13917.68 | -143.3447
|  | 13923.64 | -143.6583
|  | 13929.61 | -144.1052
|  | 13935.57 | -143.6603
|  | 13941.53 | -144.0403
|  | 13947.49 | -143.6446
|  | 13953.45 | -143.0073
|  | 13959.41 | -142.8657
|  | 13965.37 | -142.9049
|  | 13971.33 | -143.3724
|  | 13977.29 | -143.4109
|  | 13983.25 | -143.6261
|  | 13989.21 | -143.0203
|  | 13995.17 | -143.325
|  | 14001.13 | -143.4659
|  | 14007.09 | -143.6204
|  | 14013.05 | -143.1632
|  | 14019.01 | -143.1288
|  | 14024.97 | -143.2107
|  | 14030.93 | -142.7319
|  | 14036.89 | -142.9989
|  | 14042.85 | -144.1207
|  | 14048.81 | -143.1878
|  | 14054.78 | -142.2229
|  | 14060.74 | -142.7008
|  | 14066.7 | -142.6184
|  | 14072.66 | -141.6807
|  | 14078.62 | -142.4023
|  | 14084.58 | -141.9186
|  | 14090.54 | -142.5216
|  | 14096.5 | -143.3077
|  | 14102.46 | -142.5766
|  | 14108.42 | -142.6284
|  | 14114.38 | -143.0737
|  | 14120.34 | -142.9232
|  | 14126.3 | -142.1057
|  | 14132.26 | -142.5918
|  | 14138.22 | -142.8139
|  | 14144.18 | -143.897
|  | 14150.14 | -142.7005
|  | 14156.1 | -142.7613
|  | 14162.06 | -143.1456
|  | 14168.02 | -142.7897
|  | 14173.98 | -142.1085
|  | 14179.95 | -143.0184
|  | 14185.91 | -143.3514
|  | 14191.87 | -142.959
|  | 14197.83 | -143.1415
|  | 14203.79 | -143.1253
|  | 14209.75 | -141.8981
|  | 14215.71 | -142.1797
|  | 14221.67 | -142.0504
|  | 14227.63 | -142.4561
|  | 14233.59 | -143.1925
|  | 14239.55 | -142.8227
|  | 14245.51 | -144.6229
|  | 14251.47 | -143.1236
|  | 14257.43 | -141.912
|  | 14263.39 | -141.7495
|  | 14269.35 | -142.2739
|  | 14275.31 | -142.5649
|  | 14281.27 | -143.1925
|  | 14287.23 | -143.883
|  | 14293.19 | -143.7384
|  | 14299.15 | -144.4764
|  | 14305.12 | -143.2108
|  | 14311.08 | -142.3811
|  | 14317.04 | -142.6183
|  | 14323 | -144.1571
|  | 14328.96 | -142.4669
|  | 14334.92 | -143.3806
|  | 14340.88 | -143.2873
|  | 14346.84 | -143.7496
|  | 14352.8 | -144.0779
|  | 14358.76 | -143.152
|  | 14364.72 | -142.8549
|  | 14370.68 | -143.0506
|  | 14376.64 | -143.7647
|  | 14382.6 | -143.0611
|  | 14388.56 | -142.1807
|  | 14394.52 | -143.3548
|  | 14400.48 | -143.8649
|  | 14406.44 | -143.7789
|  | 14412.4 | -143.1919
|  | 14418.36 | -143.1509
|  | 14424.32 | -143.4907
|  | 14430.28 | -142.9506
|  | 14436.25 | -143.047
|  | 14442.21 | -142.4903
|  | 14448.17 | -142.9957
|  | 14454.13 | -143.2522
|  | 14460.09 | -143.5779
|  | 14466.05 | -144.0623
|  | 14472.01 | -142.984
|  | 14477.97 | -143.8336
|  | 14483.93 | -144.3902
|  | 14489.89 | -143.3934
|  | 14495.85 | -142.1527
|  | 14501.81 | -143.1317
|  | 14507.77 | -144.0412
|  | 14513.73 | -143.0087
|  | 14519.69 | -142.6207
|  | 14525.65 | -143.0869
|  | 14531.61 | -143.6354
|  | 14537.57 | -142.6474
|  | 14543.53 | -143.3682
|  | 14549.49 | -143.5031
|  | 14555.45 | -143.5293
|  | 14561.42 | -144.2525
|  | 14567.38 | -145.1227
|  | 14573.34 | -142.6969
|  | 14579.3 | -143.1543
|  | 14585.26 | -142.5548
|  | 14591.22 | -142.9946
|  | 14597.18 | -143.7342
|  | 14603.14 | -142.9846
|  | 14609.1 | -142.5452
|  | 14615.06 | -142.4293
|  | 14621.02 | -141.8328
|  | 14626.98 | -142.6568
|  | 14632.94 | -143.3388
|  | 14638.9 | -142.1561
|  | 14644.86 | -142.5838
|  | 14650.82 | -142.8257
|  | 14656.78 | -141.9228
|  | 14662.74 | -142.375
|  | 14668.7 | -142.039
|  | 14674.66 | -142.185
|  | 14680.62 | -142.1452
|  | 14686.58 | -142.0547
|  | 14692.54 | -142.6544
|  | 14698.51 | -142.2745
|  | 14704.47 | -141.9942
|  | 14710.43 | -142.6729
|  | 14716.39 | -143.8599
|  | 14722.35 | -143.7045
|  | 14728.31 | -143.9499
|  | 14734.27 | -143.2062
|  | 14740.23 | -142.6922
|  | 14746.19 | -142.902
|  | 14752.15 | -143.8461
|  | 14758.11 | -143.0683
|  | 14764.07 | -142.0286
|  | 14770.03 | -141.8487
|  | 14775.99 | -142.4541
|  | 14781.95 | -143.1888
|  | 14787.91 | -142.7445
|  | 14793.87 | -142.3189
|  | 14799.83 | -143.0005
|  | 14805.79 | -142.853
|  | 14811.75 | -144.1045
|  | 14817.71 | -142.4889
|  | 14823.67 | -143.4788
|  | 14829.64 | -144.0496
|  | 14835.6 | -143.2091
|  | 14841.56 | -142.7946
|  | 14847.52 | -142.85
|  | 14853.48 | -143.4464
|  | 14859.44 | -143.4946
|  | 14865.4 | -144.0827
|  | 14871.36 | -143.6666
|  | 14877.32 | -142.5723
|  | 14883.28 | -141.8151
|  | 14889.24 | -142.4065
|  | 14895.2 | -142.4274
|  | 14901.16 | -143.4063
|  | 14907.12 | -143.153
|  | 14913.08 | -143.4081
|  | 14919.04 | -143.5845
|  | 14925 | -143.5949
|  | 14930.96 | -143.9966
|  | 14936.92 | -143.5737
|  | 14942.88 | -142.7365
|  | 14948.84 | -142.3484
|  | 14954.81 | -142.8264
|  | 14960.77 | -142.6969
|  | 14966.73 | -142.4716
|  | 14972.69 | -143.1747
|  | 14978.65 | -143.9123
|  | 14984.61 | -143.6145
|  | 14990.57 | -143.2346
|  | 14996.53 | -142.5508
|  | 15002.49 | -141.7689
|  | 15008.45 | -142.6409
|  | 15014.41 | -142.8362
|  | 15020.37 | -142.2547
|  | 15026.33 | -142.0323
|  | 15032.29 | -142.2022
|  | 15038.25 | -142.8484
|  | 15044.21 | -142.3504
|  | 15050.17 | -142.7733
|  | 15056.13 | -143.5955
|  | 15062.09 | -143.8897
|  | 15068.05 | -143.6268
|  | 15074.01 | -143.1631
|  | 15079.98 | -142.7008
|  | 15085.94 | -142.3503
|  | 15091.9 | -142.6203
|  | 15097.86 | -142.9425
|  | 15103.82 | -142.6049
|  | 15109.78 | -142.5731
|  | 15115.74 | -142.8918
|  | 15121.7 | -143.0903
|  | 15127.66 | -143.9606
|  | 15133.62 | -144.1897
|  | 15139.58 | -142.8484
|  | 15145.54 | -143.104
|  | 15151.5 | -143.5357
|  | 15157.46 | -142.7233
|  | 15163.42 | -142.0038
|  | 15169.38 | -142.5246
|  | 15175.34 | -142.3978
|  | 15181.3 | -143.1326
|  | 15187.26 | -142.9533
|  | 15193.22 | -142.7878
|  | 15199.18 | -142.0571
|  | 15205.14 | -142.9071
|  | 15211.11 | -143.2996
|  | 15217.07 | -142.9704
|  | 15223.03 | -143.5405
|  | 15228.99 | -142.7832
|  | 15234.95 | -142.4804
|  | 15240.91 | -143.1597
|  | 15246.87 | -144.7962
|  | 15252.83 | -142.658
|  | 15258.79 | -143.2251
|  | 15264.75 | -142.9405
|  | 15270.71 | -142.3285
|  | 15276.67 | -142.1342
|  | 15282.63 | -143.189
|  | 15288.59 | -142.9086
|  | 15294.55 | -143.5295
|  | 15300.51 | -142.8428
|  | 15306.47 | -143.4185
|  | 15312.43 | -144.0923
|  | 15318.39 | -143.1128
|  | 15324.35 | -144.1638
|  | 15330.31 | -142.6359
|  | 15336.28 | -142.8417
|  | 15342.24 | -142.8629
|  | 15348.2 | -142.7435
|  | 15354.16 | -142.7394
|  | 15360.12 | -142.5742
|  | 15366.08 | -143.1642
|  | 15372.04 | -141.6266
|  | 15378 | -142.5799
|  | 15383.96 | -143.7963
|  | 15389.92 | -142.7556
|  | 15395.88 | -141.5864
|  | 15401.84 | -142.7148
|  | 15407.8 | -144.366
|  | 15413.76 | -143.5898
|  | 15419.72 | -142.9483
|  | 15425.68 | -143.0192
|  | 15431.64 | -144.2852
|  | 15437.6 | -142.5074
|  | 15443.56 | -143.3612
|  | 15449.52 | -143.4811
|  | 15455.48 | -143.4584
|  | 15461.45 | -143.5051
|  | 15467.41 | -143.0656
|  | 15473.37 | -142.6275
|  | 15479.33 | -143.7267
|  | 15485.29 | -143.1654
|  | 15491.25 | -142.1625
|  | 15497.21 | -143.1465
|  | 15503.17 | -143.3829
|  | 15509.13 | -142.1971
|  | 15515.09 | -143.3156
|  | 15521.05 | -142.6791
|  | 15527.01 | -143.2041
|  | 15532.97 | -143.3522
|  | 15538.93 | -142.2945
|  | 15544.89 | -143.0374
|  | 15550.85 | -143.4239
|  | 15556.81 | -143.0822
|  | 15562.77 | -143.0011
|  | 15568.73 | -143.0632
|  | 15574.69 | -143.2474
|  | 15580.65 | -143.1238
|  | 15586.61 | -142.6267
|  | 15592.58 | -142.4281
|  | 15598.54 | -143.2787
|  | 15604.5 | -143.1801
|  | 15610.46 | -144.082
|  | 15616.42 | -143.89
|  | 15622.38 | -142.7784
|  | 15628.34 | -142.5544
|  | 15634.3 | -143.1582
|  | 15640.26 | -143.2653
|  | 15646.22 | -142.8014
|  | 15652.18 | -142.7366
|  | 15658.14 | -143.2444
|  | 15664.1 | -143.5107
|  | 15670.06 | -143.4317
|  | 15676.02 | -143.2705
|  | 15681.98 | -143.0991
|  | 15687.94 | -143.0628
|  | 15693.9 | -142.3302
|  | 15699.86 | -141.9945
|  | 15705.82 | -142.542
|  | 15711.78 | -142.6884
|  | 15717.75 | -141.8068
|  | 15723.71 | -143.7193
|  | 15729.67 | -141.8447
|  | 15735.63 | -141.8064
|  | 15741.59 | -141.552
|  | 15747.55 | -142.0816
|  | 15753.51 | -142.6836
|  | 15759.47 | -143.1761
|  | 15765.43 | -142.7107
|  | 15771.39 | -142.5853
|  | 15777.35 | -142.8821
|  | 15783.31 | -142.7659
|  | 15789.27 | -143.5545
|  | 15795.23 | -143.693
|  | 15801.19 | -143.439
|  | 15807.15 | -144.609
|  | 15813.11 | -144.3257
|  | 15819.07 | -143.9384
|  | 15825.03 | -143.9427
|  | 15830.99 | -141.7976
|  | 15836.95 | -142.8349
|  | 15842.92 | -143.3298
|  | 15848.88 | -142.4002
|  | 15854.84 | -141.2963
|  | 15860.8 | -142.5419
|  | 15866.76 | -142.2429
|  | 15872.72 | -142.7465
|  | 15878.68 | -143.1429
|  | 15884.64 | -143.5675
|  | 15890.6 | -144.4421
|  | 15896.56 | -143.8105
|  | 15902.52 | -143.0151
|  | 15908.48 | -142.1531
|  | 15914.44 | -142.7187
|  | 15920.4 | -143.467
|  | 15926.36 | -143.4557
|  | 15932.32 | -142.8397
|  | 15938.28 | -143.1052
|  | 15944.24 | -143.9434
|  | 15950.2 | -144.3224
|  | 15956.16 | -143.4516
|  | 15962.12 | -142.0197
|  | 15968.08 | -142.1453
|  | 15974.04 | -142.4197
|  | 15980 | -141.8868
|  | 15985.97 | -141.9961
|  | 15991.93 | -143.3111
|  | 15997.89 | -143.5593
|  | 16003.85 | -143.4088
|  | 16009.81 | -142.7924
|  | 16015.77 | -142.5021
|  | 16021.73 | -142.1706
|  | 16027.69 | -141.628
|  | 16033.65 | -142.5159
|  | 16039.61 | -143.1468
|  | 16045.57 | -143.2059
|  | 16051.53 | -143.7491
|  | 16057.49 | -143.4569
|  | 16063.45 | -144.2519
|  | 16069.41 | -143.2458
|  | 16075.37 | -142.5175
|  | 16081.33 | -142.6277
|  | 16087.29 | -141.9618
|  | 16093.25 | -141.8629
|  | 16099.21 | -143.3881
|  | 16105.17 | -143.2859
|  | 16111.14 | -142.8425
|  | 16117.1 | -144.4641
|  | 16123.06 | -144.0988
|  | 16129.02 | -143.6257
|  | 16134.98 | -143.0324
|  | 16140.94 | -143.2601
|  | 16146.9 | -143.2961
|  | 16152.86 | -143.6085
|  | 16158.82 | -144.959
|  | 16164.78 | -143.0045
|  | 16170.74 | -142.9445
|  | 16176.7 | -142.858
|  | 16182.66 | -142.5358
|  | 16188.62 | -143.1183
|  | 16194.58 | -143.6003
|  | 16200.54 | -144.8
|  | 16206.5 | -143.7877
|  | 16212.46 | -142.603
|  | 16218.42 | -141.2091
|  | 16224.38 | -142.8039
|  | 16230.34 | -143.263
|  | 16236.31 | -141.5183
|  | 16242.27 | -141.5544
|  | 16248.23 | -142.1825
|  | 16254.19 | -143.0687
|  | 16260.15 | -143.528
|  | 16266.11 | -143.4131
|  | 16272.07 | -143.5868
|  | 16278.03 | -142.8822
|  | 16283.99 | -143.3072
|  | 16289.95 | -142.3572
|  | 16295.91 | -142.3826
|  | 16301.87 | -143.1829
|  | 16307.83 | -142.6347
|  | 16313.79 | -143.7009
|  | 16319.75 | -144.0836
|  | 16325.71 | -143.4272
|  | 16331.67 | -143.2764
|  | 16337.63 | -142.8963
|  | 16343.59 | -141.0083
|  | 16349.55 | -142.3527
|  | 16355.51 | -142.7472
|  | 16361.47 | -143.0342
|  | 16367.44 | -142.5356
|  | 16373.4 | -142.2811
|  | 16379.36 | -142.8262
|  | 16385.32 | -143.3137
|  | 16391.28 | -142.2897
|  | 16397.24 | -141.92
|  | 16403.2 | -142.1397
|  | 16409.16 | -141.6954
|  | 16415.12 | -141.6038
|  | 16421.08 | -142.8338
|  | 16427.04 | -143.5885
|  | 16433 | -143.3844
|  | 16438.96 | -142.2194
|  | 16444.92 | -141.9943
|  | 16450.88 | -143.8173
|  | 16456.84 | -143.6183
|  | 16462.8 | -143.1755
|  | 16468.76 | -143.7755
|  | 16474.72 | -144.0924
|  | 16480.68 | -143.295
|  | 16486.64 | -143.6053
|  | 16492.61 | -144.1292
|  | 16498.57 | -143.667
|  | 16504.53 | -143.0127
|  | 16510.49 | -142.7134
|  | 16516.45 | -143.7172
|  | 16522.41 | -143.2585
|  | 16528.37 | -142.395
|  | 16534.33 | -142.0227
|  | 16540.29 | -141.8242
|  | 16546.25 | -141.4999
|  | 16552.21 | -141.4631
|  | 16558.17 | -141.782
|  | 16564.13 | -142.7825
|  | 16570.09 | -143.2859
|  | 16576.05 | -141.9271
|  | 16582.01 | -143.8733
|  | 16587.97 | -143.4077
|  | 16593.93 | -143.0822
|  | 16599.89 | -142.8235
|  | 16605.85 | -143.8188
|  | 16611.81 | -145.0278
|  | 16617.78 | -142.341
|  | 16623.74 | -142.5357
|  | 16629.7 | -142.3285
|  | 16635.66 | -143.2878
|  | 16641.62 | -143.2768
|  | 16647.58 | -142.5832
|  | 16653.54 | -142.9091
|  | 16659.5 | -143.6051
|  | 16665.46 | -142.7244
|  | 16671.42 | -143.2819
|  | 16677.38 | -143.3583
|  | 16683.34 | -144.1749
|  | 16689.3 | -143.9449
|  | 16695.26 | -144.0117
|  | 16701.22 | -142.7334
|  | 16707.18 | -142.2201
|  | 16713.14 | -141.2278
|  | 16719.1 | -141.8656
|  | 16725.06 | -142.6444
|  | 16731.02 | -143.3314
|  | 16736.98 | -143.0697
|  | 16742.95 | -142.8736
|  | 16748.9 | -142.25
|  | 16754.87 | -142.1349
|  | 16760.83 | -142.687
|  | 16766.79 | -143.4633
|  | 16772.75 | -143.0771
|  | 16778.71 | -142.7764
|  | 16784.67 | -143.2537
|  | 16790.63 | -143.9046
|  | 16796.59 | -142.8619
|  | 16802.55 | -142.8632
|  | 16808.51 | -143.335
|  | 16814.47 | -143.5644
|  | 16820.43 | -143.8842
|  | 16826.39 | -143.4984
|  | 16832.35 | -143.4562
|  | 16838.31 | -143.3499
|  | 16844.27 | -142.9025
|  | 16850.23 | -142.9754
|  | 16856.19 | -142.8721
|  | 16862.15 | -142.3198
|  | 16868.12 | -142.104
|  | 16874.07 | -142.4332
|  | 16880.04 | -143.3978
|  | 16886 | -143.3913
|  | 16891.96 | -142.1229
|  | 16897.92 | -143.2483
|  | 16903.88 | -143.0045
|  | 16909.84 | -142.5658
|  | 16915.8 | -142.4578
|  | 16921.76 | -142.4895
|  | 16927.72 | -142.8214
|  | 16933.68 | -142.1447
|  | 16939.64 | -142.2297
|  | 16945.6 | -143.1378
|  | 16951.56 | -141.6988
|  | 16957.52 | -142.2809
|  | 16963.48 | -142.5525
|  | 16969.44 | -142.57
|  | 16975.4 | -142.7776
|  | 16981.36 | -143.0857
|  | 16987.32 | -143.1903
|  | 16993.29 | -143.0429
|  | 16999.24 | -143.275
|  | 17005.21 | -142.9855
|  | 17011.17 | -142.4244
|  | 17017.13 | -143.8537
|  | 17023.09 | -143.4971
|  | 17029.05 | -142.1129
|  | 17035.01 | -142.0303
|  | 17040.97 | -142.0175
|  | 17046.93 | -142.3109
|  | 17052.89 | -142.6787
|  | 17058.85 | -142.43
|  | 17064.81 | -142.3712
|  | 17070.77 | -142.879
|  | 17076.73 | -142.2007
|  | 17082.69 | -142.6653
|  | 17088.65 | -143.8928
|  | 17094.61 | -143.2314
|  | 17100.57 | -142.171
|  | 17106.53 | -143.1568
|  | 17112.49 | -144.0723
|  | 17118.45 | -143.3383
|  | 17124.41 | -142.5328
|  | 17130.38 | -143.2475
|  | 17136.34 | -143.5228
|  | 17142.29 | -142.7181
|  | 17148.26 | -143.4612
|  | 17154.22 | -142.7997
|  | 17160.18 | -141.5487
|  | 17166.14 | -142.5853
|  | 17172.1 | -143.2258
|  | 17178.06 | -143.2262
|  | 17184.02 | -143.6032
|  | 17189.98 | -142.8601
|  | 17195.94 | -143.2439
|  | 17201.9 | -142.2915
|  | 17207.86 | -142.011
|  | 17213.82 | -142.6954
|  | 17219.78 | -142.4924
|  | 17225.74 | -143.1117
|  | 17231.7 | -144.5195
|  | 17237.66 | -143.8702
|  | 17243.62 | -143.7163
|  | 17249.58 | -144.1481
|  | 17255.54 | -143.6675
|  | 17261.51 | -141.9289
|  | 17267.46 | -141.55
|  | 17273.43 | -142.4409
|  | 17279.39 | -142.8443
|  | 17285.35 | -142.8611
|  | 17291.31 | -142.5524
|  | 17297.27 | -143.1058
|  | 17303.23 | -142.9063
|  | 17309.19 | -142.1263
|  | 17315.15 | -143.4339
|  | 17321.11 | -143.1224
|  | 17327.07 | -142.7449
|  | 17333.03 | -143.0067
|  | 17338.99 | -142.9184
|  | 17344.95 | -142.0469
|  | 17350.91 | -142.4807
|  | 17356.87 | -142.8699
|  | 17362.83 | -142.7682
|  | 17368.79 | -144.1423
|  | 17374.75 | -142.3032
|  | 17380.71 | -142.4087
|  | 17386.68 | -143.2921
|  | 17392.63 | -142.1577
|  | 17398.6 | -142.964
|  | 17404.56 | -143.5611
|  | 17410.52 | -142.2378
|  | 17416.48 | -142.2151
|  | 17422.44 | -142.8255
|  | 17428.4 | -144.2061
|  | 17434.36 | -143.6448
|  | 17440.32 | -142.8537
|  | 17446.28 | -142.6113
|  | 17452.24 | -142.7899
|  | 17458.2 | -142.7526
|  | 17464.16 | -143.5124
|  | 17470.12 | -145.8025
|  | 17476.08 | -144.1601
|  | 17482.04 | -143.1103
|  | 17488 | -142.4669
|  | 17493.96 | -142.9242
|  | 17499.92 | -144.3026
|  | 17505.88 | -144.068
|  | 17511.84 | -143.2413
|  | 17517.8 | -143.3211
|  | 17523.77 | -143.8246
|  | 17529.73 | -144.507
|  | 17535.69 | -144.0897
|  | 17541.65 | -142.9759
|  | 17547.61 | -142.7369
|  | 17553.57 | -143.3504
|  | 17559.53 | -143.8868
|  | 17565.49 | -143.2096
|  | 17571.45 | -142.4083
|  | 17577.41 | -143.1257
|  | 17583.37 | -143.3604
|  | 17589.33 | -142.427
|  | 17595.29 | -142.5324
|  | 17601.25 | -143.7527
|  | 17607.21 | -143.4807
|  | 17613.17 | -143.6545
|  | 17619.13 | -143.1455
|  | 17625.09 | -143.7705
|  | 17631.05 | -144.809
|  | 17637.01 | -144.6962
|  | 17642.97 | -142.921
|  | 17648.94 | -141.956
|  | 17654.9 | -143.4135
|  | 17660.86 | -143.3444
|  | 17666.82 | -142.6998
|  | 17672.78 | -142.0796
|  | 17678.74 | -141.5081
|  | 17684.7 | -141.5395
|  | 17690.66 | -142.0243
|  | 17696.62 | -143.3982
|  | 17702.58 | -142.489
|  | 17708.54 | -143.146
|  | 17714.5 | -141.7281
|  | 17720.46 | -142.89
|  | 17726.42 | -143.7213
|  | 17732.38 | -143.6636
|  | 17738.34 | -143.7219
|  | 17744.3 | -144.4789
|  | 17750.26 | -143.5665
|  | 17756.22 | -143.0173
|  | 17762.18 | -142.9783
|  | 17768.14 | -143.8541
|  | 17774.11 | -143.2342
|  | 17780.07 | -142.9876
|  | 17786.03 | -143.5215
|  | 17791.99 | -141.967
|  | 17797.95 | -141.6216
|  | 17803.91 | -142.7747
|  | 17809.87 | -143.165
|  | 17815.83 | -142.5411
|  | 17821.79 | -142.7404
|  | 17827.75 | -143.5908
|  | 17833.71 | -143.4069
|  | 17839.67 | -142.7437
|  | 17845.63 | -143.8316
|  | 17851.59 | -142.3189
|  | 17857.55 | -142.6252
|  | 17863.51 | -142.676
|  | 17869.47 | -142.362
|  | 17875.43 | -142.8559
|  | 17881.39 | -142.4455
|  | 17887.35 | -143.7017
|  | 17893.31 | -144.2538
|  | 17899.28 | -142.5156
|  | 17905.23 | -141.8796
|  | 17911.2 | -143.4166
|  | 17917.16 | -144.2878
|  | 17923.12 | -144.1882
|  | 17929.08 | -143.9259
|  | 17935.04 | -142.791
|  | 17941 | -143.246
|  | 17946.96 | -144.7365
|  | 17952.92 | -142.9187
|  | 17958.88 | -142.7579
|  | 17964.84 | -143.5034
|  | 17970.8 | -142.5318
|  | 17976.76 | -142.4805
|  | 17982.72 | -142.8518
|  | 17988.68 | -143.0126
|  | 17994.64 | -143.85
|  | 18000.6 | -144.1023
|  | 18006.56 | -143.6606
|  | 18012.52 | -143.7334
|  | 18018.48 | -143.2711
|  | 18024.45 | -143.2926
|  | 18030.4 | -141.8674
|  | 18036.37 | -141.6619
|  | 18042.33 | -142.3065
|  | 18048.29 | -142.4959
|  | 18054.25 | -142.4355
|  | 18060.21 | -142.0446
|  | 18066.17 | -143.1873
|  | 18072.13 | -143.1626
|  | 18078.09 | -142.8022
|  | 18084.05 | -143.7843
|  | 18090.01 | -143.8253
|  | 18095.97 | -142.2765
|  | 18101.93 | -143.0429
|  | 18107.89 | -143.5515
|  | 18113.85 | -142.3299
|  | 18119.81 | -142.1087
|  | 18125.77 | -144.0108
|  | 18131.73 | -144.5356
|  | 18137.69 | -143.5761
|  | 18143.65 | -143.6164
|  | 18149.62 | -141.9302
|  | 18155.57 | -141.6873
|  | 18161.54 | -142.4151
|  | 18167.5 | -141.1837
|  | 18173.46 | -142.4054
|  | 18179.42 | -143.0311
|  | 18185.38 | -142.6143
|  | 18191.34 | -142.4344
|  | 18197.3 | -141.6431
|  | 18203.26 | -141.7314
|  | 18209.22 | -142.6946
|  | 18215.18 | -143.5957
|  | 18221.14 | -143.4509
|  | 18227.1 | -142.5039
|  | 18233.06 | -143.2625
|  | 18239.02 | -143.6819
|  | 18244.98 | -144.1788
|  | 18250.94 | -142.9645
|  | 18256.9 | -143.2061
|  | 18262.86 | -143.5945
|  | 18268.82 | -142.3639
|  | 18274.78 | -142.5876
|  | 18280.74 | -143.5224
|  | 18286.71 | -142.7222
|  | 18292.67 | -142.3697
|  | 18298.63 | -142.2859
|  | 18304.59 | -142.2986
|  | 18310.55 | -142.8294
|  | 18316.51 | -143.2513
|  | 18322.47 | -143.0577
|  | 18328.43 | -143.1095
|  | 18334.39 | -143.1275
|  | 18340.35 | -141.0335
|  | 18346.31 | -141.8802
|  | 18352.27 | -143.1294
|  | 18358.23 | -143.1962
|  | 18364.19 | -144.3385
|  | 18370.15 | -143.5718
|  | 18376.11 | -142.1296
|  | 18382.07 | -141.3713
|  | 18388.03 | -141.912
|  | 18393.99 | -142.9751
|  | 18399.95 | -143.2324
|  | 18405.91 | -143.6163
|  | 18411.88 | -143.3409
|  | 18417.84 | -143.1773
|  | 18423.79 | -144.1371
|  | 18429.76 | -143.141
|  | 18435.72 | -143.3728
|  | 18441.68 | -143.0994
|  | 18447.64 | -142.6004
|  | 18453.6 | -142.174
|  | 18459.56 | -142.7497
|  | 18465.52 | -142.9737
|  | 18471.48 | -142.6293
|  | 18477.44 | -142.3404
|  | 18483.4 | -142.215
|  | 18489.36 | -143.4942
|  | 18495.32 | -143.1441
|  | 18501.28 | -144.1396
|  | 18507.24 | -143.804
|  | 18513.2 | -142.8753
|  | 18519.16 | -142.7186
|  | 18525.12 | -143.4762
|  | 18531.08 | -143.8174
|  | 18537.04 | -143.1862
|  | 18543.01 | -141.9964
|  | 18548.96 | -143.1605
|  | 18554.93 | -143.5658
|  | 18560.89 | -143.081
|  | 18566.85 | -142.1411
|  | 18572.81 | -142.4577
|  | 18578.77 | -144.1793
|  | 18584.73 | -144.479
|  | 18590.69 | -143.3175
|  | 18596.65 | -143.5311
|  | 18602.61 | -142.8887
|  | 18608.57 | -142.885
|  | 18614.53 | -143.2406
|  | 18620.49 | -143.1494
|  | 18626.45 | -141.9651
|  | 18632.41 | -143.0265
|  | 18638.37 | -143.7061
|  | 18644.33 | -143.6234
|  | 18650.29 | -144.188
|  | 18656.25 | -143.0784
|  | 18662.21 | -142.8331
|  | 18668.17 | -143.5636
|  | 18674.13 | -143.2907
|  | 18680.1 | -143.1239
|  | 18686.06 | -143.3764
|  | 18692.02 | -143.6561
|  | 18697.98 | -142.1829
|  | 18703.94 | -142.0859
|  | 18709.9 | -143.1691
|  | 18715.86 | -144.0332
|  | 18721.82 | -142.5827
|  | 18727.78 | -143.5369
|  | 18733.74 | -144.9175
|  | 18739.7 | -144.422
|  | 18745.66 | -142.8268
|  | 18751.62 | -141.5627
|  | 18757.58 | -142.1185
|  | 18763.54 | -142.8022
|  | 18769.5 | -143.3285
|  | 18775.46 | -143.533
|  | 18781.42 | -144.4016
|  | 18787.38 | -144.667
|  | 18793.34 | -143.571
|  | 18799.3 | -143.456
|  | 18805.27 | -144.5706
|  | 18811.23 | -143.5609
|  | 18817.19 | -142.9826
|  | 18823.15 | -142.1752
|  | 18829.11 | -142.8574
|  | 18835.07 | -143.1232
|  | 18841.03 | -143.1738
|  | 18846.99 | -142.9853
|  | 18852.95 | -142.8311
|  | 18858.91 | -143.2856
|  | 18864.87 | -142.149
|  | 18870.83 | -143.7735
|  | 18876.79 | -142.9848
|  | 18882.75 | -142.3772
|  | 18888.71 | -142.8994
|  | 18894.67 | -143.5584
|  | 18900.63 | -143.3887
|  | 18906.59 | -143.3603
|  | 18912.55 | -141.991
|  | 18918.51 | -141.9146
|  | 18924.47 | -143.9737
|  | 18930.44 | -143.8418
|  | 18936.4 | -143.0264
|  | 18942.36 | -143.6578
|  | 18948.32 | -142.4909
|  | 18954.28 | -142.0071
|  | 18960.24 | -143.4918
|  | 18966.2 | -142.8701
|  | 18972.16 | -143.339
|  | 18978.12 | -143.6933
|  | 18984.08 | -143.4291
|  | 18990.04 | -144.0978
|  | 18996 | -143.3224
|  | 19001.96 | -142.9059
|  | 19007.92 | -143.2859
|  | 19013.88 | -143.5113
|  | 19019.84 | -143.6408
|  | 19025.8 | -142.8238
|  | 19031.76 | -143.7007
|  | 19037.72 | -143.476
|  | 19043.68 | -142.8765
|  | 19049.64 | -142.8959
|  | 19055.61 | -142.3829
|  | 19061.56 | -143.7045
|  | 19067.53 | -144.0929
|  | 19073.49 | -144.3118
|  | 19079.45 | -143.4619
|  | 19085.41 | -144.5862
|  | 19091.37 | -144.1897
|  | 19097.33 | -142.6732
|  | 19103.29 | -143.4931
|  | 19109.25 | -143.7078
|  | 19115.21 | -142.9307
|  | 19121.17 | -143.5587
|  | 19127.13 | -142.7119
|  | 19133.09 | -142.9557
|  | 19139.05 | -143.5089
|  | 19145.01 | -143.9714
|  | 19150.97 | -143.1763
|  | 19156.93 | -142.7341
|  | 19162.89 | -142.1787
|  | 19168.85 | -143.2864
|  | 19174.81 | -144.3031
|  | 19180.78 | -143.1757
|  | 19186.73 | -143.9171
|  | 19192.7 | -143.6971
|  | 19198.66 | -142.9972
|  | 19204.62 | -141.9228
|  | 19210.58 | -142.3697
|  | 19216.54 | -142.652
|  | 19222.5 | -143.0408
|  | 19228.46 | -142.0421
|  | 19234.42 | -141.7491
|  | 19240.38 | -141.6775
|  | 19246.34 | -142.7156
|  | 19252.3 | -142.5091
|  | 19258.26 | -143.2203
|  | 19264.22 | -142.3466
|  | 19270.18 | -142.4085
|  | 19276.14 | -143.1161
|  | 19282.1 | -143.155
|  | 19288.06 | -144.7174
|  | 19294.02 | -142.5131
|  | 19299.98 | -142.2616
|  | 19305.95 | -142.8241
|  | 19311.9 | -143.1163
|  | 19317.87 | -142.3745
|  | 19323.83 | -143.5554
|  | 19329.79 | -143.4179
|  | 19335.75 | -143.277
|  | 19341.71 | -143.1707
|  | 19347.67 | -143.8771
|  | 19353.63 | -143.506
|  | 19359.59 | -143.296
|  | 19365.55 | -142.0574
|  | 19371.51 | -142.2045
|  | 19377.47 | -142.1894
|  | 19383.43 | -142.7918
|  | 19389.39 | -142.7153
|  | 19395.35 | -142.94
|  | 19401.31 | -145.3016
|  | 19407.27 | -142.8108
|  | 19413.23 | -142.2463
|  | 19419.19 | -143.3985
|  | 19425.15 | -143.4268
|  | 19431.11 | -142.9983
|  | 19437.07 | -143.9022
|  | 19443.04 | -143.9041
|  | 19449 | -143.1555
|  | 19454.96 | -142.6768
|  | 19460.92 | -142.7493
|  | 19466.88 | -142.6626
|  | 19472.84 | -142.6857
|  | 19478.8 | -142.4754
|  | 19484.76 | -141.8562
|  | 19490.72 | -143.0776
|  | 19496.68 | -143.1158
|  | 19502.64 | -142.5131
|  | 19508.6 | -142.6034
|  | 19514.56 | -142.7826
|  | 19520.52 | -143.6375
|  | 19526.48 | -143.4234
|  | 19532.44 | -143.7506
|  | 19538.4 | -142.4694
|  | 19544.36 | -142.0258
|  | 19550.32 | -142.3289
|  | 19556.28 | -143.9441
|  | 19562.24 | -144.0477
|  | 19568.21 | -143.1582
|  | 19574.17 | -143.565
|  | 19580.13 | -142.9669
|  | 19586.09 | -142.8009
|  | 19592.05 | -142.6057
|  | 19598.01 | -142.8971
|  | 19603.97 | -142.6353
|  | 19609.93 | -142.9186
|  | 19615.89 | -142.0712
|  | 19621.85 | -141.574
|  | 19627.81 | -142.7023
|  | 19633.77 | -142.5447
|  | 19639.73 | -142.9448
|  | 19645.69 | -143.5523
|  | 19651.65 | -144.5392
|  | 19657.61 | -143.2448
|  | 19663.57 | -142.5573
|  | 19669.53 | -142.6722
|  | 19675.49 | -142.2886
|  | 19681.45 | -143.0731
|  | 19687.41 | -143.1035
|  | 19693.38 | -143.6962
|  | 19699.34 | -142.464
|  | 19705.29 | -142.9718
|  | 19711.26 | -143.1147
|  | 19717.22 | -143.382
|  | 19723.18 | -143.2198
|  | 19729.14 | -141.7234
|  | 19735.1 | -142.3067
|  | 19741.06 | -143.1956
|  | 19747.02 | -143.985
|  | 19752.98 | -143.6898
|  | 19758.94 | -143.3602
|  | 19764.9 | -142.9005
|  | 19770.86 | -142.6031
|  | 19776.82 | -143.2217
|  | 19782.78 | -143.7126
|  | 19788.74 | -143.8098
|  | 19794.7 | -143.6198
|  | 19800.66 | -143.1388
|  | 19806.62 | -143.902
|  | 19812.58 | -143.4922
|  | 19818.54 | -143.289
|  | 19824.5 | -143.357
|  | 19830.46 | -142.4262
|  | 19836.43 | -142.5628
|  | 19842.39 | -143.8923
|  | 19848.35 | -143.5437
|  | 19854.31 | -142.8711
|  | 19860.27 | -143.8753
|  | 19866.23 | -143.3871
|  | 19872.19 | -142.4485
|  | 19878.15 | -142.9823
|  | 19884.11 | -143.327
|  | 19890.07 | -142.9814
|  | 19896.03 | -143.4547
|  | 19901.99 | -144.2659
|  | 19907.95 | -143.5368
|  | 19913.91 | -143.425
|  | 19919.87 | -143.4146
|  | 19925.83 | -144.1074
|  | 19931.79 | -143.8372
|  | 19937.75 | -142.4228
|  | 19943.71 | -144.1855
|  | 19949.67 | -143.979
|  | 19955.63 | -143.7559
|  | 19961.6 | -143.0363
|  | 19967.56 | -143.378
|  | 19973.52 | -143.5689
|  | 19979.48 | -143.3082
|  | 19985.44 | -143.0031
|  | 19991.4 | -142.0189
|  | 19997.36 | -142.1592
|  | 20003.32 | -143.2749
|  | 20009.28 | -142.9471
|  | 20015.24 | -142.9704
|  | 20021.2 | -142.7449
|  | 20027.16 | -143.0674
|  | 20033.12 | -143.5409
|  | 20039.08 | -143.2883
|  | 20045.04 | -143.5434
|  | 20051 | -142.5136
|  | 20056.96 | -142.6357
|  | 20062.92 | -143.3912
|  | 20068.88 | -142.1344
|  | 20074.84 | -141.7117
|  | 20080.8 | -143.2192
|  | 20086.77 | -143.8157
|  | 20092.73 | -144.4774
|  | 20098.69 | -143.2443
|  | 20104.65 | -142.6003
|  | 20110.61 | -143.3872
|  | 20116.57 | -144.0562
|  | 20122.53 | -143.5798
|  | 20128.49 | -143.8148
|  | 20134.45 | -143.0125
|  | 20140.41 | -142.5571
|  | 20146.37 | -142.9107
|  | 20152.33 | -143.7364
|  | 20158.29 | -143.6576
|  | 20164.25 | -142.6994
|  | 20170.21 | -142.2076
|  | 20176.17 | -142.5598
|  | 20182.13 | -143.0774
|  | 20188.09 | -143.806
|  | 20194.05 | -142.9353
|  | 20200.01 | -142.6736
|  | 20205.97 | -143.3561
|  | 20211.94 | -143.3871
|  | 20217.89 | -144.0417
|  | 20223.86 | -143.795
|  | 20229.82 | -143.6902
|  | 20235.78 | -143.2251
|  | 20241.74 | -143.4716
|  | 20247.7 | -144.0988
|  | 20253.66 | -142.6206
|  | 20259.62 | -141.9877
|  | 20265.58 | -144.2276
|  | 20271.54 | -143.2573
|  | 20277.5 | -141.9777
|  | 20283.46 | -142.7731
|  | 20289.42 | -143.2129
|  | 20295.38 | -142.6295
|  | 20301.34 | -142.2943
|  | 20307.3 | -141.9545
|  | 20313.26 | -142.2906
|  | 20319.22 | -142.0873
|  | 20325.18 | -142.8498
|  | 20331.14 | -142.7524
|  | 20337.11 | -142.3076
|  | 20343.06 | -142.3593
|  | 20349.03 | -143.3353
|  | 20354.99 | -144.4679
|  | 20360.95 | -144.1839
|  | 20366.91 | -142.8852
|  | 20372.87 | -142.6481
|  | 20378.83 | -142.4982
|  | 20384.79 | -143.2671
|  | 20390.75 | -142.7687
|  | 20396.71 | -142.7761
|  | 20402.67 | -142.9099
|  | 20408.63 | -142.0952
|  | 20414.59 | -142.7577
|  | 20420.55 | -142.4409
|  | 20426.51 | -143.0727
|  | 20432.47 | -143.3025
|  | 20438.43 | -143.16
|  | 20444.39 | -142.1698
|  | 20450.35 | -142.6081
|  | 20456.31 | -143.6124
|  | 20462.28 | -142.7623
|  | 20468.23 | -142.4624
|  | 20474.2 | -141.8991
|  | 20480.16 | -143.275
|  | 20486.12 | -144.2618
|  | 20492.08 | -143.2901
|  | 20498.04 | -141.0938
|  | 20504 | -142.0161
|  | 20509.96 | -144.1166
|  | 20515.92 | -144.2399
|  | 20521.88 | -143.327
|  | 20527.84 | -143.8476
|  | 20533.8 | -143.9284
|  | 20539.76 | -143.5971
|  | 20545.72 | -142.2461
|  | 20551.68 | -142.2375
|  | 20557.64 | -143.0157
|  | 20563.6 | -142.974
|  | 20569.56 | -143.0706
|  | 20575.52 | -142.4151
|  | 20581.48 | -142.4809
|  | 20587.44 | -142.013
|  | 20593.4 | -141.9521
|  | 20599.37 | -142.0931
|  | 20605.33 | -142.023
|  | 20611.29 | -142.2245
|  | 20617.25 | -142.6435
|  | 20623.21 | -142.612
|  | 20629.17 | -143.0008
|  | 20635.13 | -143.7079
|  | 20641.09 | -142.2722
|  | 20647.05 | -143.0894
|  | 20653.01 | -143.3773
|  | 20658.97 | -142.142
|  | 20664.93 | -142.2965
|  | 20670.89 | -142.3403
|  | 20676.85 | -142.5578
|  | 20682.81 | -142.569
|  | 20688.77 | -143.3562
|  | 20694.73 | -143.1015
|  | 20700.69 | -143.5528
|  | 20706.65 | -142.9124
|  | 20712.61 | -141.2599
|  | 20718.57 | -141.3548
|  | 20724.54 | -142.7194
|  | 20730.5 | -142.6869
|  | 20736.46 | -141.904
|  | 20742.42 | -142.5397
|  | 20748.38 | -143.7242
|  | 20754.34 | -142.8877
|  | 20760.3 | -143.7095
|  | 20766.26 | -142.3732
|  | 20772.22 | -142.6612
|  | 20778.18 | -143.9728
|  | 20784.14 | -142.8506
|  | 20790.1 | -142.5145
|  | 20796.06 | -143.2208
|  | 20802.02 | -144.2289
|  | 20807.98 | -143.71
|  | 20813.94 | -142.8386
|  | 20819.9 | -143.0634
|  | 20825.86 | -143.8575
|  | 20831.82 | -143.5622
|  | 20837.78 | -142.4011
|  | 20843.74 | -141.9861
|  | 20849.71 | -141.7067
|  | 20855.67 | -142.1341
|  | 20861.63 | -143.6597
|  | 20867.59 | -143.1734
|  | 20873.55 | -144.4848
|  | 20879.51 | -144.005
|  | 20885.47 | -142.1901
|  | 20891.43 | -143.0054
|  | 20897.39 | -144.1305
|  | 20903.35 | -143.7983
|  | 20909.31 | -144.1112
|  | 20915.27 | -143.4864
|  | 20921.23 | -142.2268
|  | 20927.19 | -142.2318
|  | 20933.15 | -142.2987
|  | 20939.11 | -142.4848
|  | 20945.07 | -142.2816
|  | 20951.03 | -143.2516
|  | 20956.99 | -143.1583
|  | 20962.95 | -142.5333
|  | 20968.91 | -143.2701
|  | 20974.88 | -143.1724
|  | 20980.84 | -143.0593
|  | 20986.79 | -142.9846
|  | 20992.76 | -143.1324
|  | 20998.72 | -142.2933
|  | 21004.68 | -143.0904
|  | 21010.64 | -142.3212
|  | 21016.6 | -142.3794
|  | 21022.56 | -144.07
|  | 21028.52 | -142.9949
|  | 21034.48 | -142.5518
|  | 21040.44 | -142.355
|  | 21046.4 | -142.368
|  | 21052.36 | -141.9533
|  | 21058.32 | -141.5724
|  | 21064.28 | -142.2232
|  | 21070.24 | -142.44
|  | 21076.2 | -143.4727
|  | 21082.16 | -142.1098
|  | 21088.12 | -142.4766
|  | 21094.08 | -142.9917
|  | 21100.04 | -142.3872
|  | 21106 | -143.4191
|  | 21111.96 | -142.9569
|  | 21117.93 | -141.9754
|  | 21123.89 | -142.4951
|  | 21129.85 | -141.7154
|  | 21135.81 | -142.0974
|  | 21141.77 | -142.3166
|  | 21147.73 | -143.1002
|  | 21153.69 | -143.4248
|  | 21159.65 | -142.6808
|  | 21165.61 | -143.2293
|  | 21171.57 | -143.1125
|  | 21177.53 | -142.9571
|  | 21183.49 | -142.8268
|  | 21189.45 | -143.1462
|  | 21195.41 | -142.8772
|  | 21201.37 | -142.389
|  | 21207.33 | -141.9971
|  | 21213.29 | -142.5491
|  | 21219.25 | -142.7613
|  | 21225.21 | -142.8488
|  | 21231.17 | -142.6898
|  | 21237.13 | -143.6297
|  | 21243.1 | -142.065
|  | 21249.06 | -142.8461
|  | 21255.02 | -143.8891
|  | 21260.98 | -142.8947
|  | 21266.94 | -143.0003
|  | 21272.9 | -142.5016
|  | 21278.86 | -143.9355
|  | 21284.82 | -142.7198
|  | 21290.78 | -142.9447
|  | 21296.74 | -142.7968
|  | 21302.7 | -141.629
|  | 21308.66 | -142.2863
|  | 21314.62 | -142.4225
|  | 21320.58 | -142.7352
|  | 21326.54 | -143.8017
|  | 21332.5 | -142.5913
|  | 21338.46 | -142.6909
|  | 21344.42 | -142.6766
|  | 21350.38 | -143.0932
|  | 21356.34 | -142.5721
|  | 21362.3 | -142.0635
|  | 21368.27 | -142.7126
|  | 21374.23 | -143.5665
|  | 21380.19 | -142.8969
|  | 21386.15 | -141.9403
|  | 21392.11 | -143.4986
|  | 21398.07 | -143.5995
|  | 21404.03 | -142.3878
|  | 21409.99 | -142.3306
|  | 21415.95 | -142.5529
|  | 21421.91 | -142.7639
|  | 21427.87 | -143.2265
|  | 21433.83 | -144.9082
|  | 21439.79 | -142.885
|  | 21445.75 | -141.8106
|  | 21451.71 | -141.4749
|  | 21457.67 | -143.2222
|  | 21463.63 | -143.7614
|  | 21469.59 | -142.2198
|  | 21475.55 | -142.5536
|  | 21481.51 | -142.8442
|  | 21487.47 | -143.8222
|  | 21493.44 | -143.0788
|  | 21499.39 | -142.2915
|  | 21505.36 | -143.0455
|  | 21511.32 | -144.2372
|  | 21517.28 | -144.8208
|  | 21523.24 | -143.2818
|  | 21529.2 | -141.6521
|  | 21535.16 | -142.067
|  | 21541.12 | -143.358
|  | 21547.08 | -143.2704
|  | 21553.04 | -144.2399
|  | 21559 | -142.8773
|  | 21564.96 | -142.4659
|  | 21570.92 | -143.3856
|  | 21576.88 | -142.7309
|  | 21582.84 | -143.9531
|  | 21588.8 | -142.7656
|  | 21594.76 | -143.2817
|  | 21600.72 | -143.6109
|  | 21606.68 | -143.1965
|  | 21612.64 | -142.9137
|  | 21618.61 | -143.012
|  | 21624.56 | -142.1525
|  | 21630.53 | -142.547
|  | 21636.49 | -143.525
|  | 21642.45 | -142.6927
|  | 21648.41 | -142.5212
|  | 21654.37 | -142.3553
|  | 21660.33 | -143.3392
|  | 21666.29 | -142.7638
|  | 21672.25 | -141.6849
|  | 21678.21 | -142.3358
|  | 21684.17 | -144.5825
|  | 21690.13 | -143.2488
|  | 21696.09 | -142.7952
|  | 21702.05 | -142.604
|  | 21708.01 | -142.4744
|  | 21713.97 | -143.1576
|  | 21719.93 | -142.6519
|  | 21725.89 | -142.5904
|  | 21731.85 | -143.2156
|  | 21737.81 | -143.749
|  | 21743.77 | -143.3947
|  | 21749.73 | -143.5585
|  | 21755.7 | -143.7679
|  | 21761.66 | -143.9938
|  | 21767.62 | -144.8174
|  | 21773.58 | -143.734
|  | 21779.54 | -142.8799
|  | 21785.5 | -141.3862
|  | 21791.46 | -141.7977
|  | 21797.42 | -142.9821
|  | 21803.38 | -143.5605
|  | 21809.34 | -143.6107
|  | 21815.3 | -142.6884
|  | 21821.26 | -141.2828
|  | 21827.22 | -142.5762
|  | 21833.18 | -142.51
|  | 21839.14 | -142.0265
|  | 21845.1 | -142.757
|  | 21851.06 | -142.6215
|  | 21857.02 | -142.3087
|  | 21862.98 | -143.5891
|  | 21868.94 | -144.0936
|  | 21874.9 | -142.8768
|  | 21880.87 | -142.9835
|  | 21886.83 | -143.2149
|  | 21892.79 | -142.5368
|  | 21898.75 | -142.1916
|  | 21904.71 | -142.2633
|  | 21910.67 | -143.2584
|  | 21916.63 | -142.1708
|  | 21922.59 | -141.6412
|  | 21928.55 | -143.3699
|  | 21934.51 | -143.2428
|  | 21940.47 | -141.9871
|  | 21946.43 | -143.0123
|  | 21952.39 | -144.4316
|  | 21958.35 | -143.701
|  | 21964.31 | -145.1889
|  | 21970.27 | -145.1254
|  | 21976.23 | -142.7533
|  | 21982.19 | -142.4595
|  | 21988.15 | -142.2807
|  | 21994.11 | -141.8551
|  | 22000.07 | -143.0498
|  | 22006.04 | -143.5964
|  | 22012 | -143.5357
|  | 22017.96 | -143.7506
|  | 22023.92 | -143.6936
|  | 22029.88 | -144.7653
|  | 22035.84 | -144.6106
|  | 22041.8 | -144.2648
|  | 22047.76 | -143.1787
|  | 22053.72 | -144.4541
|  | 22059.68 | -144.0763
|  | 22065.64 | -143.0711
|  | 22071.6 | -142.3962
|  | 22077.56 | -142.6886
|  | 22083.52 | -143.283
|  | 22089.48 | -142.5388
|  | 22095.44 | -143.0053
|  | 22101.4 | -143.2215
|  | 22107.36 | -142.6299
|  | 22113.32 | -142.187
|  | 22119.28 | -142.7685
|  | 22125.24 | -143.4135
|  | 22131.21 | -143.3234
|  | 22137.17 | -143.0092
|  | 22143.13 | -142.2629
|  | 22149.09 | -142.5953
|  | 22155.05 | -143.0754
|  | 22161.01 | -142.6382
|  | 22166.97 | -143.8044
|  | 22172.93 | -144.2653
|  | 22178.89 | -143.4342
|  | 22184.85 | -141.7635
|  | 22190.81 | -141.9932
|  | 22196.77 | -141.8688
|  | 22202.73 | -143.1911
|  | 22208.69 | -142.9558
|  | 22214.65 | -142.3559
|  | 22220.61 | -141.8423
|  | 22226.57 | -141.8022
|  | 22232.53 | -142.1015
|  | 22238.49 | -142.4218
|  | 22244.45 | -142.2227
|  | 22250.41 | -143.6738
|  | 22256.38 | -143.2601
|  | 22262.33 | -142.6074
|  | 22268.29 | -141.6018
|  | 22274.26 | -141.9052
|  | 22280.22 | -141.1002
|  | 22286.18 | -142.1051
|  | 22292.14 | -143.0246
|  | 22298.1 | -142.1887
|  | 22304.06 | -141.9034
|  | 22310.02 | -141.8611
|  | 22315.98 | -142.9802
|  | 22321.94 | -141.7976
|  | 22327.9 | -141.6663
|  | 22333.86 | -142.5065
|  | 22339.82 | -142.9482
|  | 22345.78 | -142.7923
|  | 22351.74 | -142.9424
|  | 22357.7 | -143.7575
|  | 22363.66 | -142.6209
|  | 22369.62 | -142.7309
|  | 22375.58 | -143.1492
|  | 22381.54 | -142.0375
|  | 22387.5 | -142.0989
|  | 22393.46 | -142.8064
|  | 22399.43 | -141.6016
|  | 22405.39 | -142.0535
|  | 22411.35 | -142.8516
|  | 22417.31 | -143.4214
|  | 22423.27 | -142.8386
|  | 22429.23 | -142.3156
|  | 22435.19 | -142.6499
|  | 22441.15 | -143.8909
|  | 22447.11 | -143.1233
|  | 22453.07 | -142.6645
|  | 22459.03 | -141.6538
|  | 22464.99 | -142.6594
|  | 22470.95 | -143.0636
|  | 22476.91 | -142.5189
|  | 22482.87 | -142.9583
|  | 22488.83 | -143.3047
|  | 22494.79 | -142.8306
|  | 22500.75 | -144.1091
|  | 22506.71 | -142.6174
|  | 22512.67 | -141.2324
|  | 22518.63 | -141.934
|  | 22524.6 | -142.5501
|  | 22530.56 | -141.3485
|  | 22536.52 | -141.994
|  | 22542.48 | -142.9953
|  | 22548.44 | -142.504
|  | 22554.4 | -141.9877
|  | 22560.36 | -141.3184
|  | 22566.32 | -142.6135
|  | 22572.28 | -142.8845
|  | 22578.24 | -143.0957
|  | 22584.2 | -143.5751
|  | 22590.16 | -141.9938
|  | 22596.12 | -142.2881
|  | 22602.08 | -142.2713
|  | 22608.04 | -141.7162
|  | 22614 | -142.3613
|  | 22619.96 | -142.057
|  | 22625.92 | -143.6708
|  | 22631.88 | -143.2461
|  | 22637.84 | -141.5358
|  | 22643.8 | -142.6677
|  | 22649.77 | -142.9065
|  | 22655.72 | -142.9004
|  | 22661.69 | -143.5881
|  | 22667.65 | -143.4893
|  | 22673.61 | -142.6515
|  | 22679.57 | -142.4703
|  | 22685.53 | -143.1399
|  | 22691.49 | -142.7235
|  | 22697.45 | -142.9561
|  | 22703.41 | -143.0429
|  | 22709.37 | -142.3915
|  | 22715.33 | -142.9462
|  | 22721.29 | -142.5506
|  | 22727.25 | -142.3233
|  | 22733.21 | -142.4318
|  | 22739.17 | -141.7616
|  | 22745.13 | -141.649
|  | 22751.09 | -141.8013
|  | 22757.05 | -142.5101
|  | 22763.01 | -142.4039
|  | 22768.97 | -142.8143
|  | 22774.94 | -143.3067
|  | 22780.89 | -142.8747
|  | 22786.86 | -144.171
|  | 22792.82 | -143.7562
|  | 22798.78 | -142.6969
|  | 22804.74 | -142.3285
|  | 22810.7 | -142.2031
|  | 22816.66 | -142.3659
|  | 22822.62 | -142.2163
|  | 22828.58 | -142.1811
|  | 22834.54 | -141.9883
|  | 22840.5 | -141.0953
|  | 22846.46 | -141.849
|  | 22852.42 | -142.3119
|  | 22858.38 | -142.6623
|  | 22864.34 | -142.9439
|  | 22870.3 | -143.5216
|  | 22876.26 | -143.2209
|  | 22882.22 | -142.8515
|  | 22888.18 | -143.2898
|  | 22894.14 | -142.7335
|  | 22900.11 | -143.6204
|  | 22906.06 | -143.2701
|  | 22912.03 | -143.3266
|  | 22917.99 | -142.8909
|  | 22923.95 | -143.0709
|  | 22929.91 | -143.202
|  | 22935.87 | -143.5881
|  | 22941.83 | -142.3842
|  | 22947.79 | -143.0399
|  | 22953.75 | -143.8757
|  | 22959.71 | -142.1161
|  | 22965.67 | -142.6794
|  | 22971.63 | -142.4133
|  | 22977.59 | -143.3825
|  | 22983.55 | -142.9888
|  | 22989.51 | -142.3936
|  | 22995.47 | -142.9259
|  | 23001.43 | -143.0884
|  | 23007.39 | -142.0717
|  | 23013.35 | -142.3492
|  | 23019.31 | -143.5012
|  | 23025.27 | -142.7301
|  | 23031.23 | -142.55
|  | 23037.2 | -143.0934
|  | 23043.16 | -143.9066
|  | 23049.12 | -143.682
|  | 23055.08 | -142.6676
|  | 23061.04 | -142.3053
|  | 23067 | -142.407
|  | 23072.96 | -143.2729
|  | 23078.92 | -142.6265
|  | 23084.88 | -143.1202
|  | 23090.84 | -144.0062
|  | 23096.8 | -142.8156
|  | 23102.76 | -142.329
|  | 23108.72 | -142.73
|  | 23114.68 | -143.0656
|  | 23120.64 | -142.4408
|  | 23126.6 | -142.039
|  | 23132.56 | -141.8598
|  | 23138.52 | -142.1086
|  | 23144.48 | -142.1053
|  | 23150.44 | -141.648
|  | 23156.4 | -141.6794
|  | 23162.37 | -142.8636
|  | 23168.33 | -142.2125
|  | 23174.29 | -142.3605
|  | 23180.25 | -143.5834
|  | 23186.21 | -144.4065
|  | 23192.17 | -143.8617
|  | 23198.13 | -143.184
|  | 23204.09 | -142.5904
|  | 23210.05 | -143.5551
|  | 23216.01 | -143.5408
|  | 23221.97 | -143.1189
|  | 23227.93 | -141.4748
|  | 23233.89 | -142.463
|  | 23239.85 | -142.6736
|  | 23245.81 | -142.1593
|  | 23251.77 | -143.0446
|  | 23257.73 | -143.5254
|  | 23263.69 | -143.0394
|  | 23269.65 | -142.3483
|  | 23275.61 | -142.2785
|  | 23281.57 | -142.9451
|  | 23287.54 | -142.6212
|  | 23293.5 | -141.1135
|  | 23299.46 | -142.3364
|  | 23305.42 | -141.5355
|  | 23311.38 | -142.5228
|  | 23317.34 | -143.496
|  | 23323.3 | -143.2506
|  | 23329.26 | -142.3083
|  | 23335.22 | -142.1581
|  | 23341.18 | -141.8703
|  | 23347.14 | -143.523
|  | 23353.1 | -142.4685
|  | 23359.06 | -142.4355
|  | 23365.02 | -142.9514
|  | 23370.98 | -142.518
|  | 23376.94 | -142.4776
|  | 23382.9 | -142.7388
|  | 23388.86 | -142.9993
|  | 23394.82 | -143.2857
|  | 23400.78 | -141.9296
|  | 23406.74 | -141.7688
|  | 23412.71 | -142.4288
|  | 23418.66 | -142.6573
|  | 23424.63 | -142.9213
|  | 23430.59 | -144.1325
|  | 23436.55 | -143.183
|  | 23442.51 | -143.0196
|  | 23448.47 | -142.4805
|  | 23454.43 | -141.7649
|  | 23460.39 | -141.5927
|  | 23466.35 | -141.5202
|  | 23472.31 | -141.402
|  | 23478.27 | -142.0999
|  | 23484.23 | -141.3522
|  | 23490.19 | -141.3863
|  | 23496.15 | -141.7628
|  | 23502.11 | -142.216
|  | 23508.07 | -141.8292
|  | 23514.03 | -141.8136
|  | 23519.99 | -142.3491
|  | 23525.95 | -141.9498
|  | 23531.91 | -142.7916
|  | 23537.88 | -142.8479
|  | 23543.83 | -142.9193
|  | 23549.79 | -143.211
|  | 23555.76 | -143.1663
|  | 23561.72 | -142.3902
|  | 23567.68 | -142.4259
|  | 23573.64 | -141.9348
|  | 23579.6 | -143.0565
|  | 23585.56 | -143.3206
|  | 23591.52 | -142.1622
|  | 23597.48 | -142.7073
|  | 23603.44 | -143.1743
|  | 23609.4 | -142.2715
|  | 23615.36 | -141.7545
|  | 23621.32 | -141.6165
|  | 23627.28 | -141.6009
|  | 23633.24 | -142.2105
|  | 23639.2 | -142.9954
|  | 23645.16 | -142.9888
|  | 23651.12 | -142.3849
|  | 23657.08 | -142.6328
|  | 23663.04 | -143.5173
|  | 23669 | -143.3207
|  | 23674.96 | -142.5951
|  | 23680.93 | -142.33
|  | 23686.89 | -142.3272
|  | 23692.85 | -142.3007
|  | 23698.81 | -142.834
|  | 23704.77 | -142.8058
|  | 23710.73 | -142.05
|  | 23716.69 | -141.7083
|  | 23722.65 | -140.6619
|  | 23728.61 | -140.9507
|  | 23734.57 | -140.7842
|  | 23740.53 | -141.1707
|  | 23746.49 | -142.7503
|  | 23752.45 | -142.9683
|  | 23758.41 | -143.8389
|  | 23764.37 | -142.2403
|  | 23770.33 | -142.7861
|  | 23776.29 | -143.19
|  | 23782.25 | -142.7415
|  | 23788.21 | -142.2406
|  | 23794.17 | -141.7742
|  | 23800.13 | -141.9382
|  | 23806.1 | -141.8957
|  | 23812.05 | -142.9299
|  | 23818.02 | -142.592
|  | 23823.98 | -143.0685
|  | 23829.94 | -142.3967
|  | 23835.9 | -141.8903
|  | 23841.86 | -142.2443
|  | 23847.82 | -142.1738
|  | 23853.78 | -142.1039
|  | 23859.74 | -142.5624
|  | 23865.7 | -143.2945
|  | 23871.66 | -142.1817
|  | 23877.62 | -141.7931
|  | 23883.58 | -142.4095
|  | 23889.54 | -142.1562
|  | 23895.5 | -142.2864
|  | 23901.46 | -141.674
|  | 23907.42 | -142.0805
|  | 23913.38 | -143.3119
|  | 23919.34 | -143.4482
|  | 23925.3 | -142.051
|  | 23931.27 | -142.3901
|  | 23937.22 | -142.4013
|  | 23943.19 | -142.8084
|  | 23949.15 | -142.9005
|  | 23955.11 | -142.7973
|  | 23961.07 | -141.5171
|  | 23967.03 | -141.4392
|  | 23972.99 | -142.458
|  | 23978.95 | -143.2254
|  | 23984.91 | -142.8772
|  | 23990.87 | -141.6156
|  | 23996.83 | -142.5902
|  | 24002.79 | -142.8329
|  | 24008.75 | -142.3014
|  | 24014.71 | -142.4345
|  | 24020.67 | -141.9717
|  | 24026.63 | -142.664
|  | 24032.59 | -142.3319
|  | 24038.55 | -141.9056
|  | 24044.51 | -142.2772
|  | 24050.47 | -141.8919
|  | 24056.44 | -141.8175
|  | 24062.39 | -142.3227
|  | 24068.36 | -142.3473
|  | 24074.32 | -143.667
|  | 24080.28 | -144.2213
|  | 24086.24 | -144.5841
|  | 24092.2 | -142.2382
|  | 24098.16 | -141.7312
|  | 24104.12 | -142.5392
|  | 24110.08 | -142.8584
|  | 24116.04 | -142.4352
|  | 24122 | -143.7723
|  | 24127.96 | -142.8408
|  | 24133.92 | -142.372
|  | 24139.88 | -141.9988
|  | 24145.84 | -141.9493
|  | 24151.8 | -143.1001
|  | 24157.76 | -142.8551
|  | 24163.72 | -142.6689
|  | 24169.68 | -143.1348
|  | 24175.64 | -142.6864
|  | 24181.6 | -142.1503
|  | 24187.56 | -141.1284
|  | 24193.53 | -142.3854
|  | 24199.49 | -143.1932
|  | 24205.45 | -143.2653
|  | 24211.41 | -142.2953
|  | 24217.37 | -141.7894
|  | 24223.33 | -141.7834
|  | 24229.29 | -143.2364
|  | 24235.25 | -142.4211
|  | 24241.21 | -142.5
|  | 24247.17 | -143.4081
|  | 24253.13 | -143.2797
|  | 24259.09 | -141.8943
|  | 24265.05 | -141.5513
|  | 24271.01 | -141.2192
|  | 24276.97 | -142.8325
|  | 24282.93 | -143.3222
|  | 24288.89 | -142.9193
|  | 24294.85 | -141.7525
|  | 24300.81 | -142.5445
|  | 24306.77 | -141.4313
|  | 24312.73 | -141.2393
|  | 24318.7 | -141.3924
|  | 24324.66 | -141.0509
|  | 24330.62 | -140.9699
|  | 24336.58 | -142.3105
|  | 24342.54 | -142.3158
|  | 24348.5 | -142.2122
|  | 24354.46 | -143.246
|  | 24360.42 | -142.4429
|  | 24366.38 | -141.8312
|  | 24372.34 | -141.0089
|  | 24378.3 | -141.7664
|  | 24384.26 | -143.7409
|  | 24390.22 | -142.9217
|  | 24396.18 | -143.4908
|  | 24402.14 | -141.9405
|  | 24408.1 | -141.6879
|  | 24414.06 | -140.3953
|  | 24509.43 | -141.8034
|  | 24604.8 | -143.7983
|  | 24700.16 | -142.1449
|  | 24795.53 | -142.6593
|  | 24890.9 | -143.5273
|  | 24986.27 | -143.4756
|  | 25081.63 | -143.1196
|  | 25177 | -142.827
|  | 25272.37 | -142.0387
|  | 25367.74 | -142.5454
|  | 25463.1 | -142.4561
|  | 25558.47 | -142.6104
|  | 25653.84 | -142.526
|  | 25749.21 | -142.6339
|  | 25844.57 | -142.1241
|  | 25939.94 | -143.4401
|  | 26035.31 | -143.1218
|  | 26130.68 | -142.5233
|  | 26226.04 | -143.6093
|  | 26321.41 | -143.2751
|  | 26416.78 | -143.1984
|  | 26512.15 | -142.8625
|  | 26607.51 | -143.2091
|  | 26702.88 | -143.4249
|  | 26798.25 | -143.0821
|  | 26893.62 | -142.8364
|  | 26988.98 | -142.4544
|  | 27084.35 | -143.3285
|  | 27179.72 | -142.606
|  | 27275.09 | -143.1762
|  | 27370.45 | -142.9859
|  | 27465.82 | -142.7147
|  | 27561.19 | -142.7665
|  | 27656.55 | -142.9193
|  | 27751.92 | -142.3371
|  | 27847.29 | -141.2517
|  | 27942.66 | -142.0724
|  | 28038.03 | -142.0414
|  | 28133.39 | -141.4924
|  | 28228.76 | -141.2333
|  | 28324.13 | -141.7175
|  | 28419.49 | -142.0893
|  | 28514.86 | -143.1777
|  | 28610.23 | -142.3582
|  | 28705.6 | -142.6898
|  | 28800.96 | -143.4706
|  | 28896.33 | -144.2151
|  | 28991.7 | -144.234
|  | 29087.07 | -144.6232
|  | 29182.43 | -143.172
|  | 29277.8 | -143.0222
|  | 29373.17 | -142.7358
|  | 29468.54 | -142.633
|  | 29563.9 | -142.3362
|  | 29659.27 | -142.4079
|  | 29754.64 | -142.9773
|  | 29850.01 | -144.4679
|  | 29945.37 | -143.4655
|  | 30040.74 | -143.1517
|  | 30136.11 | -143.273
|  | 30231.48 | -142.3312
|  | 30326.84 | -143.2552
|  | 30422.21 | -143.2667
|  | 30517.58 | -142.9729
|  | 30612.95 | -142.8928
|  | 30708.31 | -143.0975
|  | 30803.68 | -143.6028
|  | 30899.05 | -143.359
|  | 30994.42 | -142.9177
|  | 31089.78 | -143.244
|  | 31185.15 | -144.1152
|  | 31280.52 | -144.1179
|  | 31375.88 | -144.6279
|  | 31471.25 | -142.5759
|  | 31566.62 | -142.7406
|  | 31661.99 | -144.3327
|  | 31757.36 | -143.7131
|  | 31852.72 | -143.5094
|  | 31948.09 | -142.7249
|  | 32043.46 | -143.3064
|  | 32138.82 | -142.6039
|  | 32234.19 | -143.4506
|  | 32329.56 | -144.4927
|  | 32424.93 | -144.8186
|  | 32520.29 | -143.626
|  | 32615.66 | -143.6721
|  | 32711.03 | -143.4433
|  | 32806.4 | -142.9645
|  | 32901.77 | -143.1216
|  | 32997.13 | -143.2914
|  | 33092.5 | -144.1771
|  | 33187.87 | -144.1766
|  | 33283.23 | -143.7734
|  | 33378.6 | -142.4893
|  | 33473.97 | -142.4252
|  | 33569.34 | -143.4895
|  | 33664.7 | -141.9017
|  | 33760.07 | -143.2499
|  | 33855.44 | -142.9793
|  | 33950.8 | -142.2816
|  | 34046.17 | -142.7448
|  | 34141.54 | -143.1795
|  | 34236.91 | -142.7809
|  | 34332.27 | -142.3848
|  | 34427.64 | -143.1428
|  | 34523.01 | -145.5381
|  | 34618.38 | -143.3417
|  | 34713.75 | -143.3376
|  | 34809.11 | -143.4908
|  | 34904.48 | -143.6942
|  | 34999.85 | -142.4364
|  | 35095.21 | -143.3212
|  | 35190.58 | -144.5811
|  | 35285.95 | -144.596
|  | 35381.32 | -143.8938
|  | 35476.68 | -142.2968
|  | 35572.05 | -143.3128
|  | 35667.42 | -144.3947
|  | 35762.79 | -144.8017
|  | 35858.16 | -144.037
|  | 35953.52 | -143.566
|  | 36048.89 | -143.8927
|  | 36144.26 | -144.0768
|  | 36239.63 | -143.5464
|  | 36334.99 | -144.752
|  | 36430.36 | -144.5323
|  | 36525.73 | -144.2296
|  | 36621.09 | -144.2123
|  | 36716.46 | -144.1464
|  | 36811.83 | -143.5074
|  | 36907.2 | -142.8736
|  | 37002.56 | -142.4541
|  | 37097.93 | -143.0517
|  | 37193.3 | -142.8564
|  | 37288.66 | -144.5498
|  | 37384.03 | -144.4329
|  | 37479.4 | -143.9448
|  | 37574.77 | -143.5495
|  | 37670.14 | -142.3835
|  | 37765.5 | -141.579
|  | 37860.87 | -142.112
|  | 37956.24 | -142.3629
|  | 38051.61 | -142.0364
|  | 38146.97 | -143.3751
|  | 38242.34 | -143.1693
|  | 38337.71 | -143.2358
|  | 38433.07 | -142.5574
|  | 38528.44 | -143.6483
|  | 38623.81 | -143.6292
|  | 38719.18 | -143.5929
|  | 38814.54 | -142.89
|  | 38909.91 | -142.1154
|  | 39005.28 | -142.8712
|  | 39100.65 | -143.627
|  | 39196.02 | -143.336
|  | 39291.38 | -143.8807
|  | 39386.75 | -143.6938
|  | 39482.12 | -143.1597
|  | 39577.48 | -143.0851
|  | 39672.85 | -142.7226
|  | 39768.22 | -144.1461
|  | 39863.59 | -144.3165
|  | 39958.95 | -144.1081
|  | 40054.32 | -143.5301
|  | 40149.69 | -143.7028
|  | 40245.05 | -144.2549
|  | 40340.42 | -142.189
|  | 40435.79 | -141.8227
|  | 40531.16 | -141.9752
|  | 40626.53 | -141.832
|  | 40721.89 | -142.6454
|  | 40817.26 | -143.9256
|  | 40912.63 | -144.4911
|  | 41008 | -144.2045
|  | 41103.36 | -143.7478
|  | 41198.73 | -142.9873
|  | 41294.1 | -142.083
|  | 41389.46 | -142.7915
|  | 41484.83 | -143.4195
|  | 41580.2 | -143.7997
|  | 41675.57 | -143.9628
|  | 41770.93 | -144.0834
|  | 41866.3 | -143.6035
|  | 41961.67 | -143.7953
|  | 42057.04 | -144.3212
|  | 42152.41 | -143.7808
|  | 42247.77 | -143.0276
|  | 42343.14 | -142.7471
|  | 42438.51 | -142.7146
|  | 42533.88 | -142.3825
|  | 42629.24 | -142.9272
|  | 42724.61 | -143.6774
|  | 42819.98 | -142.5937
|  | 42915.34 | -142.3533
|  | 43010.71 | -143.2719
|  | 43106.08 | -144.1247
|  | 43201.45 | -144.199
|  | 43296.81 | -143.6401
|  | 43392.18 | -143.925
|  | 43487.55 | -143.2366
|  | 43582.92 | -143.743
|  | 43678.29 | -143.6143
|  | 43773.65 | -143.5303
|  | 43869.02 | -144.1689
|  | 43964.39 | -142.5466
|  | 44059.75 | -142.8279
|  | 44155.12 | -143.7261
|  | 44250.49 | -143.8268
|  | 44345.86 | -143.7672
|  | 44441.22 | -143.4483
|  | 44536.59 | -142.6184
|  | 44631.96 | -142.5773
|  | 44727.32 | -143.791
|  | 44822.69 | -143.3386
|  | 44918.06 | -143.9948
|  | 45013.43 | -143.8555
|  | 45108.8 | -143.9391
|  | 45204.16 | -143.8907
|  | 45299.53 | -143.3556
|  | 45394.9 | -143.3175
|  | 45490.27 | -143.8313
|  | 45585.63 | -144.9347
|  | 45681 | -143.4655
|  | 45776.37 | -142.2658
|  | 45871.73 | -143.0952
|  | 45967.1 | -142.7005
|  | 46062.47 | -143.6558
|  | 46157.84 | -144.0606
|  | 46253.2 | -143.5935
|  | 46348.57 | -143.5156
|  | 46443.94 | -142.5333
|  | 46539.3 | -144.3015
|  | 46634.68 | -143.0662
|  | 46730.04 | -143.0955
|  | 46825.41 | -142.891
|  | 46920.78 | -143.2609
|  | 47016.14 | -144.5515
|  | 47111.51 | -143.8044
|  | 47206.88 | -143.6702
|  | 47302.25 | -143.4402
|  | 47397.61 | -142.7444
|  | 47492.98 | -143.7522
|  | 47588.35 | -143.1338
|  | 47683.71 | -142.2619
|  | 47779.08 | -142.8017
|  | 47874.45 | -142.9171
|  | 47969.82 | -143.3562
|  | 48065.19 | -143.6404
|  | 48160.55 | -144.3244
|  | 48255.92 | -143.6002
|  | 48351.29 | -143.4942
|  | 48446.66 | -144.0969
|  | 48542.02 | -143.4457
|  | 48637.39 | -142.0419
|  | 48732.76 | -141.8037
|  | 48828.13 | -142.6736
|  | 48923.49 | -143.5166
|  | 49018.86 | -143.998
|  | 49114.23 | -143.3334
|  | 49209.59 | -143.677
|  | 49304.96 | -143.9059
|  | 49400.33 | -143.1567
|  | 49495.7 | -142.856
|  | 49591.06 | -142.4294
|  | 49686.43 | -143.3706
|  | 49781.8 | -143.2685
|  | 49877.17 | -143.9854
|  | 49972.54 | -145.0175
|  | 50067.9 | -144.4722
|  | 50163.27 | -145.3276
|  | 50258.64 | -144.2854
|  | 50354 | -143.1202
|  | 50449.37 | -142.9379
|  | 50544.74 | -143.9168
|  | 50640.11 | -143.7495
|  | 50735.47 | -142.8688
|  | 50830.84 | -142.9915
|  | 50926.21 | -142.783
|  | 51021.57 | -143.4446
|  | 51116.95 | -143.8743
|  | 51212.31 | -142.8987
|  | 51307.68 | -143.1406
|  | 51403.05 | -143.0782
|  | 51498.41 | -143.3053
|  | 51593.78 | -143.4803
|  | 51689.15 | -144.0978
|  | 51784.52 | -144.1954
|  | 51879.88 | -144.042
|  | 51975.25 | -143.2224
|  | 52070.62 | -143.9539
|  | 52165.98 | -143.168
|  | 52261.35 | -143.1765
|  | 52356.72 | -143.7166
|  | 52452.09 | -143.3076
|  | 52547.45 | -143.4711
|  | 52642.82 | -144.2086
|  | 52738.19 | -143.8943
|  | 52833.56 | -143.3054
|  | 52928.93 | -143.3369
|  | 53024.29 | -142.2971
|  | 53119.66 | -142.3454
|  | 53215.03 | -142.801
|  | 53310.39 | -143.0221
|  | 53405.76 | -143.3843
|  | 53501.13 | -143.5772
|  | 53596.5 | -142.4683
|  | 53691.86 | -143.4072
|  | 53787.23 | -143.4554
|  | 53882.6 | -143.702
|  | 53977.96 | -143.2302
|  | 54073.33 | -143.008
|  | 54168.7 | -141.6394
|  | 54264.07 | -142.8752
|  | 54359.44 | -144.0717
|  | 54454.8 | -143.3212
|  | 54550.17 | -142.8952
|  | 54645.54 | -143.3846
|  | 54740.91 | -144.4991
|  | 54836.27 | -143.3212
|  | 54931.64 | -143.3164
|  | 55027.01 | -144.0347
|  | 55122.38 | -144.4121
|  | 55217.74 | -144.7762
|  | 55313.11 | -144.0517
|  | 55408.48 | -143.7264
|  | 55503.84 | -142.9615
|  | 55599.21 | -142.6122
|  | 55694.58 | -142.0311
|  | 55789.95 | -142.0327
|  | 55885.32 | -142.5967
|  | 55980.68 | -145.0188
|  | 56076.05 | -145.3798
|  | 56171.42 | -144.3626
|  | 56266.79 | -143.9403
|  | 56362.15 | -143.3831
|  | 56457.52 | -144.3836
|  | 56552.89 | -144.1607
|  | 56648.25 | -144.7586
|  | 56743.62 | -144.513
|  | 56838.99 | -143.0557
|  | 56934.36 | -142.6916
|  | 57029.72 | -144.1132
|  | 57125.09 | -144.3726
|  | 57220.46 | -143.8725
|  | 57315.83 | -143.7971
|  | 57411.2 | -144.2535
|  | 57506.56 | -143.7771
|  | 57601.93 | -142.011
|  | 57697.3 | -141.8761
|  | 57792.66 | -142.9709
|  | 57888.03 | -143.8367
|  | 57983.4 | -144.6723
|  | 58078.77 | -143.7998
|  | 58174.13 | -142.9099
|  | 58269.5 | -143.2991
|  | 58364.87 | -144.3026
|  | 58460.23 | -144.2061
|  | 58555.6 | -143.2606
|  | 58650.97 | -143.7392
|  | 58746.34 | -143.5374
|  | 58841.71 | -143.4523
|  | 58937.07 | -143.4901
|  | 59032.44 | -143.9982
|  | 59127.81 | -143.2319
|  | 59223.18 | -143.7541
|  | 59318.54 | -142.6625
|  | 59413.91 | -144.4671
|  | 59509.28 | -144.7882
|  | 59604.64 | -143.7319
|  | 59700.01 | -144.3191
|  | 59795.38 | -142.9658
|  | 59890.75 | -142.56
|  | 59986.11 | -141.9902
|  | 60081.48 | -142.6867
|  | 60176.85 | -143.3191
|  | 60272.22 | -143.4561
|  | 60367.59 | -142.5025
|  | 60462.95 | -143.58
|  | 60558.32 | -143.4453
|  | 60653.69 | -142.8649
|  | 60749.05 | -144.2426
|  | 60844.42 | -143.8581
|  | 60939.79 | -143.6308
|  | 61035.16 | -144.4272
|  | 61130.52 | -144.145
|  | 61225.89 | -142.9122
|  | 61321.26 | -142.4684
|  | 61416.63 | -143.6677
|  | 61511.99 | -144.063
|  | 61607.36 | -144.3357
|  | 61702.73 | -143.6705
|  | 61798.09 | -144.501
|  | 61893.46 | -143.0146
|  | 61988.83 | -143.5153
|  | 62084.2 | -143.3208
|  | 62179.57 | -143.4336
|  | 62274.93 | -143.841
|  | 62370.3 | -144.3767
|  | 62465.67 | -143.6811
|  | 62561.04 | -143.0616
|  | 62656.4 | -144.127
|  | 62751.77 | -144.412
|  | 62847.14 | -143.4736
|  | 62942.5 | -143.5279
|  | 63037.87 | -143.58
|  | 63133.24 | -142.7972
|  | 63228.61 | -143.2288
|  | 63323.98 | -144.2014
|  | 63419.34 | -144.0547
|  | 63514.71 | -145.1821
|  | 63610.08 | -144.3939
|  | 63705.45 | -143.3327
|  | 63800.81 | -143.9153
|  | 63896.18 | -144.0126
|  | 63991.55 | -144.9306
|  | 64086.91 | -144.0052
|  | 64182.28 | -144.364
|  | 64277.65 | -143.662
|  | 64373.02 | -143.599
|  | 64468.38 | -142.0901
|  | 64563.75 | -142.5603
|  | 64659.12 | -143.7363
|  | 64754.48 | -142.8636
|  | 64849.85 | -143.0846
|  | 64945.22 | -143.1421
|  | 65040.59 | -143.6263
|  | 65135.96 | -143.6735
|  | 65231.32 | -142.8316
|  | 65326.69 | -142.4203
|  | 65422.06 | -143.8405
|  | 65517.43 | -141.5236
|  | 65612.8 | -142.2317
|  | 65708.16 | -142.3802
|  | 65803.53 | -143.1114
|  | 65898.9 | -144.0813
|  | 65994.27 | -145.05
|  | 66089.63 | -145.6293
|  | 66185 | -143.9781
|  | 66280.37 | -143.5574
|  | 66375.73 | -144.7697
|  | 66471.1 | -143.5598
|  | 66566.47 | -142.7331
|  | 66661.84 | -143.8724
|  | 66757.2 | -144.1704
|  | 66852.57 | -144.1229
|  | 66947.94 | -144.9162
|  | 67043.3 | -144.287
|  | 67138.67 | -143.5051
|  | 67234.04 | -143.3801
|  | 67329.41 | -143.2472
|  | 67424.77 | -143.8766
|  | 67520.14 | -144.8035
|  | 67615.51 | -145.2413
|  | 67710.88 | -144.3468
|  | 67806.24 | -143.8988
|  | 67901.61 | -142.5228
|  | 67996.98 | -142.7298
|  | 68092.34 | -144.1614
|  | 68187.71 | -144.9559
|  | 68283.08 | -144.2579
|  | 68378.45 | -143.5015
|  | 68473.81 | -142.9018
|  | 68569.18 | -142.636
|  | 68664.55 | -143.7924
|  | 68759.92 | -144.4471
|  | 68855.29 | -143.2596
|  | 68950.66 | -142.3489
|  | 69046.02 | -143.9474
|  | 69141.39 | -144.3891
|  | 69236.76 | -143.7573
|  | 69332.13 | -142.3446
|  | 69427.49 | -142.8573
|  | 69522.86 | -144.8682
|  | 69618.23 | -144.8271
|  | 69713.59 | -143.1335
|  | 69808.96 | -143.024
|  | 69904.33 | -143.541
|  | 69999.7 | -143.0069
|  | 70095.06 | -142.5567
|  | 70190.43 | -143.8666
|  | 70285.8 | -143.8219
|  | 70381.16 | -142.8956
|  | 70476.53 | -142.315
|  | 70571.9 | -142.5016
|  | 70667.27 | -143.2344
|  | 70762.63 | -142.7296
|  | 70858 | -144.1196
|  | 70953.37 | -143.3932
|  | 71048.73 | -144.2313
|  | 71144.1 | -145.7738
|  | 71239.47 | -144.8478
|  | 71334.84 | -143.5512
|  | 71430.2 | -144.9324
|  | 71525.57 | -144.5788
|  | 71620.94 | -143.9408
|  | 71716.31 | -144.4203
|  | 71811.68 | -144.3951
|  | 71907.05 | -144.5459
|  | 72002.41 | -143.8231
|  | 72097.78 | -143.7188
|  | 72193.15 | -145.4801
|  | 72288.52 | -145.0476
|  | 72383.88 | -144.31
|  | 72479.25 | -143.6378
|  | 72574.62 | -143.5784
|  | 72669.98 | -144.1884
|  | 72765.35 | -144.897
|  | 72860.72 | -143.858
|  | 72956.09 | -143.3451
|  | 73051.45 | -144.3239
|  | 73146.82 | -144.7673
|  | 73242.19 | -144.0493
|  | 73337.55 | -143.0576
|  | 73432.92 | -143.9918
|  | 73528.29 | -145.2196
|  | 73623.66 | -144.8316
|  | 73719.02 | -144.1314
|  | 73814.39 | -144.8488
|  | 73909.76 | -144.4571
|  | 74005.13 | -143.7965
|  | 74100.49 | -142.6869
|  | 74195.86 | -143.3036
|  | 74291.23 | -144.4835
|  | 74386.59 | -145.3058
|  | 74481.96 | -144.7531
|  | 74577.33 | -143.2992
|  | 74672.7 | -143.1435
|  | 74768.06 | -144.2391
|  | 74863.44 | -142.9682
|  | 74958.8 | -143.3194
|  | 75054.17 | -142.921
|  | 75149.54 | -142.9164
|  | 75244.91 | -143.0939
|  | 75340.27 | -143.5052
|  | 75435.64 | -144.0453
|  | 75531.01 | -144.7146
|  | 75626.38 | -144.0867
|  | 75721.74 | -142.9769
|  | 75817.11 | -144.5987
|  | 75912.48 | -144.9169
|  | 76007.84 | -143.2682
|  | 76103.21 | -143.5234
|  | 76198.58 | -142.3837
|  | 76293.95 | -144.0044
|  | 76389.31 | -145.2622
|  | 76484.68 | -144.5135
|  | 76580.05 | -143.9605
|  | 76675.41 | -143.7614
|  | 76770.78 | -144.1194
|  | 76866.15 | -144.1813
|  | 76961.52 | -145.1383
|  | 77056.88 | -144.5863
|  | 77152.25 | -143.8796
|  | 77247.62 | -143.8809
|  | 77342.98 | -142.4835
|  | 77438.35 | -143.9132
|  | 77533.72 | -145.2744
|  | 77629.09 | -145.1065
|  | 77724.45 | -144.0502
|  | 77819.83 | -144.0892
|  | 77915.2 | -145.5302
|  | 78010.56 | -145.8602
|  | 78105.93 | -144.4362
|  | 78201.3 | -144.0735
|  | 78296.66 | -143.6602
|  | 78392.03 | -143.9556
|  | 78487.4 | -144.1578
|  | 78582.77 | -144.0916
|  | 78678.13 | -142.6647
|  | 78773.5 | -143.2603
|  | 78868.87 | -144.1292
|  | 78964.23 | -145.1965
|  | 79059.6 | -144.9534
|  | 79154.97 | -145.1594
|  | 79250.34 | -145.5908
|  | 79345.7 | -144.6128
|  | 79441.07 | -145.398
|  | 79536.44 | -144.6912
|  | 79631.8 | -143.919
|  | 79727.17 | -144.2041
|  | 79822.54 | -143.7999
|  | 79917.91 | -143.7096
|  | 80013.27 | -143.5404
|  | 80108.64 | -143.6254
|  | 80204.01 | -144.0863
|  | 80299.38 | -143.9514
|  | 80394.74 | -143.2316
|  | 80490.11 | -144.1724
|  | 80585.48 | -144.0452
|  | 80680.84 | -143.959
|  | 80776.21 | -144.4499
|  | 80871.58 | -142.6532
|  | 80966.95 | -143.3066
|  | 81062.32 | -144.0033
|  | 81157.69 | -143.4167
|  | 81253.05 | -144.55
|  | 81348.42 | -145.5831
|  | 81443.79 | -144.7231
|  | 81539.16 | -143.4499
|  | 81634.52 | -144.0204
|  | 81729.89 | -144.4499
|  | 81825.26 | -143.8978
|  | 81920.63 | -144.0001
|  | 82015.99 | -144.9744
|  | 82111.36 | -143.8088
|  | 82206.73 | -143.4709
|  | 82302.09 | -144.1532
|  | 82397.46 | -143.2959
|  | 82492.83 | -143.5026
|  | 82588.2 | -143.6729
|  | 82683.56 | -143.5622
|  | 82778.93 | -144.1911
|  | 82874.3 | -143.2122
|  | 82969.66 | -143.709
|  | 83065.03 | -145.5862
|  | 83160.4 | -143.4682
|  | 83255.77 | -144.1503
|  | 83351.13 | -144.8853
|  | 83446.5 | -144.1209
|  | 83541.87 | -143.285
|  | 83637.23 | -143.3632
|  | 83732.6 | -143.8671
|  | 83827.97 | -144.5262
|  | 83923.34 | -143.7356
|  | 84018.71 | -143.1016
|  | 84114.08 | -143.0637
|  | 84209.45 | -143.9749
|  | 84304.81 | -144.4453
|  | 84400.18 | -143.2594
|  | 84495.55 | -142.9675
|  | 84590.91 | -142.8003
|  | 84686.28 | -143.1754
|  | 84781.65 | -143.3319
|  | 84877.02 | -143.6616
|  | 84972.38 | -144.0298
|  | 85067.75 | -144.0466
|  | 85163.12 | -143.8184
|  | 85258.48 | -143.832
|  | 85353.85 | -143.6796
|  | 85449.22 | -143.883
|  | 85544.59 | -144.4201
|  | 85639.95 | -143.9076
|  | 85735.32 | -144.4084
|  | 85830.69 | -143.5067
|  | 85926.05 | -144.3698
|  | 86021.42 | -142.9857
|  | 86116.79 | -143.5382
|  | 86212.16 | -144.272
|  | 86307.52 | -143.9167
|  | 86402.89 | -142.3698
|  | 86498.26 | -142.6047
|  | 86593.63 | -143.8757
|  | 86688.99 | -145.0463
|  | 86784.36 | -144.5124
|  | 86879.73 | -144.673
|  | 86975.09 | -144.4635
|  | 87070.47 | -144.8634
|  | 87165.84 | -143.206
|  | 87261.2 | -142.5721
|  | 87356.57 | -143.3486
|  | 87451.94 | -144.016
|  | 87547.3 | -144.9457
|  | 87642.67 | -145.4815
|  | 87738.04 | -145.2456
|  | 87833.41 | -145.3499
|  | 87928.77 | -146.8504
|  | 88024.14 | -144.6301
|  | 88119.51 | -142.4775
|  | 88214.88 | -143.2825
|  | 88310.24 | -145.1536
|  | 88405.61 | -144.4036
|  | 88500.98 | -143.4538
|  | 88596.34 | -143.0574
|  | 88691.71 | -144.3368
|  | 88787.08 | -144.983
|  | 88882.45 | -145.3522
|  | 88977.81 | -144.2318
|  | 89073.18 | -144.6734
|  | 89168.55 | -144.8458
|  | 89263.91 | -144.4068
|  | 89359.28 | -143.7436
|  | 89454.65 | -143.7132
|  | 89550.02 | -144.285
|  | 89645.38 | -144.3812
|  | 89740.75 | -144.9095
|  | 89836.12 | -145.4549
|  | 89931.48 | -144.8106
|  | 90026.86 | -144.5653
|  | 90122.23 | -144.5741
|  | 90217.59 | -143.4383
|  | 90312.96 | -142.3979
|  | 90408.33 | -143.4379
|  | 90503.7 | -144.0305
|  | 90599.06 | -144.7368
|  | 90694.43 | -144.6137
|  | 90789.8 | -144.2543
|  | 90885.16 | -144.5732
|  | 90980.53 | -144.6788
|  | 91075.9 | -144.0755
|  | 91171.27 | -143.7362
|  | 91266.63 | -143.5582
|  | 91362 | -143.8099
|  | 91457.37 | -143.843
|  | 91552.73 | -144.0589
|  | 91648.1 | -145.23
|  | 91743.47 | -145.0731
|  | 91838.84 | -143.4006
|  | 91934.2 | -143.9692
|  | 92029.57 | -144.8747
|  | 92124.94 | -144.2202
|  | 92220.3 | -143.5952
|  | 92315.67 | -142.5118
|  | 92411.04 | -143.6063
|  | 92506.41 | -145.2559
|  | 92601.77 | -144.3366
|  | 92697.14 | -143.7416
|  | 92792.51 | -143.1917
|  | 92887.88 | -142.1495
|  | 92983.24 | -143.935
|  | 93078.61 | -143.6754
|  | 93173.98 | -143.427
|  | 93269.35 | -143.7858
|  | 93364.72 | -144.3031
|  | 93460.09 | -145.1605
|  | 93555.45 | -145.4817
|  | 93650.82 | -143.8884
|  | 93746.19 | -144.4683
|  | 93841.55 | -145.0797
|  | 93936.92 | -144.7055
|  | 94032.29 | -144.3722
|  | 94127.66 | -144.0851
|  | 94223.02 | -143.7845
|  | 94318.39 | -145.447
|  | 94413.76 | -145.4826
|  | 94509.13 | -144.2707
|  | 94604.49 | -143.0058
|  | 94699.86 | -143.8926
|  | 94795.23 | -144.0933
|  | 94890.59 | -144.76
|  | 94985.96 | -143.8753
|  | 95081.33 | -143.8626
|  | 95176.7 | -143.3014
|  | 95272.06 | -143.7784
|  | 95367.43 | -144.7361
|  | 95462.8 | -143.9065
|  | 95558.16 | -144.2002
|  | 95653.53 | -143.6987
|  | 95748.9 | -144.4727
|  | 95844.27 | -144.7073
|  | 95939.63 | -144.5448
|  | 96035 | -143.9558
|  | 96130.38 | -144.0312
|  | 96225.74 | -144.6782
|  | 96321.11 | -144.6465
|  | 96416.48 | -144.4781
|  | 96511.84 | -144.5151
|  | 96607.21 | -144.8203
|  | 96702.58 | -144.8097
|  | 96797.95 | -143.4061
|  | 96893.31 | -144.1662
|  | 96988.68 | -144.4409
|  | 97084.05 | -145.4049
|  | 97179.41 | -144.2165
|  | 97274.78 | -144.8674
|  | 97370.15 | -144.4744
|  | 97465.52 | -143.5671
|  | 97560.88 | -143.5566
|  | 97656.25 | -143.6028
|  | 97751.62 | -143.738
|  | 97846.98 | -143.7348
|  | 97942.35 | -144.9563
|  | 98037.72 | -143.9163
|  | 98133.09 | -142.5945
|  | 98228.45 | -142.5414
|  | 98323.82 | -142.5374
|  | 98419.19 | -143.5913
|  | 98514.55 | -144.2709
|  | 98609.92 | -145.1481
|  | 98705.29 | -145.4899
|  | 98800.66 | -143.5992
|  | 98896.02 | -143.0321
|  | 98991.39 | -143.2672
|  | 99086.76 | -143.5512
|  | 99182.13 | -144.4774
|  | 99277.5 | -145.2554
|  | 99372.87 | -144.1286
|  | 99468.23 | -143.6073
|  | 99563.6 | -144.1219
|  | 99658.97 | -144.2739
|  | 99754.34 | -144.765
|  | 99849.7 | -145.5745
|  | 99945.07 | -143.4961
|  | 100040.4 | -143.0255
|  | 100135.8 | -142.9866
|  | 100231.2 | -143.8162
|  | 100326.5 | -144.5793
|  | 100421.9 | -143.3368
|  | 100517.3 | -144.063
|  | 100612.6 | -143.4364
|  | 100708 | -143.759
|  | 100803.4 | -144.5596
|  | 100898.7 | -145.2881
|  | 100994.1 | -145.4875
|  | 101089.5 | -144.5603
|  | 101184.8 | -144.9278
|  | 101280.2 | -144.6516
|  | 101375.6 | -145.1992
|  | 101470.9 | -144.2182
|  | 101566.3 | -144.1953
|  | 101661.7 | -143.2139
|  | 101757 | -144.922
|  | 101852.4 | -144.8466
|  | 101947.8 | -144.2251
|  | 102043.1 | -143.6277
|  | 102138.5 | -143.689
|  | 102233.9 | -144.3099
|  | 102329.3 | -145.1165
|  | 102424.6 | -145.5706
|  | 102520 | -144.8679
|  | 102615.4 | -144.7684
|  | 102710.7 | -143.7811
|  | 102806.1 | -143.3372
|  | 102901.5 | -143.3833
|  | 102996.8 | -144.8707
|  | 103092.2 | -145.2831
|  | 103187.6 | -144.3616
|  | 103282.9 | -143.6886
|  | 103378.3 | -143.1838
|  | 103473.7 | -143.937
|  | 103569 | -145.2537
|  | 103664.4 | -144.4309
|  | 103759.8 | -144.918
|  | 103855.1 | -143.7722
|  | 103950.5 | -143.5183
|  | 104045.9 | -144.2532
|  | 104141.2 | -144.9201
|  | 104236.6 | -145.0011
|  | 104332 | -144.8356
|  | 104427.3 | -144.5177
|  | 104522.7 | -144.8483
|  | 104618.1 | -144.4254
|  | 104713.4 | -144.4717
|  | 104808.8 | -143.5695
|  | 104904.2 | -144.3423
|  | 104999.5 | -144.7988
|  | 105094.9 | -146.3217
|  | 105190.3 | -145.1293
|  | 105285.6 | -144.3033
|  | 105381 | -144.2477
|  | 105476.4 | -144.1574
|  | 105571.8 | -144.4683
|  | 105667.1 | -144.5906
|  | 105762.5 | -144.8032
|  | 105857.9 | -143.3668
|  | 105953.2 | -144.0655
|  | 106048.6 | -144.8535
|  | 106144 | -144.5459
|  | 106239.3 | -144.5348
|  | 106334.7 | -144.1776
|  | 106430.1 | -145.3958
|  | 106525.4 | -145.6824
|  | 106620.8 | -145.9655
|  | 106716.2 | -143.9177
|  | 106811.5 | -143.5352
|  | 106906.9 | -144.4556
|  | 107002.3 | -144.1221
|  | 107097.6 | -143.86
|  | 107193 | -143.5572
|  | 107288.4 | -143.5129
|  | 107383.7 | -143.8767
|  | 107479.1 | -144.2666
|  | 107574.5 | -144.2043
|  | 107669.8 | -144.2189
|  | 107765.2 | -144.4685
|  | 107860.6 | -145.4003
|  | 107955.9 | -144.9814
|  | 108051.3 | -144.1762
|  | 108146.7 | -143.944
|  | 108242 | -143.7878
|  | 108337.4 | -145.2733
|  | 108432.8 | -144.5227
|  | 108528.1 | -144.4262
|  | 108623.5 | -144.3584
|  | 108718.9 | -145.5518
|  | 108814.2 | -145.1921
|  | 108909.6 | -143.9205
|  | 109005 | -144.38
|  | 109100.3 | -145.3025
|  | 109195.7 | -144.9695
|  | 109291.1 | -145.3968
|  | 109386.4 | -143.2172
|  | 109481.8 | -143.9041
|  | 109577.2 | -144.4486
|  | 109672.5 | -143.7005
|  | 109767.9 | -144.8105
|  | 109863.3 | -143.9318
|  | 109958.6 | -143.4839
|  | 110054 | -144.4734
|  | 110149.4 | -145.175
|  | 110244.8 | -144.6807
|  | 110340.1 | -144.856
|  | 110435.5 | -143.703
|  | 110530.9 | -144.2208
|  | 110626.2 | -144.1474
|  | 110721.6 | -144.0189
|  | 110817 | -143.9162
|  | 110912.3 | -143.9103
|  | 111007.7 | -144.5877
|  | 111103.1 | -144.7725
|  | 111198.4 | -143.9919
|  | 111293.8 | -143.8481
|  | 111389.2 | -144.4718
|  | 111484.5 | -144.2758
|  | 111579.9 | -144.443
|  | 111675.3 | -143.997
|  | 111770.6 | -143.0361
|  | 111866 | -143.5166
|  | 111961.4 | -143.4153
|  | 112056.7 | -144.0914
|  | 112152.1 | -143.8422
|  | 112247.5 | -143.524
|  | 112342.8 | -143.446
|  | 112438.2 | -144.9197
|  | 112533.6 | -144.5033
|  | 112628.9 | -143.4405
|  | 112724.3 | -143.6654
|  | 112819.7 | -142.9936
|  | 112915 | -142.8548
|  | 113010.4 | -143.7019
|  | 113105.8 | -143.761
|  | 113201.1 | -144.0681
|  | 113296.5 | -143.4659
|  | 113391.9 | -143.4
|  | 113487.2 | -143.3964
|  | 113582.6 | -144.1709
|  | 113678 | -144.5244
|  | 113773.3 | -144.8672
|  | 113868.7 | -144.8258
|  | 113964.1 | -144.2559
|  | 114059.4 | -144.1815
|  | 114154.8 | -144.3579
|  | 114250.2 | -143.59
|  | 114345.5 | -143.5535
|  | 114440.9 | -143.8655
|  | 114536.3 | -144.2904
|  | 114631.7 | -143.1508
|  | 114727 | -144.1223
|  | 114822.4 | -144.5235
|  | 114917.8 | -143.7267
|  | 115013.1 | -144.3377
|  | 115108.5 | -145.7515
|  | 115203.9 | -143.9787
|  | 115299.2 | -143.1306
|  | 115394.6 | -144.1689
|  | 115490 | -145.0937
|  | 115585.3 | -144.8175
|  | 115680.7 | -145.7469
|  | 115776.1 | -146.3046
|  | 115871.4 | -144.9798
|  | 115966.8 | -144.9982
|  | 116062.2 | -145.1875
|  | 116157.5 | -143.9245
|  | 116252.9 | -144.6361
|  | 116348.3 | -144.1039
|  | 116443.6 | -144.1595
|  | 116539 | -144.9197
|  | 116634.4 | -146.0193
|  | 116729.7 | -144.1597
|  | 116825.1 | -142.6427
|  | 116920.5 | -144.2086
|  | 117015.8 | -144.3599
|  | 117111.2 | -144.7328
|  | 117206.6 | -145.0464
|  | 117301.9 | -144.9368
|  | 117397.3 | -144.7718
|  | 117492.7 | -144.892
|  | 117588 | -144.3415
|  | 117683.4 | -143.6056
|  | 117778.8 | -144.6821
|  | 117874.1 | -143.6586
|  | 117969.5 | -144.1688
|  | 118064.9 | -145.3669
|  | 118160.3 | -145.7084
|  | 118255.6 | -144.3929
|  | 118351 | -145.0664
|  | 118446.4 | -145.8403
|  | 118541.7 | -144.2004
|  | 118637.1 | -145.0878
|  | 118732.5 | -145.2532
|  | 118827.8 | -144.489
|  | 118923.2 | -144.3819
|  | 119018.6 | -145.103
|  | 119113.9 | -143.9043
|  | 119209.3 | -143.2208
|  | 119304.7 | -144.694
|  | 119400 | -144.6512
|  | 119495.4 | -144.6907
|  | 119590.8 | -145.3452
|  | 119686.1 | -144.5177
|  | 119781.5 | -143.0297
|  | 119876.9 | -143.3491
|  | 119972.2 | -144.4997
|  | 120067.6 | -143.6648
|  | 120163 | -144.7208
|  | 120258.3 | -144.7784
|  | 120353.7 | -144.468
|  | 120449.1 | -145.0427
|  | 120544.4 | -144.55
|  | 120639.8 | -144.974
|  | 120735.2 | -144.1959
|  | 120830.5 | -144.9855
|  | 120925.9 | -145.4387
|  | 121021.3 | -144.7659
|  | 121116.6 | -144.9485
|  | 121212 | -145.6353
|  | 121307.4 | -144.9458
|  | 121402.7 | -144.5849
|  | 121498.1 | -145.4429
|  | 121593.5 | -144.9469
|  | 121688.8 | -145.7727
|  | 121784.2 | -145.903
|  | 121879.6 | -145.3478
|  | 121974.9 | -144.2112
|  | 122070.3 | -145.3574
|  | 122165.7 | -145.7128
|  | 122261 | -144.2118
|  | 122356.4 | -144.4762
|  | 122451.8 | -144.8641
|  | 122547.1 | -144.7662
|  | 122642.5 | -144.7533
|  | 122737.9 | -144.7072
|  | 122833.3 | -143.8802
|  | 122928.6 | -144.5433
|  | 123024 | -144.9659
|  | 123119.4 | -143.5403
|  | 123214.7 | -142.9373
|  | 123310.1 | -144.2877
|  | 123405.5 | -143.6627
|  | 123500.8 | -143.7948
|  | 123596.2 | -144.4534
|  | 123691.6 | -145.1391
|  | 123786.9 | -145.5699
|  | 123882.3 | -145.7573
|  | 123977.7 | -144.6844
|  | 124073 | -145.3022
|  | 124168.4 | -143.994
|  | 124263.8 | -143.7195
|  | 124359.1 | -146.0829
|  | 124454.5 | -146.031
|  | 124549.9 | -144.8947
|  | 124645.2 | -144.2688
|  | 124740.6 | -144.1957
|  | 124836 | -143.9559
|  | 124931.3 | -144.6218
|  | 125026.7 | -145.6801
|  | 125122.1 | -146.6995
|  | 125217.4 | -145.8157
|  | 125312.8 | -145.2407
|  | 125408.2 | -145.8766
|  | 125503.5 | -144.4532
|  | 125598.9 | -143.5211
|  | 125694.3 | -143.9028
|  | 125789.6 | -145.4291
|  | 125885 | -145.3817
|  | 125980.4 | -145.0574
|  | 126075.7 | -145.621
|  | 126171.1 | -144.8164
|  | 126266.5 | -144.6204
|  | 126361.8 | -144.731
|  | 126457.2 | -145.0611
|  | 126552.6 | -145.0447
|  | 126648 | -145.3193
|  | 126743.3 | -146.4695
|  | 126838.7 | -145.739
|  | 126934.1 | -145.2676
|  | 127029.4 | -145.4175
|  | 127124.8 | -145.5253
|  | 127220.2 | -144.5863
|  | 127315.5 | -145.3887
|  | 127410.9 | -144.1628
|  | 127506.3 | -144.2029
|  | 127601.6 | -144.8946
|  | 127697 | -144.455
|  | 127792.4 | -144.4898
|  | 127887.7 | -144.2469
|  | 127983.1 | -143.9875
|  | 128078.5 | -144.4314
|  | 128173.8 | -144.3836
|  | 128269.2 | -144.0741
|  | 128364.6 | -144.7971
|  | 128459.9 | -145.6698
|  | 128555.3 | -144.7373
|  | 128650.7 | -143.6499
|  | 128746 | -145.7281
|  | 128841.4 | -145.5453
|  | 128936.8 | -144.9423
|  | 129032.1 | -144.2855
|  | 129127.5 | -144.4325
|  | 129222.9 | -145.5042
|  | 129318.2 | -144.2697
|  | 129413.6 | -144.8394
|  | 129509 | -145.8783
|  | 129604.3 | -145.9296
|  | 129699.7 | -144.9225
|  | 129795.1 | -145.4904
|  | 129890.4 | -146.1314
|  | 129985.8 | -144.5006
|  | 130081.2 | -143.5339
|  | 130176.5 | -143.3429
|  | 130271.9 | -144.3753
|  | 130367.3 | -144.6233
|  | 130462.6 | -143.1522
|  | 130558 | -143.6974
|  | 130653.4 | -144.1408
|  | 130748.8 | -143.9362
|  | 130844.1 | -145.0653
|  | 130939.5 | -144.8749
|  | 131034.9 | -144.2239
|  | 131130.2 | -144.5419
|  | 131225.6 | -144.1346
|  | 131321 | -143.3461
|  | 131416.3 | -143.5471
|  | 131511.7 | -143.988
|  | 131607.1 | -144.7044
|  | 131702.4 | -145.4407
|  | 131797.8 | -144.5545
|  | 131893.2 | -144.5871
|  | 131988.5 | -144.1738
|  | 132083.9 | -144.5819
|  | 132179.3 | -144.385
|  | 132274.6 | -144.5771
|  | 132370 | -143.8091
|  | 132465.4 | -145.092
|  | 132560.7 | -144.7695
|  | 132656.1 | -145.3691
|  | 132751.5 | -144.0142
|  | 132846.8 | -143.5915
|  | 132942.2 | -144.1878
|  | 133037.6 | -145.0571
|  | 133132.9 | -144.7558
|  | 133228.3 | -144.3014
|  | 133323.7 | -144.2515
|  | 133419 | -143.8629
|  | 133514.4 | -144.9202
|  | 133609.8 | -144.5598
|  | 133705.1 | -145.3879
|  | 133800.5 | -145.4789
|  | 133895.9 | -146.0139
|  | 133991.2 | -144.2451
|  | 134086.6 | -143.6397
|  | 134182 | -143.8606
|  | 134277.3 | -144.7322
|  | 134372.7 | -144.0954
|  | 134468.1 | -144.8961
|  | 134563.5 | -144.9333
|  | 134658.8 | -144.2789
|  | 134754.2 | -144.767
|  | 134849.5 | -145.5891
|  | 134944.9 | -145.2703
|  | 135040.3 | -143.9996
|  | 135135.7 | -145.1257
|  | 135231 | -144.5388
|  | 135326.4 | -143.5902
|  | 135421.8 | -144.2872
|  | 135517.1 | -144.5164
|  | 135612.5 | -144.0614
|  | 135707.9 | -144.9022
|  | 135803.2 | -144.0783
|  | 135898.6 | -144.419
|  | 135994 | -144.3118
|  | 136089.3 | -145.6318
|  | 136184.7 | -144.3203
|  | 136280.1 | -145.1068
|  | 136375.4 | -145.6116
|  | 136470.8 | -144.1105
|  | 136566.2 | -143.8196
|  | 136661.5 | -144.6824
|  | 136756.9 | -144.4603
|  | 136852.3 | -145.0265
|  | 136947.6 | -144.7789
|  | 137043 | -145.2341
|  | 137138.4 | -144.8325
|  | 137233.7 | -145.1935
|  | 137329.1 | -144.8253
|  | 137424.5 | -144.776
|  | 137519.8 | -143.792
|  | 137615.2 | -143.8583
|  | 137710.6 | -144.916
|  | 137805.9 | -145.3174
|  | 137901.3 | -145.1444
|  | 137996.7 | -145.4985
|  | 138092 | -146.0518
|  | 138187.4 | -145.1563
|  | 138282.8 | -145.3217
|  | 138378.1 | -145.739
|  | 138473.5 | -146.2882
|  | 138568.9 | -145.2016
|  | 138664.3 | -144.1539
|  | 138759.6 | -143.9368
|  | 138855 | -143.8219
|  | 138950.3 | -143.2971
|  | 139045.7 | -144.0018
|  | 139141.1 | -145.1301
|  | 139236.5 | -145.2819
|  | 139331.8 | -145.1471
|  | 139427.2 | -144.7749
|  | 139522.5 | -145.5249
|  | 139617.9 | -144.9558
|  | 139713.3 | -145.6759
|  | 139808.7 | -146.1034
|  | 139904 | -144.9707
|  | 139999.4 | -143.4242
|  | 140094.8 | -143.3926
|  | 140190.1 | -144.666
|  | 140285.5 | -144.7138
|  | 140380.9 | -144.3549
|  | 140476.2 | -144.745
|  | 140571.6 | -145.7876
|  | 140667 | -145.3389
|  | 140762.3 | -144.7887
|  | 140857.7 | -143.973
|  | 140953.1 | -144.0751
|  | 141048.4 | -144.3506
|  | 141143.8 | -144.5921
|  | 141239.2 | -144.761
|  | 141334.5 | -146.1123
|  | 141429.9 | -146.2853
|  | 141525.3 | -144.672
|  | 141620.6 | -144.4274
|  | 141716 | -144.7773
|  | 141811.4 | -145.6441
|  | 141906.7 | -145.5192
|  | 142002.1 | -144.4765
|  | 142097.5 | -145.3922
|  | 142192.8 | -144.5248
|  | 142288.2 | -144.1972
|  | 142383.6 | -145.1181
|  | 142478.9 | -145.22
|  | 142574.3 | -145.3611
|  | 142669.7 | -145.0079
|  | 142765 | -145.8824
|  | 142860.4 | -145.4655
|  | 142955.8 | -144.7006
|  | 143051.1 | -144.0233
|  | 143146.5 | -144.715
|  | 143241.9 | -143.7523
|  | 143337.3 | -143.2494
|  | 143432.6 | -144.4481
|  | 143528 | -144.744
|  | 143623.4 | -144.5126
|  | 143718.7 | -145.1868
|  | 143814.1 | -144.7484
|  | 143909.5 | -143.976
|  | 144004.8 | -144.4975
|  | 144100.2 | -144.3505
|  | 144195.6 | -144.6344
|  | 144290.9 | -144.8879
|  | 144386.3 | -144.2921
|  | 144481.7 | -144.1357
|  | 144577 | -145.3393
|  | 144672.4 | -144.4171
|  | 144767.8 | -144.1466
|  | 144863.1 | -144.715
|  | 144958.5 | -144.8263
|  | 145053.9 | -146.6541
|  | 145149.2 | -145.9824
|  | 145244.6 | -143.1818
|  | 145340 | -144.6228
|  | 145435.3 | -145.8282
|  | 145530.7 | -144.7588
|  | 145626.1 | -145.6667
|  | 145721.4 | -145.4241
|  | 145816.8 | -144.3571
|  | 145912.2 | -144.0114
|  | 146007.5 | -144.7527
|  | 146102.9 | -145.7359
|  | 146198.3 | -145.3618
|  | 146293.6 | -145.8935
|  | 146389 | -145.0982
|  | 146484.4 | -144.6958
|  | 146579.8 | -144.8993
|  | 146675.1 | -145.2827
|  | 146770.5 | -145.8379
|  | 146865.8 | -144.6536
|  | 146961.2 | -144.4351
|  | 147056.6 | -144.1227
|  | 147152 | -144.5569
|  | 147247.3 | -144.7564
|  | 147342.7 | -143.906
|  | 147438 | -144.638
|  | 147533.4 | -144.2383
|  | 147628.8 | -145.4157
|  | 147724.2 | -145.0104
|  | 147819.5 | -143.6952
|  | 147914.9 | -143.2798
|  | 148010.3 | -144.7662
|  | 148105.6 | -144.7773
|  | 148201 | -143.8788
|  | 148296.4 | -144.4754
|  | 148391.7 | -145.2062
|  | 148487.1 | -144.2159
|  | 148582.5 | -144.7828
|  | 148677.8 | -145.5744
|  | 148773.2 | -145.3278
|  | 148868.6 | -145.1557
|  | 148963.9 | -145.5464
|  | 149059.3 | -145.1095
|  | 149154.7 | -143.7981
|  | 149250 | -144.0908
|  | 149345.4 | -144.7783
|  | 149440.8 | -144.0934
|  | 149536.1 | -144.5536
|  | 149631.5 | -143.9874
|  | 149726.9 | -144.4876
|  | 149822.2 | -145.7293
|  | 149917.6 | -144.3772
|  | 150013 | -143.3017
|  | 150108.3 | -143.1737
|  | 150203.7 | -144.0946
|  | 150299.1 | -144.4199
|  | 150394.4 | -145.1776
|  | 150489.8 | -146.4294
|  | 150585.2 | -145.8767
|  | 150680.5 | -144.6525
|  | 150775.9 | -145.5915
|  | 150871.3 | -146.2444
|  | 150966.6 | -144.5608
|  | 151062 | -146.0168
|  | 151157.4 | -146.6261
|  | 151252.8 | -146.7889
|  | 151348.1 | -146.7259
|  | 151443.5 | -146.1309
|  | 151538.8 | -146.393
|  | 151634.2 | -146.3167
|  | 151729.6 | -144.7013
|  | 151825 | -144.4638
|  | 151920.3 | -145.811
|  | 152015.7 | -146.2727
|  | 152111 | -145.6754
|  | 152206.4 | -145.8482
|  | 152301.8 | -144.6552
|  | 152397.2 | -144.2666
|  | 152492.5 | -145.7477
|  | 152587.9 | -145.6227
|  | 152683.3 | -145.1325
|  | 152778.6 | -144.7946
|  | 152874 | -145.4136
|  | 152969.4 | -145.6327
|  | 153064.7 | -144.6546
|  | 153160.1 | -145.6523
|  | 153255.5 | -146.1212
|  | 153350.8 | -144.7009
|  | 153446.2 | -144.0164
|  | 153541.6 | -144.5188
|  | 153636.9 | -145.2041
|  | 153732.3 | -145.267
|  | 153827.7 | -144.2124
|  | 153923 | -145.7221
|  | 154018.4 | -146.4327
|  | 154113.8 | -145.1404
|  | 154209.1 | -145.0675
|  | 154304.5 | -145.483
|  | 154399.9 | -145.6591
|  | 154495.2 | -145.0913
|  | 154590.6 | -144.4464
|  | 154686 | -145.0058
|  | 154781.3 | -145.4422
|  | 154876.7 | -144.6855
|  | 154972.1 | -145.8844
|  | 155067.4 | -145.5216
|  | 155162.8 | -144.7188
|  | 155258.2 | -145.5231
|  | 155353.5 | -145.2609
|  | 155448.9 | -144.7948
|  | 155544.3 | -144.9121
|  | 155639.7 | -145.7755
|  | 155735 | -144.6876
|  | 155830.4 | -144.994
|  | 155925.8 | -145.8369
|  | 156021.1 | -145.2493
|  | 156116.5 | -144.9628
|  | 156211.9 | -145.1479
|  | 156307.2 | -145.2991
|  | 156402.6 | -146.3652
|  | 156498 | -146.2172
|  | 156593.3 | -146.2302
|  | 156688.7 | -145.7343
|  | 156784.1 | -146.7413
|  | 156879.4 | -145.4002
|  | 156974.8 | -145.2881
|  | 157070.2 | -144.8062
|  | 157165.5 | -144.717
|  | 157260.9 | -144.306
|  | 157356.3 | -143.8604
|  | 157451.6 | -143.8882
|  | 157547 | -145.1354
|  | 157642.4 | -145.1542
|  | 157737.7 | -144.9424
|  | 157833.1 | -145.616
|  | 157928.5 | -145.5538
|  | 158023.8 | -145.3928
|  | 158119.2 | -145.254
|  | 158214.6 | -144.8824
|  | 158309.9 | -146.6976
|  | 158405.3 | -146.5815
|  | 158500.7 | -144.8906
|  | 158596 | -144.9754
|  | 158691.4 | -144.6427
|  | 158786.8 | -144.7638
|  | 158882.1 | -144.5161
|  | 158977.5 | -144.7774
|  | 159072.9 | -144.8551
|  | 159168.3 | -145.235
|  | 159263.6 | -145.1754
|  | 159359 | -144.3694
|  | 159454.3 | -145.369
|  | 159549.7 | -145.1646
|  | 159645.1 | -144.4219
|  | 159740.5 | -144.6268
|  | 159835.8 | -145.7518
|  | 159931.2 | -144.9802
|  | 160026.5 | -145.0298
|  | 160121.9 | -146.3614
|  | 160217.3 | -145.7551
|  | 160312.7 | -146.0701
|  | 160408 | -146.4463
|  | 160503.4 | -145.1599
|  | 160598.8 | -146.0252
|  | 160694.1 | -146.0423
|  | 160789.5 | -146.0755
|  | 160884.9 | -146.0878
|  | 160980.2 | -146.3313
|  | 161075.6 | -146.94
|  | 161171 | -145.964
|  | 161266.3 | -145.4744
|  | 161361.7 | -145.7061
|  | 161457.1 | -144.8084
|  | 161552.4 | -144.3148
|  | 161647.8 | -145.2384
|  | 161743.2 | -146.2285
|  | 161838.5 | -146.189
|  | 161933.9 | -144.2507
|  | 162029.3 | -144.2125
|  | 162124.6 | -144.6611
|  | 162220 | -144.41
|  | 162315.4 | -144.7579
|  | 162410.7 | -144.8304
|  | 162506.1 | -145.852
|  | 162601.5 | -145.0024
|  | 162696.8 | -143.1125
|  | 162792.2 | -143.9337
|  | 162887.6 | -144.693
|  | 162982.9 | -144.2411
|  | 163078.3 | -144.107
|  | 163173.7 | -145.169
|  | 163269 | -145.433
|  | 163364.4 | -144.945
|  | 163459.8 | -145.023
|  | 163555.1 | -144.5241
|  | 163650.5 | -144.5635
|  | 163745.9 | -145.5099
|  | 163841.3 | -145.1163
|  | 163936.6 | -144.2763
|  | 164032 | -144.9887
|  | 164127.3 | -145.0759
|  | 164222.7 | -144.2388
|  | 164318.1 | -145.8754
|  | 164413.5 | -146.1097
|  | 164508.8 | -144.3297
|  | 164604.2 | -144.4483
|  | 164699.5 | -146.3535
|  | 164794.9 | -146.8664
|  | 164890.3 | -146.9848
|  | 164985.7 | -146.2725
|  | 165081 | -145.5388
|  | 165176.4 | -145.1839
|  | 165271.8 | -145.0018
|  | 165367.1 | -145.2225
|  | 165462.5 | -145.5612
|  | 165557.9 | -145.5151
|  | 165653.2 | -145.0465
|  | 165748.6 | -145.4507
|  | 165844 | -144.6667
|  | 165939.3 | -144.7168
|  | 166034.7 | -144.7067
|  | 166130.1 | -146.27
|  | 166225.4 | -144.3834
|  | 166320.8 | -144.5005
|  | 166416.2 | -145.8681
|  | 166511.5 | -145.2261
|  | 166606.9 | -145.9243
|  | 166702.3 | -145.8839
|  | 166797.6 | -146.1118
|  | 166893 | -145.3726
|  | 166988.4 | -145.5771
|  | 167083.7 | -145.3744
|  | 167179.1 | -145.9162
|  | 167274.5 | -145.0471
|  | 167369.8 | -145.0018
|  | 167465.2 | -145.2548
|  | 167560.6 | -144.9108
|  | 167655.9 | -144.4456
|  | 167751.3 | -145.4678
|  | 167846.7 | -145.1838
|  | 167942 | -144.528
|  | 168037.4 | -144.9079
|  | 168132.8 | -144.3972
|  | 168228.2 | -144.6461
|  | 168323.5 | -145.8241
|  | 168418.9 | -145.3005
|  | 168514.3 | -144.4414
|  | 168609.6 | -145.1053
|  | 168705 | -144.681
|  | 168800.4 | -145.1177
|  | 168895.7 | -144.9144
|  | 168991.1 | -145.0184
|  | 169086.5 | -146.1441
|  | 169181.8 | -144.8964
|  | 169277.2 | -144.6795
|  | 169372.6 | -145.7553
|  | 169467.9 | -147.4534
|  | 169563.3 | -147.1179
|  | 169658.7 | -145.2984
|  | 169754 | -145.2177
|  | 169849.4 | -144.4641
|  | 169944.8 | -144.4315
|  | 170040.1 | -145.5596
|  | 170135.5 | -147.2705
|  | 170230.9 | -146.1849
|  | 170326.2 | -146.1234
|  | 170421.6 | -146.465
|  | 170517 | -145.3226
|  | 170612.3 | -145.3467
|  | 170707.7 | -146.318
|  | 170803.1 | -146.0106
|  | 170898.4 | -145.6389
|  | 170993.8 | -145.1921
|  | 171089.2 | -145.2408
|  | 171184.5 | -145.208
|  | 171279.9 | -145.9428
|  | 171375.3 | -144.9671
|  | 171470.6 | -145.1849
|  | 171566 | -145.2624
|  | 171661.4 | -144.4311
|  | 171756.8 | -145.7575
|  | 171852.1 | -146.1967
|  | 171947.5 | -145.637
|  | 172042.8 | -144.389
|  | 172138.2 | -144.8206
|  | 172233.6 | -145.0886
|  | 172329 | -144.2712
|  | 172424.3 | -145.211
|  | 172519.7 | -146.1208
|  | 172615 | -145.4436
|  | 172710.4 | -145.8257
|  | 172805.8 | -146.6848
|  | 172901.2 | -146.8761
|  | 172996.5 | -145.3835
|  | 173091.9 | -145.2206
|  | 173187.3 | -146.2117
|  | 173282.6 | -145.7378
|  | 173378 | -145.5556
|  | 173473.4 | -144.9239
|  | 173568.7 | -144.7561
|  | 173664.1 | -146.1026
|  | 173759.5 | -145.8723
|  | 173854.8 | -145.5982
|  | 173950.2 | -144.6431
|  | 174045.6 | -143.9265
|  | 174140.9 | -145.1523
|  | 174236.3 | -146.4119
|  | 174331.7 | -145.2027
|  | 174427 | -145.1195
|  | 174522.4 | -144.6103
|  | 174617.8 | -145.1763
|  | 174713.1 | -145.4496
|  | 174808.5 | -145.2176
|  | 174903.9 | -145.5228
|  | 174999.2 | -144.4707
|  | 175094.6 | -145.0497
|  | 175190 | -146.0083
|  | 175285.3 | -144.9416
|  | 175380.7 | -144.7584
|  | 175476.1 | -145.6267
|  | 175571.4 | -146.9737
|  | 175666.8 | -147.154
|  | 175762.2 | -145.8534
|  | 175857.5 | -145.2879
|  | 175952.9 | -146.1827
|  | 176048.3 | -145.3047
|  | 176143.6 | -147.1435
|  | 176239 | -145.7352
|  | 176334.4 | -143.8751
|  | 176429.8 | -144.255
|  | 176525.1 | -144.9708
|  | 176620.5 | -146.1949
|  | 176715.8 | -144.6763
|  | 176811.2 | -144.973
|  | 176906.6 | -146.022
|  | 177002 | -146.0057
|  | 177097.3 | -146.1576
|  | 177192.7 | -145.6427
|  | 177288.1 | -145.5938
|  | 177383.4 | -145.8606
|  | 177478.8 | -145.8344
|  | 177574.2 | -146.1939
|  | 177669.5 | -145.5878
|  | 177764.9 | -144.6605
|  | 177860.3 | -144.2169
|  | 177955.6 | -145.3833
|  | 178051 | -145.7092
|  | 178146.4 | -145.388
|  | 178241.7 | -145.3365
|  | 178337.1 | -145.2727
|  | 178432.5 | -144.6228
|  | 178527.8 | -145.8808
|  | 178623.2 | -146.4956
|  | 178718.6 | -145.9553
|  | 178813.9 | -145.3553
|  | 178909.3 | -144.3905
|  | 179004.7 | -144.2727
|  | 179100 | -145.4667
|  | 179195.4 | -144.9298
|  | 179290.8 | -144.8485
|  | 179386.1 | -145.045
|  | 179481.5 | -145.5553
|  | 179576.9 | -145.0916
|  | 179672.2 | -144.8821
|  | 179767.6 | -144.8075
|  | 179863 | -144.3741
|  | 179958.3 | -145.418
|  | 180053.7 | -146.3504
|  | 180149.1 | -145.2967
|  | 180244.5 | -145.3301
|  | 180339.8 | -145.8413
|  | 180435.2 | -144.8159
|  | 180530.5 | -144.3542
|  | 180625.9 | -145.3851
|  | 180721.3 | -146.5697
|  | 180816.7 | -145.9243
|  | 180912 | -145.785
|  | 181007.4 | -144.8557
|  | 181102.8 | -145.4368
|  | 181198.1 | -146.4049
|  | 181293.5 | -145.4039
|  | 181388.9 | -145.2471
|  | 181484.2 | -143.9635
|  | 181579.6 | -145.016
|  | 181675 | -144.4485
|  | 181770.3 | -144.0428
|  | 181865.7 | -144.4206
|  | 181961.1 | -145.5077
|  | 182056.4 | -145.9279
|  | 182151.8 | -145.4676
|  | 182247.2 | -145.3143
|  | 182342.5 | -146.4472
|  | 182437.9 | -145.1862
|  | 182533.3 | -143.8997
|  | 182628.6 | -144.22
|  | 182724 | -145.8513
|  | 182819.4 | -145.3616
|  | 182914.7 | -144.8964
|  | 183010.1 | -144.3695
|  | 183105.5 | -144.9645
|  | 183200.8 | -145.7516
|  | 183296.2 | -145.6062
|  | 183391.6 | -147.0098
|  | 183486.9 | -146.2068
|  | 183582.3 | -146.0418
|  | 183677.7 | -146.8884
|  | 183773 | -145.3791
|  | 183868.4 | -144.6341
|  | 183963.8 | -145.7515
|  | 184059.1 | -145.4324
|  | 184154.5 | -145.9187
|  | 184249.9 | -146.8824
|  | 184345.3 | -145.5818
|  | 184440.6 | -145.8312
|  | 184536 | -145.8962
|  | 184631.3 | -146.5405
|  | 184726.7 | -146.059
|  | 184822.1 | -146.2275
|  | 184917.5 | -145.4062
|  | 185012.8 | -144.761
|  | 185108.2 | -145.1711
|  | 185203.5 | -144.0592
|  | 185298.9 | -144.8199
|  | 185394.3 | -145.9867
|  | 185489.7 | -144.8833
|  | 185585 | -144.8709
|  | 185680.4 | -145.7456
|  | 185775.8 | -145.2301
|  | 185871.1 | -145.2798
|  | 185966.5 | -145.1285
|  | 186061.9 | -145.5724
|  | 186157.2 | -145.3631
|  | 186252.6 | -145.3469
|  | 186348 | -145.0027
|  | 186443.3 | -145.0486
|  | 186538.7 | -145.7623
|  | 186634.1 | -145.7915
|  | 186729.4 | -145.8097
|  | 186824.8 | -146.1214
|  | 186920.2 | -145.9722
|  | 187015.5 | -146.0114
|  | 187110.9 | -145.8232
|  | 187206.3 | -144.9512
|  | 187301.6 | -144.7466
|  | 187397 | -144.4676
|  | 187492.4 | -144.6793
|  | 187587.7 | -144.7625
|  | 187683.1 | -145.6262
|  | 187778.5 | -146.0494
|  | 187873.8 | -145.2367
|  | 187969.2 | -146.2816
|  | 188064.6 | -146.626
|  | 188159.9 | -145.2999
|  | 188255.3 | -145.9306
|  | 188350.7 | -145.6037
|  | 188446 | -145.249
|  | 188541.4 | -146.9999
|  | 188636.8 | -146.1756
|  | 188732.1 | -146.1589
|  | 188827.5 | -146.9468
|  | 188922.9 | -146.0622
|  | 189018.3 | -145.0754
|  | 189113.6 | -144.392
|  | 189209 | -144.7509
|  | 189304.4 | -145.4879
|  | 189399.7 | -144.5
|  | 189495.1 | -145.6647
|  | 189590.5 | -146.2738
|  | 189685.8 | -145.4142
|  | 189781.2 | -144.9367
|  | 189876.6 | -145.1193
|  | 189971.9 | -144.2341
|  | 190067.3 | -145.9113
|  | 190162.7 | -145.9168
|  | 190258 | -145.1388
|  | 190353.4 | -144.8799
|  | 190448.8 | -145.0403
|  | 190544.1 | -145.1476
|  | 190639.5 | -145.6104
|  | 190734.9 | -146.5584
|  | 190830.2 | -145.6757
|  | 190925.6 | -146.5471
|  | 191021 | -146.2653
|  | 191116.3 | -146.2255
|  | 191211.7 | -145.5233
|  | 191307.1 | -146.0709
|  | 191402.4 | -145.8658
|  | 191497.8 | -145.8144
|  | 191593.2 | -145.9281
|  | 191688.5 | -145.2139
|  | 191783.9 | -145.2383
|  | 191879.3 | -145.3492
|  | 191974.6 | -146.2375
|  | 192070 | -145.7044
|  | 192165.4 | -144.9577
|  | 192260.8 | -145.9781
|  | 192356.1 | -144.095
|  | 192451.5 | -143.7722
|  | 192546.8 | -145.9169
|  | 192642.2 | -145.3407
|  | 192737.6 | -145.1821
|  | 192833 | -145.4116
|  | 192928.3 | -145.3786
|  | 193023.7 | -145.1952
|  | 193119 | -147.6089
|  | 193214.4 | -146.6088
|  | 193309.8 | -145.1206
|  | 193405.2 | -146.2907
|  | 193500.5 | -145.9148
|  | 193595.9 | -146.0809
|  | 193691.3 | -145.6324
|  | 193786.6 | -145.3359
|  | 193882 | -145.9255
|  | 193977.4 | -145.525
|  | 194072.7 | -144.6068
|  | 194168.1 | -145.6198
|  | 194263.5 | -146.3855
|  | 194358.8 | -144.7991
|  | 194454.2 | -144.7947
|  | 194549.6 | -144.7919
|  | 194644.9 | -145.1082
|  | 194740.3 | -144.5795
|  | 194835.7 | -144.4927
|  | 194931 | -145.4533
|  | 195026.4 | -146.2588
|  | 195121.8 | -146.0247
|  | 195217.1 | -145.2873
|  | 195312.5 | -145.8278
|  | 195407.9 | -145.2279
|  | 195503.2 | -145.8927
|  | 195598.6 | -146.2326
|  | 195694 | -145.9224
|  | 195789.3 | -144.9262
|  | 195884.7 | -145.2063
|  | 195980.1 | -146.4591
|  | 196075.4 | -146.0699
|  | 196170.8 | -145.3014
|  | 196266.2 | -145.7613
|  | 196361.5 | -145.6973
|  | 196456.9 | -146.0398
|  | 196552.3 | -147.0657
|  | 196647.6 | -146.9257
|  | 196743 | -146.5514
|  | 196838.4 | -144.9001
|  | 196933.8 | -144.9102
|  | 197029.1 | -144.6132
|  | 197124.5 | -145.0256
|  | 197219.8 | -144.8085
|  | 197315.2 | -144.5
|  | 197410.6 | -145.6464
|  | 197506 | -146.2281
|  | 197601.3 | -145.8365
|  | 197696.7 | -146.0437
|  | 197792 | -146.9243
|  | 197887.4 | -146.7388
|  | 197982.8 | -146.544
|  | 198078.2 | -145.5009
|  | 198173.5 | -145.5208
|  | 198268.9 | -145.5855
|  | 198364.3 | -145.7244
|  | 198459.6 | -146.0926
|  | 198555 | -145.8439
|  | 198650.4 | -146.7784
|  | 198745.7 | -147.2441
|  | 198841.1 | -146.683
|  | 198936.5 | -145.4266
|  | 199031.8 | -146.3695
|  | 199127.2 | -146.2556
|  | 199222.6 | -146.1306
|  | 199317.9 | -145.1425
|  | 199413.3 | -145.6703
|  | 199508.7 | -145.4195
|  | 199604 | -145.4464
|  | 199699.4 | -145.4454
|  | 199794.8 | -144.5795
|  | 199890.1 | -145.2783
|  | 199985.5 | -145.5942
|  | 200080.9 | -146.2061
|  | 200176.2 | -147.2145
|  | 200271.6 | -145.7957
|  | 200367 | -145.3561
|  | 200462.3 | -146.1761
|  | 200557.7 | -145.2805
|  | 200653.1 | -145.5249
|  | 200748.4 | -145.7282
|  | 200843.8 | -146.1218
|  | 200939.2 | -145.6203
|  | 201034.5 | -146.0723
|  | 201129.9 | -145.6707
|  | 201225.3 | -145.7674
|  | 201320.6 | -145.877
|  | 201416 | -146.298
|  | 201511.4 | -145.3602
|  | 201606.8 | -144.8443
|  | 201702.1 | -147.0137
|  | 201797.5 | -146.3885
|  | 201892.9 | -144.5343
|  | 201988.2 | -145.2164
|  | 202083.6 | -145.0939
|  | 202179 | -146.2972
|  | 202274.3 | -146.4888
|  | 202369.7 | -145.3595
|  | 202465.1 | -145.9924
|  | 202560.4 | -147.1956
|  | 202655.8 | -146.2033
|  | 202751.2 | -147.2329
|  | 202846.5 | -145.815
|  | 202941.9 | -144.7066
|  | 203037.3 | -145.1915
|  | 203132.6 | -145.2967
|  | 203228 | -144.7122
|  | 203323.4 | -145.2425
|  | 203418.7 | -146.94
|  | 203514.1 | -146.2003
|  | 203609.5 | -144.6806
|  | 203704.8 | -146.3116
|  | 203800.2 | -146.2949
|  | 203895.6 | -146.3467
|  | 203990.9 | -145.9169
|  | 204086.3 | -144.6693
|  | 204181.7 | -145.2175
|  | 204277 | -144.8386
|  | 204372.4 | -145.101
|  | 204467.8 | -145.3031
|  | 204563.1 | -146.9196
|  | 204658.5 | -145.9056
|  | 204753.9 | -144.7331
|  | 204849.3 | -145.6683
|  | 204944.6 | -145.7758
|  | 205040 | -145.3062
|  | 205135.3 | -146.1409
|  | 205230.7 | -145.7097
|  | 205326.1 | -145.0631
|  | 205421.5 | -145.4151
|  | 205516.8 | -146.1825
|  | 205612.2 | -145.6081
|  | 205707.5 | -145.5885
|  | 205802.9 | -144.0674
|  | 205898.3 | -145.4094
|  | 205993.7 | -147.0481
|  | 206089 | -145.5719
|  | 206184.4 | -144.5535
|  | 206279.8 | -145.2487
|  | 206375.1 | -146.6792
|  | 206470.5 | -145.0844
|  | 206565.9 | -143.8716
|  | 206661.2 | -144.6144
|  | 206756.6 | -145.8651
|  | 206852 | -145.0786
|  | 206947.3 | -145.639
|  | 207042.7 | -145.3657
|  | 207138.1 | -145.1249
|  | 207233.4 | -145.793
|  | 207328.8 | -145.0015
|  | 207424.2 | -145.3386
|  | 207519.5 | -145.2429
|  | 207614.9 | -144.8931
|  | 207710.3 | -144.4895
|  | 207805.6 | -145.4679
|  | 207901 | -146.7595
|  | 207996.4 | -146.2459
|  | 208091.7 | -145.5457
|  | 208187.1 | -145.2561
|  | 208282.5 | -146.0204
|  | 208377.8 | -146.2981
|  | 208473.2 | -145.4562
|  | 208568.6 | -144.6735
|  | 208663.9 | -145.6204
|  | 208759.3 | -145.8395
|  | 208854.7 | -145.0127
|  | 208950 | -145.4501
|  | 209045.4 | -145.1843
|  | 209140.8 | -145.6051
|  | 209236.1 | -144.1925
|  | 209331.5 | -145.1725
|  | 209426.9 | -147.0859
|  | 209522.3 | -146.243
|  | 209617.6 | -145.5053
|  | 209713 | -144.2693
|  | 209808.3 | -143.7093
|  | 209903.7 | -144.2718
|  | 209999.1 | -144.2589
|  | 210094.5 | -145.2277
|  | 210189.8 | -145.5856
|  | 210285.2 | -145.6387
|  | 210380.5 | -146.2095
|  | 210475.9 | -145.2511
|  | 210571.3 | -144.9684
|  | 210666.7 | -144.5025
|  | 210762 | -144.7995
|  | 210857.4 | -146.2331
|  | 210952.8 | -146.592
|  | 211048.1 | -146.4213
|  | 211143.5 | -147.2257
|  | 211238.9 | -146.6278
|  | 211334.2 | -145.9543
|  | 211429.6 | -146.5439
|  | 211525 | -145.3295
|  | 211620.3 | -145.1378
|  | 211715.7 | -144.9747
|  | 211811.1 | -145.304
|  | 211906.4 | -144.6559
|  | 212001.8 | -144.3553
|  | 212097.2 | -145.0581
|  | 212192.5 | -145.4758
|  | 212287.9 | -146.3588
|  | 212383.3 | -144.8065
|  | 212478.6 | -145.2425
|  | 212574 | -145.6609
|  | 212669.4 | -146.0388
|  | 212764.7 | -147.6403
|  | 212860.1 | -145.6685
|  | 212955.5 | -145.134
|  | 213050.8 | -147.0523
|  | 213146.2 | -146.2734
|  | 213241.6 | -147.006
|  | 213336.9 | -146.3947
|  | 213432.3 | -145.5746
|  | 213527.7 | -145.0633
|  | 213623 | -145.2954
|  | 213718.4 | -144.6316
|  | 213813.8 | -145.8593
|  | 213909.2 | -145.9474
|  | 214004.5 | -145.7765
|  | 214099.9 | -146.6449
|  | 214195.3 | -146.4355
|  | 214290.6 | -146.7304
|  | 214386 | -145.5777
|  | 214481.4 | -144.9424
|  | 214576.7 | -145.7899
|  | 214672.1 | -145.0203
|  | 214767.5 | -144.7592
|  | 214862.8 | -146.3555
|  | 214958.2 | -146.3162
|  | 215053.6 | -145.6362
|  | 215148.9 | -145.9952
|  | 215244.3 | -145.807
|  | 215339.7 | -144.8136
|  | 215435 | -144.9118
|  | 215530.4 | -145.3392
|  | 215625.8 | -146.4144
|  | 215721.1 | -146.3024
|  | 215816.5 | -146.6478
|  | 215911.9 | -146.6838
|  | 216007.2 | -145.3674
|  | 216102.6 | -145.8785
|  | 216198 | -147.2299
|  | 216293.3 | -144.9497
|  | 216388.7 | -144.6261
|  | 216484.1 | -145.6551
|  | 216579.4 | -145.6532
|  | 216674.8 | -145.1072
|  | 216770.2 | -145.113
|  | 216865.5 | -144.7336
|  | 216960.9 | -144.8572
|  | 217056.3 | -145.8986
|  | 217151.6 | -145.2604
|  | 217247 | -145.2137
|  | 217342.4 | -145.7666
|  | 217437.8 | -145.5558
|  | 217533.1 | -145.4718
|  | 217628.5 | -145.9632
|  | 217723.8 | -146.1119
|  | 217819.2 | -146.0034
|  | 217914.6 | -145.9117
|  | 218010 | -145.1784
|  | 218105.3 | -145.3579
|  | 218200.7 | -146.0469
|  | 218296 | -146.5446
|  | 218391.4 | -146.0088
|  | 218486.8 | -145.7243
|  | 218582.2 | -144.9957
|  | 218677.5 | -144.6544
|  | 218772.9 | -145.3335
|  | 218868.3 | -145.8347
|  | 218963.6 | -147.3801
|  | 219059 | -146.8942
|  | 219154.4 | -146.0892
|  | 219249.7 | -145.982
|  | 219345.1 | -147.2757
|  | 219440.5 | -146.4603
|  | 219535.8 | -146.678
|  | 219631.2 | -146.1777
|  | 219726.6 | -146.5754
|  | 219821.9 | -146.8017
|  | 219917.3 | -143.9875
|  | 220012.7 | -145.1661
|  | 220108 | -146.3432
|  | 220203.4 | -146.3421
|  | 220298.8 | -145.8541
|  | 220394.1 | -145.5794
|  | 220489.5 | -145.2896
|  | 220584.9 | -146.1084
|  | 220680.2 | -145.4936
|  | 220775.6 | -145.0958
|  | 220871 | -146.1074
|  | 220966.3 | -146.6515
|  | 221061.7 | -145.7209
|  | 221157.1 | -146.3483
|  | 221252.4 | -146.4756
|  | 221347.8 | -146.7396
|  | 221443.2 | -145.9288
|  | 221538.5 | -144.7538
|  | 221633.9 | -146.0893
|  | 221729.3 | -146.586
|  | 221824.6 | -145.4969
|  | 221920 | -145.2522
|  | 222015.4 | -145.5974
|  | 222110.8 | -146.5215
|  | 222206.1 | -146.5943
|  | 222301.5 | -146.8938
|  | 222396.8 | -144.3124
|  | 222492.2 | -145.1136
|  | 222587.6 | -145.554
|  | 222683 | -144.7262
|  | 222778.3 | -144.84
|  | 222873.7 | -145.6759
|  | 222969.1 | -145.7274
|  | 223064.4 | -145.0342
|  | 223159.8 | -144.85
|  | 223255.2 | -145.0025
|  | 223350.5 | -144.8395
|  | 223445.9 | -145.7893
|  | 223541.3 | -146.3217
|  | 223636.6 | -146.4983
|  | 223732 | -146.0763
|  | 223827.4 | -145.2215
|  | 223922.7 | -145.5843
|  | 224018.1 | -145.3684
|  | 224113.5 | -146.0517
|  | 224208.8 | -146.0672
|  | 224304.2 | -145.3003
|  | 224399.6 | -145.6389
|  | 224494.9 | -146.5564
|  | 224590.3 | -145.8466
|  | 224685.7 | -146.7306
|  | 224781 | -147.383
|  | 224876.4 | -146.265
|  | 224971.8 | -144.9344
|  | 225067.1 | -145.0111
|  | 225162.5 | -145.7983
|  | 225257.9 | -145.897
|  | 225353.2 | -146.1129
|  | 225448.6 | -145.7212
|  | 225544 | -144.9711
|  | 225639.3 | -146.3075
|  | 225734.7 | -146.6373
|  | 225830.1 | -145.575
|  | 225925.5 | -145.9302
|  | 226020.8 | -145.403
|  | 226116.2 | -145.513
|  | 226211.5 | -145.0253
|  | 226306.9 | -145.1325
|  | 226402.3 | -144.4871
|  | 226497.7 | -144.5558
|  | 226593 | -145.5844
|  | 226688.4 | -145.4116
|  | 226783.8 | -145.1608
|  | 226879.1 | -145.4258
|  | 226974.5 | -144.9936
|  | 227069.9 | -145.8979
|  | 227165.2 | -145.186
|  | 227260.6 | -145.9483
|  | 227356 | -146.6746
|  | 227451.3 | -146.2005
|  | 227546.7 | -146.5757
|  | 227642.1 | -147.2379
|  | 227737.4 | -146.8059
|  | 227832.8 | -146.7753
|  | 227928.2 | -145.6249
|  | 228023.5 | -145.0226
|  | 228118.9 | -145.6845
|  | 228214.3 | -146.1918
|  | 228309.6 | -146.0507
|  | 228405 | -147.0163
|  | 228500.4 | -145.9521
|  | 228595.7 | -146.2002
|  | 228691.1 | -145.9217
|  | 228786.5 | -144.1585
|  | 228881.8 | -144.8453
|  | 228977.2 | -145.8108
|  | 229072.6 | -145.5801
|  | 229167.9 | -145.0935
|  | 229263.3 | -144.8869
|  | 229358.7 | -144.8564
|  | 229454 | -144.6435
|  | 229549.4 | -145.6235
|  | 229644.8 | -145.5768
|  | 229740.1 | -145.0554
|  | 229835.5 | -145.6521
|  | 229930.9 | -146.1279
|  | 230026.3 | -145.6832
|  | 230121.6 | -146.9735
|  | 230217 | -147.1007
|  | 230312.3 | -146.4912
|  | 230407.7 | -147.1035
|  | 230503.1 | -146.1342
|  | 230598.5 | -145.4048
|  | 230693.8 | -145.8285
|  | 230789.2 | -145.2014
|  | 230884.5 | -144.6566
|  | 230979.9 | -144.8188
|  | 231075.3 | -145.4816
|  | 231170.7 | -145.6732
|  | 231266 | -145.4188
|  | 231361.4 | -146.343
|  | 231456.8 | -145.4583
|  | 231552.1 | -145.7007
|  | 231647.5 | -147.0629
|  | 231742.9 | -145.1227
|  | 231838.2 | -145.0514
|  | 231933.6 | -145.4332
|  | 232029 | -146.1975
|  | 232124.3 | -145.4769
|  | 232219.7 | -146.7506
|  | 232315.1 | -147.0532
|  | 232410.4 | -145.7373
|  | 232505.8 | -145.6684
|  | 232601.2 | -144.9303
|  | 232696.5 | -145.3548
|  | 232791.9 | -145.6786
|  | 232887.3 | -145.3575
|  | 232982.6 | -146.7548
|  | 233078 | -146.3824
|  | 233173.4 | -147.1174
|  | 233268.7 | -146.7714
|  | 233364.1 | -147.7049
|  | 233459.5 | -146.8216
|  | 233554.8 | -145.3349
|  | 233650.2 | -144.8223
|  | 233745.6 | -145.7255
|  | 233840.9 | -146.473
|  | 233936.3 | -145.9985
|  | 234031.7 | -144.329
|  | 234127 | -144.0995
|  | 234222.4 | -144.4787
|  | 234317.8 | -146.1292
|  | 234413.1 | -145.8119
|  | 234508.5 | -146.4521
|  | 234603.9 | -145.9391
|  | 234699.3 | -145.5543
|  | 234794.6 | -145.2716
|  | 234890 | -145.0791
|  | 234985.3 | -145.0852
|  | 235080.7 | -145.8586
|  | 235176.1 | -146.3704
|  | 235271.5 | -146.4331
|  | 235366.8 | -145.6595
|  | 235462.2 | -145.2478
|  | 235557.6 | -144.7423
|  | 235652.9 | -144.1118
|  | 235748.3 | -143.8739
|  | 235843.7 | -146.474
|  | 235939 | -145.5221
|  | 236034.4 | -145.2546
|  | 236129.8 | -144.8579
|  | 236225.1 | -144.9061
|  | 236320.5 | -144.9491
|  | 236415.9 | -146.9485
|  | 236511.2 | -146.7521
|  | 236606.6 | -145.5301
|  | 236702 | -145.3484
|  | 236797.3 | -145.5907
|  | 236892.7 | -145.3648
|  | 236988.1 | -145.3202
|  | 237083.4 | -146.0091
|  | 237178.8 | -145.8557
|  | 237274.2 | -144.94
|  | 237369.5 | -144.9982
|  | 237464.9 | -145.9271
|  | 237560.3 | -145.7031
|  | 237655.6 | -145.5899
|  | 237751 | -145.0835
|  | 237846.4 | -145.3789
|  | 237941.7 | -145.8913
|  | 238037.1 | -145.4867
|  | 238132.5 | -145.5729
|  | 238227.8 | -145.7893
|  | 238323.2 | -146.8647
|  | 238418.6 | -145.1444
|  | 238514 | -145.1796
|  | 238609.3 | -145.9209
|  | 238704.7 | -146.2167
|  | 238800 | -145.3116
|  | 238895.4 | -146.4792
|  | 238990.8 | -146.776
|  | 239086.2 | -146.7997
|  | 239181.5 | -146.2629
|  | 239276.9 | -144.6728
|  | 239372.3 | -145.2711
|  | 239467.6 | -146.5442
|  | 239563 | -144.6418
|  | 239658.4 | -145.2658
|  | 239753.7 | -144.9014
|  | 239849.1 | -145.1571
|  | 239944.5 | -146.2653
|  | 240039.8 | -145.6932
|  | 240135.2 | -145.2823
|  | 240230.6 | -145.9115
|  | 240325.9 | -145.5862
|  | 240421.3 | -145.4769
|  | 240516.7 | -146.5433
|  | 240612 | -146.5878
|  | 240707.4 | -145.6777
|  | 240802.8 | -146.1364
|  | 240898.1 | -147.1022
|  | 240993.5 | -146.7222
|  | 241088.9 | -145.2935
|  | 241184.2 | -145.3164
|  | 241279.6 | -145.8579
|  | 241375 | -145.2883
|  | 241470.3 | -144.9701
|  | 241565.7 | -145.3296
|  | 241661.1 | -145.4646
|  | 241756.4 | -144.7672
|  | 241851.8 | -145.5377
|  | 241947.2 | -147.3201
|  | 242042.5 | -145.6814
|  | 242137.9 | -144.8249
|  | 242233.3 | -145.8718
|  | 242328.6 | -145.2397
|  | 242424 | -145.5774
|  | 242519.4 | -146.3445
|  | 242614.8 | -146.4178
|  | 242710.1 | -147.0582
|  | 242805.5 | -145.7584
|  | 242900.8 | -144.2936
|  | 242996.2 | -145.0583
|  | 243091.6 | -145.7179
|  | 243187 | -146.6978
|  | 243282.3 | -146.2392
|  | 243377.7 | -146.0828
|  | 243473 | -147.0083
|  | 243568.4 | -146.5876
|  | 243663.8 | -146.4956
|  | 243759.2 | -144.9252
|  | 243854.5 | -144.2887
|  | 243949.9 | -145.2975
|  | 244045.3 | -145.6775
|  | 244140.6 | -145.6152
|  | 244236 | -146.3166
|  | 244331.4 | -146.1765
|  | 244426.7 | -145.5029
|  | 244522.1 | -145.6524
|  | 244617.5 | -144.5831
|  | 244712.8 | -145.2017
|  | 244808.2 | -147.2838
|  | 244903.6 | -146.2129
|  | 244998.9 | -145.804
|  | 245094.3 | -146.5286
|  | 245189.7 | -146.8232
|  | 245285 | -145.5999
|  | 245380.4 | -144.9758
|  | 245475.8 | -145.1457
|  | 245571.1 | -146.1308
|  | 245666.5 | -145.4833
|  | 245761.9 | -146.8465
|  | 245857.2 | -146.3922
|  | 245952.6 | -146.115
|  | 246048 | -146.4082
|  | 246143.3 | -145.8923
|  | 246238.7 | -146.3425
|  | 246334.1 | -146.4786
|  | 246429.4 | -145.7422
|  | 246524.8 | -145.9322
|  | 246620.2 | -145.6295
|  | 246715.5 | -145.1641
|  | 246810.9 | -143.2381
|  | 246906.3 | -144.6037
|  | 247001.6 | -146.4326
|  | 247097 | -145.9259
|  | 247192.4 | -145.6002
|  | 247287.8 | -144.8313
|  | 247383.1 | -145.2045
|  | 247478.5 | -144.4783
|  | 247573.9 | -144.6757
|  | 247669.2 | -146.0571
|  | 247764.6 | -146.2672
|  | 247860 | -145.5261
|  | 247955.3 | -145.0129
|  | 248050.7 | -146.1127
|  | 248146.1 | -146.0518
|  | 248241.4 | -146.0441
|  | 248336.8 | -146.5206
|  | 248432.2 | -146.2676
|  | 248527.5 | -145.3542
|  | 248622.9 | -145.3281
|  | 248718.3 | -147.5213
|  | 248813.6 | -147.4391
|  | 248909 | -146.5439
|  | 249004.4 | -146.3037
|  | 249099.7 | -145.3375
|  | 249195.1 | -146.3228
|  | 249290.5 | -147.2927
|  | 249385.8 | -145.5381
|  | 249481.2 | -144.9399
|  | 249576.6 | -145.2745
|  | 249671.9 | -144.9081
|  | 249767.3 | -146.1402
|  | 249862.7 | -146.4715
|  | 249958 | -146.7884
|  | 250053.4 | -145.8755
|  | 250148.8 | -146.2359
|  | 250244.1 | -147.0341
|  | 250339.5 | -145.9917
|  | 250434.9 | -144.8473
|  | 250530.3 | -144.7331
|  | 250625.6 | -145.42
|  | 250721 | -144.6805
|  | 250816.3 | -144.8782
|  | 250911.7 | -145.7693
|  | 251007.1 | -145.0913
|  | 251102.5 | -144.8772
|  | 251197.8 | -146.2239
|  | 251293.2 | -146.8193
|  | 251388.5 | -147.4535
|  | 251483.9 | -147.468
|  | 251579.3 | -145.9278
|  | 251674.7 | -146.2989
|  | 251770 | -146.8496
|  | 251865.4 | -146.0873
|  | 251960.8 | -146.0039
|  | 252056.1 | -146.7947
|  | 252151.5 | -147.337
|  | 252246.9 | -146.2212
|  | 252342.2 | -145.0242
|  | 252437.6 | -144.6426
|  | 252533 | -144.9064
|  | 252628.3 | -145.6447
|  | 252723.7 | -145.3898
|  | 252819.1 | -145.6422
|  | 252914.4 | -146.1797
|  | 253009.8 | -145.9211
|  | 253105.2 | -146.5248
|  | 253200.5 | -145.9946
|  | 253295.9 | -145.7537
|  | 253391.3 | -145.3214
|  | 253486.6 | -145.8499
|  | 253582 | -147.2136
|  | 253677.4 | -145.6436
|  | 253772.7 | -145.0551
|  | 253868.1 | -147.3414
|  | 253963.5 | -147.6443
|  | 254058.8 | -146.7888
|  | 254154.2 | -145.7529
|  | 254249.6 | -145.0884
|  | 254344.9 | -145.6775
|  | 254440.3 | -146.1717
|  | 254535.7 | -145.3092
|  | 254631 | -145.6156
|  | 254726.4 | -145.3811
|  | 254821.8 | -145.8152
|  | 254917.1 | -146.5736
|  | 255012.5 | -146.9804
|  | 255107.9 | -146.3851
|  | 255203.3 | -146.095
|  | 255298.6 | -146.6105
|  | 255394 | -146.4251
|  | 255489.3 | -146.4293
|  | 255584.7 | -146.2283
|  | 255680.1 | -147.0792
|  | 255775.5 | -147.4216
|  | 255870.8 | -145.779
|  | 255966.2 | -145.5118
|  | 256061.5 | -145.4963
|  | 256156.9 | -144.7755
|  | 256252.3 | -145.2872
|  | 256347.7 | -145.622
|  | 256443 | -146.294
|  | 256538.4 | -147.4798
|  | 256633.8 | -146.101
|  | 256729.1 | -145.4944
|  | 256824.5 | -145.1885
|  | 256919.9 | -146.4291
|  | 257015.2 | -147.5128
|  | 257110.6 | -146.874
|  | 257206 | -145.8233
|  | 257301.3 | -144.6512
|  | 257396.7 | -144.4663
|  | 257492.1 | -145.2488
|  | 257587.4 | -146.1411
|  | 257682.8 | -146.9104
|  | 257778.2 | -146.8702
|  | 257873.5 | -146.1756
|  | 257968.9 | -145.5845
|  | 258064.3 | -145.9977
|  | 258159.6 | -145.0035
|  | 258255 | -146.1142
|  | 258350.4 | -146.8297
|  | 258445.7 | -146.5922
|  | 258541.1 | -145.4756
|  | 258636.5 | -145.6275
|  | 258731.8 | -146.3117
|  | 258827.2 | -144.8861
|  | 258922.6 | -145.8658
|  | 259017.9 | -145.8018
|  | 259113.3 | -145.5617
|  | 259208.7 | -145.8605
|  | 259304 | -146.4411
|  | 259399.4 | -146.9682
|  | 259494.8 | -146.5388
|  | 259590.2 | -145.996
|  | 259685.5 | -145.0745
|  | 259780.9 | -145.455
|  | 259876.3 | -146.5147
|  | 259971.6 | -146.2395
|  | 260067 | -145.9177
|  | 260162.4 | -145.5163
|  | 260257.7 | -146.8479
|  | 260353.1 | -146.3171
|  | 260448.5 | -145.658
|  | 260543.8 | -145.9787
|  | 260639.2 | -145.2749
|  | 260734.6 | -146.4725
|  | 260829.9 | -146.7178
|  | 260925.3 | -145.9393
|  | 261020.7 | -145.9482
|  | 261116 | -146.4169
|  | 261211.4 | -146.6682
|  | 261306.8 | -146.5919
|  | 261402.1 | -147.1693
|  | 261497.5 | -146.962
|  | 261592.9 | -146.2988
|  | 261688.2 | -146.759
|  | 261783.6 | -146.2948
|  | 261879 | -144.3741
|  | 261974.3 | -144.7572
|  | 262069.7 | -145.0167
|  | 262165.1 | -145.3438
|  | 262260.4 | -147.2024
|  | 262355.8 | -147.163
|  | 262451.2 | -146.735
|  | 262546.5 | -147.2892
|  | 262641.9 | -147.5276
|  | 262737.3 | -147.3324
|  | 262832.7 | -146.5702
|  | 262928 | -145.8741
|  | 263023.4 | -145.3455
|  | 263118.8 | -145.3467
|  | 263214.1 | -145.4288
|  | 263309.5 | -145.3016
|  | 263404.8 | -145.5838
|  | 263500.2 | -145.7421
|  | 263595.6 | -147.2142
|  | 263690.9 | -147.4606
|  | 263786.3 | -145.2832
|  | 263881.7 | -143.6613
|  | 263977.1 | -144.6843
|  | 264072.4 | -145.3063
|  | 264167.8 | -145.4897
|  | 264263.2 | -145.3567
|  | 264358.5 | -144.5916
|  | 264453.9 | -146.0002
|  | 264549.3 | -145.9803
|  | 264644.6 | -145.8778
|  | 264740 | -145.7676
|  | 264835.3 | -145.3033
|  | 264930.7 | -146.01
|  | 265026.1 | -146.5715
|  | 265121.5 | -146.1126
|  | 265216.8 | -145.1932
|  | 265312.2 | -145.2365
|  | 265407.6 | -144.9672
|  | 265502.9 | -145.6034
|  | 265598.3 | -145.8443
|  | 265693.7 | -144.825
|  | 265789 | -145.3843
|  | 265884.4 | -146.6935
|  | 265979.8 | -145.006
|  | 266075.1 | -144.6882
|  | 266170.5 | -145.2566
|  | 266265.9 | -146.2413
|  | 266361.3 | -146.0859
|  | 266456.6 | -147.6473
|  | 266552 | -146.4818
|  | 266647.3 | -146.8344
|  | 266742.7 | -145.2932
|  | 266838.1 | -145.1389
|  | 266933.4 | -146.3838
|  | 267028.8 | -146.5025
|  | 267124.2 | -145.0843
|  | 267219.5 | -144.6411
|  | 267314.9 | -146.8814
|  | 267410.3 | -147.6534
|  | 267505.7 | -145.9931
|  | 267601 | -145.5686
|  | 267696.4 | -145.5535
|  | 267791.8 | -145.5168
|  | 267887.1 | -145.5911
|  | 267982.5 | -145.5116
|  | 268077.8 | -146.818
|  | 268173.2 | -147.7935
|  | 268268.6 | -146.7901
|  | 268363.9 | -146.4962
|  | 268459.3 | -145.1213
|  | 268554.7 | -144.5678
|  | 268650.1 | -146.8356
|  | 268745.4 | -146.2401
|  | 268840.8 | -145.7592
|  | 268936.2 | -145.6341
|  | 269031.5 | -144.8107
|  | 269126.9 | -146.3949
|  | 269222.3 | -147.027
|  | 269317.6 | -147.508
|  | 269413 | -147.2
|  | 269508.4 | -147.0472
|  | 269603.7 | -146.5811
|  | 269699.1 | -146.008
|  | 269794.5 | -144.5573
|  | 269889.8 | -145.6463
|  | 269985.2 | -146.5505
|  | 270080.6 | -146.2395
|  | 270175.9 | -144.6611
|  | 270271.3 | -144.3203
|  | 270366.7 | -144.9144
|  | 270462 | -145.6477
|  | 270557.4 | -147.7386
|  | 270652.8 | -146.8274
|  | 270748.1 | -146.0638
|  | 270843.5 | -146.1726
|  | 270938.9 | -144.8854
|  | 271034.3 | -144.6591
|  | 271129.6 | -145.9944
|  | 271225 | -146.3343
|  | 271320.3 | -146.105
|  | 271415.7 | -147.0438
|  | 271511.1 | -146.8929
|  | 271606.4 | -144.9049
|  | 271701.8 | -144.9179
|  | 271797.2 | -146.6563
|  | 271892.6 | -147.7258
|  | 271987.9 | -147.0503
|  | 272083.3 | -146.307
|  | 272178.7 | -145.988
|  | 272274 | -146.1495
|  | 272369.4 | -146.7953
|  | 272464.8 | -146.7855
|  | 272560.1 | -146.3914
|  | 272655.5 | -145.5912
|  | 272750.8 | -145.8291
|  | 272846.2 | -146.1456
|  | 272941.6 | -145.6924
|  | 273037 | -145.3154
|  | 273132.3 | -145.8802
|  | 273227.7 | -145.2971
|  | 273323.1 | -144.8647
|  | 273418.4 | -145.7721
|  | 273513.8 | -145.4356
|  | 273609.2 | -145.6943
|  | 273704.5 | -145.8434
|  | 273799.9 | -146.0802
|  | 273895.3 | -148.5456
|  | 273990.6 | -147.2613
|  | 274086 | -147.6412
|  | 274181.4 | -146.7834
|  | 274276.7 | -145.9996
|  | 274372.1 | -147.3019
|  | 274467.5 | -146.3468
|  | 274562.8 | -145.082
|  | 274658.2 | -145.3401
|  | 274753.6 | -145.2237
|  | 274848.9 | -145.4654
|  | 274944.3 | -147.3598
|  | 275039.7 | -146.0612
|  | 275135 | -144.0691
|  | 275230.4 | -143.9656
|  | 275325.8 | -146.0119
|  | 275421.2 | -146.0318
|  | 275516.5 | -147.4791
|  | 275611.9 | -147.2874
|  | 275707.3 | -147.6707
|  | 275802.6 | -147.216
|  | 275898 | -146.4252
|  | 275993.3 | -148.1351
|  | 276088.7 | -146.7216
|  | 276184.1 | -147.2361
|  | 276279.4 | -146.5779
|  | 276374.8 | -146.0981
|  | 276470.2 | -146.3492
|  | 276565.6 | -146.5113
|  | 276660.9 | -146.2078
|  | 276756.3 | -145.4751
|  | 276851.7 | -145.3139
|  | 276947 | -145.7054
|  | 277042.4 | -145.1667
|  | 277137.8 | -145.4092
|  | 277233.1 | -146.1378
|  | 277328.5 | -146.4113
|  | 277423.8 | -147.0234
|  | 277519.2 | -145.7581
|  | 277614.6 | -144.9454
|  | 277710 | -146.7553
|  | 277805.3 | -146.5077
|  | 277900.7 | -146.4064
|  | 277996.1 | -146.5615
|  | 278091.4 | -146.8864
|  | 278186.8 | -146.1581
|  | 278282.2 | -144.5021
|  | 278377.5 | -144.8062
|  | 278472.9 | -145.6713
|  | 278568.3 | -145.8322
|  | 278663.6 | -146.4698
|  | 278759 | -147.0906
|  | 278854.4 | -147.2576
|  | 278949.8 | -145.9685
|  | 279045.1 | -145.2581
|  | 279140.5 | -145.5335
|  | 279235.8 | -146.5853
|  | 279331.2 | -145.7591
|  | 279426.6 | -145.7272
|  | 279521.9 | -145.2787
|  | 279617.3 | -145.8714
|  | 279712.7 | -146.3297
|  | 279808 | -145.9877
|  | 279903.4 | -146.0132
|  | 279998.8 | -145.8066
|  | 280094.2 | -145.9952
|  | 280189.5 | -146.4362
|  | 280284.9 | -146.817
|  | 280380.3 | -146.3358
|  | 280475.6 | -146.0589
|  | 280571 | -145.6227
|  | 280666.3 | -145.9186
|  | 280761.7 | -146.04
|  | 280857.1 | -145.2195
|  | 280952.5 | -145.6352
|  | 281047.8 | -145.4124
|  | 281143.2 | -146.9106
|  | 281238.6 | -147.2372
|  | 281333.9 | -146.7122
|  | 281429.3 | -146.4338
|  | 281524.7 | -145.9928
|  | 281620 | -145.769
|  | 281715.4 | -145.9785
|  | 281810.8 | -145.8349
|  | 281906.1 | -146.5103
|  | 282001.5 | -146.6374
|  | 282096.9 | -145.4465
|  | 282192.2 | -145.8421
|  | 282287.6 | -146.0273
|  | 282383 | -146.6072
|  | 282478.3 | -148.1904
|  | 282573.7 | -147.6706
|  | 282669.1 | -145.9378
|  | 282764.4 | -146.1385
|  | 282859.8 | -145.8803
|  | 282955.2 | -144.7658
|  | 283050.5 | -145.7087
|  | 283145.9 | -146.1308
|  | 283241.3 | -146.0707
|  | 283336.6 | -145.9993
|  | 283432 | -146.501
|  | 283527.4 | -147.3543
|  | 283622.8 | -146.3584
|  | 283718.1 | -145.0778
|  | 283813.5 | -145.5695
|  | 283908.8 | -146.6661
|  | 284004.2 | -147.1963
|  | 284099.6 | -146.013
|  | 284194.9 | -144.9289
|  | 284290.3 | -146.1316
|  | 284385.7 | -146.5049
|  | 284481.1 | -146.8781
|  | 284576.4 | -147.0249
|  | 284671.8 | -147.9667
|  | 284767.2 | -146.6596
|  | 284862.5 | -146.2526
|  | 284957.9 | -145.9317
|  | 285053.3 | -146.6504
|  | 285148.6 | -145.8825
|  | 285244 | -145.2712
|  | 285339.3 | -145.1702
|  | 285434.7 | -146.9485
|  | 285530.1 | -146.7763
|  | 285625.5 | -146.3066
|  | 285720.8 | -145.0745
|  | 285816.2 | -146.1007
|  | 285911.6 | -145.8692
|  | 286006.9 | -146.0966
|  | 286102.3 | -147.4628
|  | 286197.7 | -145.9393
|  | 286293 | -146.7938
|  | 286388.4 | -146.1705
|  | 286483.8 | -146.0536
|  | 286579.1 | -146.0428
|  | 286674.5 | -146.3193
|  | 286769.9 | -146.8829
|  | 286865.3 | -146.7586
|  | 286960.6 | -146.5259
|  | 287056 | -146.0513
|  | 287151.3 | -145.459
|  | 287246.7 | -146.1412
|  | 287342.1 | -146.7727
|  | 287437.4 | -146.2962
|  | 287532.8 | -146.7068
|  | 287628.2 | -145.8917
|  | 287723.5 | -146.5199
|  | 287818.9 | -146.2696
|  | 287914.3 | -146.4778
|  | 288009.7 | -147.1399
|  | 288105 | -146.5948
|  | 288200.4 | -146.8318
|  | 288295.8 | -146.4922
|  | 288391.1 | -144.8705
|  | 288486.5 | -144.9329
|  | 288581.8 | -146.4064
|  | 288677.2 | -146.2754
|  | 288772.6 | -146.3251
|  | 288867.9 | -145.5103
|  | 288963.3 | -145.2738
|  | 289058.7 | -145.8835
|  | 289154.1 | -146.8788
|  | 289249.4 | -146.8484
|  | 289344.8 | -146.181
|  | 289440.2 | -146.0536
|  | 289535.5 | -146.9329
|  | 289630.9 | -148.2675
|  | 289726.3 | -147.5039
|  | 289821.6 | -147.7873
|  | 289917 | -146.3171
|  | 290012.4 | -145.913
|  | 290107.7 | -146.4719
|  | 290203.1 | -145.4463
|  | 290298.5 | -145.2603
|  | 290393.8 | -146.3946
|  | 290489.2 | -146.7519
|  | 290584.6 | -147.0253
|  | 290679.9 | -145.9393
|  | 290775.3 | -145.8706
|  | 290870.7 | -145.3494
|  | 290966 | -145.8073
|  | 291061.4 | -145.3596
|  | 291156.8 | -146.2726
|  | 291252.1 | -145.8585
|  | 291347.5 | -145.6778
|  | 291442.9 | -146.8214
|  | 291538.3 | -146.1859
|  | 291633.6 | -146.3363
|  | 291729 | -147.3375
|  | 291824.3 | -147.1941
|  | 291919.7 | -146.6614
|  | 292015.1 | -145.002
|  | 292110.4 | -145.5667
|  | 292205.8 | -145.6598
|  | 292301.2 | -146.1902
|  | 292396.5 | -146.4826
|  | 292491.9 | -147.0717
|  | 292587.3 | -147.1704
|  | 292682.7 | -145.5103
|  | 292778 | -146.1326
|  | 292873.4 | -144.7779
|  | 292968.8 | -144.0414
|  | 293064.1 | -145.6954
|  | 293159.5 | -147.1201
|  | 293254.8 | -146.9935
|  | 293350.2 | -145.422
|  | 293445.6 | -144.1675
|  | 293541 | -145.7056
|  | 293636.3 | -145.0978
|  | 293731.7 | -145.4893
|  | 293827.1 | -146.1297
|  | 293922.4 | -145.2166
|  | 294017.8 | -145.8704
|  | 294113.2 | -145.6302
|  | 294208.5 | -145.991
|  | 294303.9 | -147.3665
|  | 294399.3 | -147.3123
|  | 294494.6 | -146.5151
|  | 294590 | -146.552
|  | 294685.4 | -146.049
|  | 294780.7 | -145.798
|  | 294876.1 | -145.459
|  | 294971.5 | -146.1133
|  | 295066.8 | -145.928
|  | 295162.2 | -146.7858
|  | 295257.6 | -145.4485
|  | 295352.9 | -146.0874
|  | 295448.3 | -145.7135
|  | 295543.7 | -146.1665
|  | 295639 | -146.6076
|  | 295734.4 | -147.0738
|  | 295829.8 | -146.976
|  | 295925.1 | -146.6978
|  | 296020.5 | -147.6873
|  | 296115.9 | -147.7664
|  | 296211.3 | -147.0583
|  | 296306.6 | -146.8243
|  | 296402 | -146.6668
|  | 296497.3 | -147.253
|  | 296592.7 | -146.8855
|  | 296688.1 | -145.7495
|  | 296783.4 | -146.1371
|  | 296878.8 | -146.1914
|  | 296974.2 | -145.0034
|  | 297069.6 | -145.1331
|  | 297164.9 | -146.2376
|  | 297260.3 | -146.4084
|  | 297355.7 | -146.3509
|  | 297451 | -145.3699
|  | 297546.4 | -145.4886
|  | 297641.8 | -146.269
|  | 297737.1 | -145.7154
|  | 297832.5 | -146.1557
|  | 297927.8 | -147.6468
|  | 298023.2 | -146.8293
|  | 298118.6 | -145.2876
|  | 298214 | -145.9013
|  | 298309.3 | -145.9702
|  | 298404.7 | -144.9432
|  | 298500.1 | -145.6055
|  | 298595.4 | -145.9641
|  | 298690.8 | -145.5485
|  | 298786.2 | -145.2042
|  | 298881.5 | -146.0365
|  | 298976.9 | -145.7525
|  | 299072.3 | -145.1008
|  | 299167.6 | -145.5793
|  | 299263 | -145.869
|  | 299358.4 | -146.7757
|  | 299453.8 | -146.0259
|  | 299549.1 | -144.3827
|  | 299644.5 | -144.8688
|  | 299739.8 | -146.4575
|  | 299835.2 | -147.2889
|  | 299930.6 | -147.2759
|  | 300025.9 | -146.8126
|  | 300121.3 | -146.9412
|  | 300216.7 | -146.5587
|  | 300312 | -145.7284
|  | 300407.4 | -146.2132
|  | 300502.8 | -147.763
|  | 300598.2 | -147.0877
|  | 300693.5 | -146.983
|  | 300788.9 | -146.716
|  | 300884.3 | -145.8141
|  | 300979.6 | -146.2211
|  | 301075 | -146.4119
|  | 301170.3 | -146.8691
|  | 301265.7 | -146.12
|  | 301361.1 | -145.7616
|  | 301456.4 | -146.1442
|  | 301551.8 | -146.3634
|  | 301647.2 | -147.1348
|  | 301742.6 | -147.3624
|  | 301837.9 | -146.1942
|  | 301933.3 | -145.3154
|  | 302028.7 | -146.5117
|  | 302124 | -145.9267
|  | 302219.4 | -146.6045
|  | 302314.8 | -146.2806
|  | 302410.1 | -146.2157
|  | 302505.5 | -147.1563
|  | 302600.9 | -146.6693
|  | 302696.2 | -146.1338
|  | 302791.6 | -145.5603
|  | 302887 | -146.2021
|  | 302982.3 | -146.3691
|  | 303077.7 | -144.8367
|  | 303173.1 | -144.8915
|  | 303268.4 | -146.033
|  | 303363.8 | -146.4552
|  | 303459.2 | -146.0658
|  | 303554.5 | -146.1403
|  | 303649.9 | -146.2742
|  | 303745.3 | -146.4127
|  | 303840.6 | -145.8372
|  | 303936 | -145.8087
|  | 304031.4 | -145.7273
|  | 304126.8 | -145.517
|  | 304222.1 | -145.8645
|  | 304317.5 | -145.5158
|  | 304412.8 | -145.5151
|  | 304508.2 | -145.6486
|  | 304603.6 | -147.0845
|  | 304698.9 | -147.1321
|  | 304794.3 | -145.5293
|  | 304889.7 | -146.9821
|  | 304985 | -146.2026
|  | 305080.4 | -146.8245
|  | 305175.8 | -146.3986
|  | 305271.2 | -145.8251
|  | 305366.5 | -146.0813
|  | 305461.9 | -146.4952
|  | 305557.3 | -146.554
|  | 305652.6 | -146.3757
|  | 305748 | -145.1727
|  | 305843.3 | -145.9727
|  | 305938.7 | -147.2243
|  | 306034.1 | -146.1758
|  | 306129.5 | -145.5933
|  | 306224.8 | -146.3241
|  | 306320.2 | -145.4346
|  | 306415.6 | -146.0215
|  | 306510.9 | -145.4494
|  | 306606.3 | -146.1742
|  | 306701.7 | -146.387
|  | 306797 | -146.4782
|  | 306892.4 | -145.8032
|  | 306987.8 | -147.4665
|  | 307083.1 | -147.4974
|  | 307178.5 | -146.3504
|  | 307273.9 | -146.2598
|  | 307369.2 | -145.8867
|  | 307464.6 | -148.0699
|  | 307560 | -146.3916
|  | 307655.3 | -146.0178
|  | 307750.7 | -146.7663
|  | 307846.1 | -146.227
|  | 307941.4 | -145.9427
|  | 308036.8 | -146.5831
|  | 308132.2 | -146.8614
|  | 308227.5 | -146.5474
|  | 308322.9 | -145.5181
|  | 308418.3 | -145.1746
|  | 308513.7 | -145.9334
|  | 308609 | -145.9061
|  | 308704.4 | -145.5088
|  | 308799.8 | -147.2453
|  | 308895.1 | -148.2445
|  | 308990.5 | -148.1131
|  | 309085.8 | -147.5468
|  | 309181.2 | -146.7904
|  | 309276.6 | -146.7158
|  | 309371.9 | -146.6085
|  | 309467.3 | -147.1729
|  | 309562.7 | -146.3108
|  | 309658.1 | -147.3294
|  | 309753.4 | -146.5405
|  | 309848.8 | -146.8567
|  | 309944.2 | -146.585
|  | 310039.5 | -144.9828
|  | 310134.9 | -146.4554
|  | 310230.3 | -147.2845
|  | 310325.6 | -146.4289
|  | 310421 | -145.9236
|  | 310516.3 | -146.1163
|  | 310611.7 | -146.4987
|  | 310707.1 | -146.6921
|  | 310802.5 | -147.011
|  | 310897.8 | -145.8732
|  | 310993.2 | -145.2941
|  | 311088.6 | -145.3177
|  | 311183.9 | -146.369
|  | 311279.3 | -145.863
|  | 311374.7 | -147.1336
|  | 311470 | -147.334
|  | 311565.4 | -145.904
|  | 311660.8 | -145.4578
|  | 311756.1 | -146.2032
|  | 311851.5 | -146.9541
|  | 311946.9 | -148.2047
|  | 312042.3 | -148.045
|  | 312137.6 | -147.0304
|  | 312233 | -147.7724
|  | 312328.3 | -147.7651
|  | 312423.7 | -146.7769
|  | 312519.1 | -146.1152
|  | 312614.4 | -145.8759
|  | 312709.8 | -145.5074
|  | 312805.2 | -145.9728
|  | 312900.5 | -146.6326
|  | 312995.9 | -145.8129
|  | 313091.3 | -146.5121
|  | 313186.7 | -147.2509
|  | 313282 | -146.0932
|  | 313377.4 | -145.7982
|  | 313472.8 | -145.6346
|  | 313568.1 | -145.0151
|  | 313663.5 | -146.5855
|  | 313758.8 | -146.3025
|  | 313854.2 | -145.9749
|  | 313949.6 | -146.9223
|  | 314044.9 | -145.8661
|  | 314140.3 | -146.2743
|  | 314235.7 | -145.3164
|  | 314331.1 | -145.4656
|  | 314426.4 | -146.2307
|  | 314521.8 | -145.4982
|  | 314617.2 | -145.9159
|  | 314712.5 | -145.396
|  | 314807.9 | -144.6759
|  | 314903.3 | -145.7701
|  | 314998.6 | -146.6101
|  | 315094 | -145.5448
|  | 315189.4 | -145.8454
|  | 315284.7 | -144.7122
|  | 315380.1 | -144.6525
|  | 315475.5 | -145.0229
|  | 315570.8 | -146.1645
|  | 315666.2 | -146.8832
|  | 315761.6 | -146.6544
|  | 315856.9 | -146.0694
|  | 315952.3 | -146.8527
|  | 316047.7 | -147.1029
|  | 316143 | -145.7091
|  | 316238.4 | -145.5412
|  | 316333.8 | -146.3455
|  | 316429.1 | -146.0921
|  | 316524.5 | -145.5401
|  | 316619.9 | -146.7618
|  | 316715.3 | -146.1239
|  | 316810.6 | -145.9039
|  | 316906 | -145.3
|  | 317001.3 | -146.1703
|  | 317096.7 | -146.1296
|  | 317192.1 | -145.5238
|  | 317287.4 | -144.603
|  | 317382.8 | -146.2027
|  | 317478.2 | -146.89
|  | 317573.6 | -146.1792
|  | 317668.9 | -145.899
|  | 317764.3 | -147.2953
|  | 317859.7 | -148.7804
|  | 317955 | -146.4135
|  | 318050.4 | -145.729
|  | 318145.8 | -145.8905
|  | 318241.1 | -146.1403
|  | 318336.5 | -146.0905
|  | 318431.8 | -146.0801
|  | 318527.2 | -146.4828
|  | 318622.6 | -146.2858
|  | 318718 | -145.9553
|  | 318813.3 | -146.0083
|  | 318908.7 | -145.3851
|  | 319004.1 | -145.5623
|  | 319099.4 | -145.7516
|  | 319194.8 | -147.4236
|  | 319290.2 | -146.037
|  | 319385.5 | -146.0862
|  | 319480.9 | -146.1127
|  | 319576.3 | -145.7444
|  | 319671.6 | -146.5129
|  | 319767 | -146.373
|  | 319862.4 | -146.6514
|  | 319957.7 | -145.685
|  | 320053.1 | -146.5641
|  | 320148.5 | -146.025
|  | 320243.8 | -145.4714
|  | 320339.2 | -145.9385
|  | 320434.6 | -145.8464
|  | 320529.9 | -146.7387
|  | 320625.3 | -146.2648
|  | 320720.7 | -146.1171
|  | 320816 | -145.5359
|  | 320911.4 | -145.8346
|  | 321006.8 | -146.9446
|  | 321102.2 | -146.9422
|  | 321197.5 | -145.7942
|  | 321292.9 | -145.3835
|  | 321388.3 | -146.8067
|  | 321483.6 | -146.8994
|  | 321579 | -146.9405
|  | 321674.3 | -146.6263
|  | 321769.7 | -146.479
|  | 321865.1 | -145.8394
|  | 321960.4 | -146.4804
|  | 322055.8 | -146.9247
|  | 322151.2 | -146.699
|  | 322246.6 | -147.5223
|  | 322341.9 | -146.1326
|  | 322437.3 | -146.176
|  | 322532.7 | -146.0376
|  | 322628 | -145.8634
|  | 322723.4 | -146.4599
|  | 322818.8 | -146.7308
|  | 322914.1 | -146.7245
|  | 323009.5 | -145.5275
|  | 323104.8 | -144.9918
|  | 323200.2 | -145.3239
|  | 323295.6 | -146.8997
|  | 323391 | -145.898
|  | 323486.3 | -146.2708
|  | 323581.7 | -146.1328
|  | 323677.1 | -145.2907
|  | 323772.4 | -146.0951
|  | 323867.8 | -146.8332
|  | 323963.2 | -146.051
|  | 324058.5 | -145.7461
|  | 324153.9 | -145.4843
|  | 324249.3 | -145.4196
|  | 324344.6 | -146.5253
|  | 324440 | -145.3256
|  | 324535.4 | -144.9902
|  | 324630.8 | -146.0578
|  | 324726.1 | -146.6155
|  | 324821.5 | -145.4613
|  | 324916.8 | -146.0368
|  | 325012.2 | -147.1098
|  | 325107.6 | -146.3291
|  | 325202.9 | -146.372
|  | 325298.3 | -145.7744
|  | 325393.7 | -145.0737
|  | 325489 | -145.3899
|  | 325584.4 | -147.7307
|  | 325679.8 | -146.3613
|  | 325775.2 | -146.5775
|  | 325870.5 | -147.0384
|  | 325965.9 | -146.1535
|  | 326061.3 | -146.3316
|  | 326156.6 | -147.0114
|  | 326252 | -145.7638
|  | 326347.3 | -145.5633
|  | 326442.7 | -146.894
|  | 326538.1 | -147.1072
|  | 326633.5 | -146.7926
|  | 326728.8 | -145.2385
|  | 326824.2 | -146.1017
|  | 326919.6 | -146.3791
|  | 327014.9 | -146.7488
|  | 327110.3 | -147.4068
|  | 327205.7 | -146.0464
|  | 327301 | -145.8423
|  | 327396.4 | -146.4874
|  | 327491.8 | -146.1615
|  | 327587.1 | -146.0272
|  | 327682.5 | -146.3129
|  | 327777.9 | -147.7831
|  | 327873.2 | -146.8273
|  | 327968.6 | -146.5532
|  | 328064 | -145.3176
|  | 328159.3 | -144.9834
|  | 328254.7 | -145.273
|  | 328350.1 | -145.9241
|  | 328445.4 | -145.9182
|  | 328540.8 | -145.2797
|  | 328636.2 | -146.1011
|  | 328731.5 | -147.3111
|  | 328826.9 | -147.7229
|  | 328922.3 | -148.4533
|  | 329017.6 | -146.9675
|  | 329113 | -147.1548
|  | 329208.4 | -146.1002
|  | 329303.8 | -146.1813
|  | 329399.1 | -146.0525
|  | 329494.5 | -145.6518
|  | 329589.8 | -145.3502
|  | 329685.2 | -146.3574
|  | 329780.6 | -146.1986
|  | 329875.9 | -146.0346
|  | 329971.3 | -145.6936
|  | 330066.7 | -146.7206
|  | 330162.1 | -147.5305
|  | 330257.4 | -147.926
|  | 330352.8 | -147.5728
|  | 330448.2 | -146.7028
|  | 330543.5 | -146.1485
|  | 330638.9 | -147.1104
|  | 330734.3 | -145.9974
|  | 330829.6 | -145.9834
|  | 330925 | -146.8296
|  | 331020.3 | -145.3769
|  | 331115.7 | -145.063
|  | 331211.1 | -146.6185
|  | 331306.5 | -147.3055
|  | 331401.8 | -146.38
|  | 331497.2 | -145.4775
|  | 331592.6 | -144.7975
|  | 331687.9 | -145.4473
|  | 331783.3 | -146.0693
|  | 331878.7 | -145.7375
|  | 331974 | -146.107
|  | 332069.4 | -147.3918
|  | 332164.8 | -146.6396
|  | 332260.1 | -146.692
|  | 332355.5 | -146.6553
|  | 332450.9 | -145.8189
|  | 332546.2 | -146.3609
|  | 332641.6 | -147.0123
|  | 332737 | -145.5819
|  | 332832.3 | -145.1329
|  | 332927.7 | -146.4424
|  | 333023.1 | -146.9556
|  | 333118.4 | -147.2134
|  | 333213.8 | -147.4599
|  | 333309.2 | -147.546
|  | 333404.5 | -146.8243
|  | 333499.9 | -146.2309
|  | 333595.3 | -146.3402
|  | 333690.7 | -147.3319
|  | 333786 | -147.4596
|  | 333881.4 | -146.9142
|  | 333976.8 | -146.416
|  | 334072.1 | -146.5806
|  | 334167.5 | -145.5828
|  | 334262.8 | -145.5884
|  | 334358.2 | -146.7611
|  | 334453.6 | -146.7179
|  | 334548.9 | -147.6619
|  | 334644.3 | -147.7416
|  | 334739.7 | -146.2927
|  | 334835.1 | -146.3471
|  | 334930.4 | -144.8898
|  | 335025.8 | -144.2232
|  | 335121.2 | -144.8293
|  | 335216.5 | -145.869
|  | 335311.9 | -146.2205
|  | 335407.3 | -146.3021
|  | 335502.6 | -145.8161
|  | 335598 | -145.2131
|  | 335693.4 | -146.684
|  | 335788.7 | -146.9151
|  | 335884.1 | -147.7569
|  | 335979.5 | -148.299
|  | 336074.8 | -147.1138
|  | 336170.2 | -145.9973
|  | 336265.6 | -145.6683
|  | 336360.9 | -147.245
|  | 336456.3 | -146.1964
|  | 336551.7 | -146.6682
|  | 336647 | -146.9765
|  | 336742.4 | -146.389
|  | 336837.8 | -145.3273
|  | 336933.1 | -145.1544
|  | 337028.5 | -145.9936
|  | 337123.9 | -146.2077
|  | 337219.3 | -146.1768
|  | 337314.6 | -146.0481
|  | 337410 | -145.8288
|  | 337505.3 | -146.2648
|  | 337600.7 | -146.4309
|  | 337696.1 | -147.1314
|  | 337791.4 | -147.4718
|  | 337886.8 | -145.4228
|  | 337982.2 | -145.5385
|  | 338077.5 | -145.9821
|  | 338172.9 | -146.0755
|  | 338268.3 | -146.6637
|  | 338363.7 | -146.5948
|  | 338459 | -146.9877
|  | 338554.4 | -147.5002
|  | 338649.8 | -147.4725
|  | 338745.1 | -146.6369
|  | 338840.5 | -146.3381
|  | 338935.8 | -146.1495
|  | 339031.2 | -146.1265
|  | 339126.6 | -146.9229
|  | 339222 | -146.437
|  | 339317.3 | -145.4908
|  | 339412.7 | -146.5482
|  | 339508.1 | -145.4799
|  | 339603.4 | -145.8938
|  | 339698.8 | -145.8796
|  | 339794.2 | -146.1065
|  | 339889.5 | -146.3548
|  | 339984.9 | -145.5296
|  | 340080.3 | -147.0119
|  | 340175.6 | -147.8312
|  | 340271 | -147.491
|  | 340366.4 | -147.5349
|  | 340461.7 | -146.9101
|  | 340557.1 | -146.8226
|  | 340652.5 | -147.2526
|  | 340747.8 | -146.7773
|  | 340843.2 | -146.9228
|  | 340938.6 | -147.7192
|  | 341033.9 | -145.4753
|  | 341129.3 | -146.5613
|  | 341224.7 | -146.2765
|  | 341320 | -146.1626
|  | 341415.4 | -146.7711
|  | 341510.8 | -145.7938
|  | 341606.1 | -145.7164
|  | 341701.5 | -146.1702
|  | 341796.9 | -146.6144
|  | 341892.3 | -147.4293
|  | 341987.6 | -146.6645
|  | 342083 | -145.5708
|  | 342178.3 | -146.2175
|  | 342273.7 | -146.2786
|  | 342369.1 | -146.1964
|  | 342464.4 | -145.2394
|  | 342559.8 | -145.4884
|  | 342655.2 | -144.7606
|  | 342750.6 | -145.2213
|  | 342845.9 | -146.3406
|  | 342941.3 | -147.6409
|  | 343036.7 | -146.5496
|  | 343132 | -146.6467
|  | 343227.4 | -147.0597
|  | 343322.8 | -146.3473
|  | 343418.1 | -146.1319
|  | 343513.5 | -145.9548
|  | 343608.8 | -146.3206
|  | 343704.2 | -146.9933
|  | 343799.6 | -146.224
|  | 343895 | -146.5629
|  | 343990.3 | -146.0122
|  | 344085.7 | -146.1696
|  | 344181.1 | -146.1927
|  | 344276.4 | -145.1457
|  | 344371.8 | -145.1546
|  | 344467.2 | -145.557
|  | 344562.5 | -145.7696
|  | 344657.9 | -146.0109
|  | 344753.3 | -146.9601
|  | 344848.6 | -146.9995
|  | 344944 | -145.2332
|  | 345039.4 | -146.3084
|  | 345134.8 | -146.0878
|  | 345230.1 | -145.7477
|  | 345325.5 | -145.9748
|  | 345420.8 | -146.2945
|  | 345516.2 | -146.8985
|  | 345611.6 | -148.256
|  | 345706.9 | -147.4955
|  | 345802.3 | -146.4448
|  | 345897.7 | -145.2052
|  | 345993 | -144.94
|  | 346088.4 | -144.6571
|  | 346183.8 | -145.7947
|  | 346279.2 | -146.0655
|  | 346374.5 | -144.9613
|  | 346469.9 | -145.5726
|  | 346565.3 | -145.0721
|  | 346660.6 | -145.4768
|  | 346756 | -146.4465
|  | 346851.3 | -146.2052
|  | 346946.7 | -146.9244
|  | 347042.1 | -146.1202
|  | 347137.4 | -145.459
|  | 347232.8 | -145.1958
|  | 347328.2 | -146.5745
|  | 347423.6 | -147.6019
|  | 347518.9 | -147.0503
|  | 347614.3 | -146.3764
|  | 347709.7 | -146.354
|  | 347805 | -145.9178
|  | 347900.4 | -145.807
|  | 347995.8 | -146.2716
|  | 348091.1 | -144.7858
|  | 348186.5 | -144.9465
|  | 348281.9 | -146.3289
|  | 348377.2 | -146.4771
|  | 348472.6 | -145.7635
|  | 348568 | -146.7657
|  | 348663.3 | -146.0546
|  | 348758.7 | -145.7889
|  | 348854.1 | -146.0352
|  | 348949.4 | -146.0056
|  | 349044.8 | -145.7663
|  | 349140.2 | -146.2986
|  | 349235.5 | -147.4483
|  | 349330.9 | -146.5154
|  | 349426.3 | -146.3632
|  | 349521.6 | -145.3259
|  | 349617 | -145.1786
|  | 349712.4 | -145.8447
|  | 349807.8 | -146.5661
|  | 349903.1 | -146.3186
|  | 349998.5 | -147.1946
|  | 350093.8 | -147.742
|  | 350189.2 | -147.2502
|  | 350284.6 | -146.4187
|  | 350379.9 | -146.6888
|  | 350475.3 | -145.5428
|  | 350570.7 | -146.3863
|  | 350666 | -146.7534
|  | 350761.4 | -146.3201
|  | 350856.8 | -146.0707
|  | 350952.2 | -144.9052
|  | 351047.5 | -145.6544
|  | 351142.9 | -146.2667
|  | 351238.3 | -145.9823
|  | 351333.6 | -146.2436
|  | 351429 | -145.892
|  | 351524.3 | -146.7492
|  | 351619.7 | -147.2166
|  | 351715.1 | -144.9611
|  | 351810.5 | -145.1038
|  | 351905.8 | -145.5093
|  | 352001.2 | -146.306
|  | 352096.6 | -146.296
|  | 352191.9 | -146.2337
|  | 352287.3 | -145.9233
|  | 352382.7 | -146.1098
|  | 352478 | -145.7361
|  | 352573.4 | -145.8924
|  | 352668.8 | -145.7659
|  | 352764.1 | -146.2916
|  | 352859.5 | -146.6878
|  | 352954.9 | -145.9464
|  | 353050.2 | -147.9815
|  | 353145.6 | -147.076
|  | 353241 | -146.8726
|  | 353336.3 | -146.806
|  | 353431.7 | -146.5058
|  | 353527.1 | -147.862
|  | 353622.4 | -144.6513
|  | 353717.8 | -144.6872
|  | 353813.2 | -146.3243
|  | 353908.5 | -146.2752
|  | 354003.9 | -146.2617
|  | 354099.3 | -145.9425
|  | 354194.7 | -145.6172
|  | 354290 | -145.5226
|  | 354385.4 | -145.5332
|  | 354480.8 | -144.6891
|  | 354576.1 | -145.2662
|  | 354671.5 | -145.7449
|  | 354766.8 | -145.2992
|  | 354862.2 | -145.9712
|  | 354957.6 | -145.9724
|  | 355052.9 | -146.1037
|  | 355148.3 | -146.68
|  | 355243.7 | -147.0086
|  | 355339.1 | -146.7978
|  | 355434.4 | -145.8501
|  | 355529.8 | -144.8245
|  | 355625.2 | -145.6427
|  | 355720.5 | -146.651
|  | 355815.9 | -145.6711
|  | 355911.3 | -145.9588
|  | 356006.6 | -146.5653
|  | 356102 | -146.8628
|  | 356197.3 | -146.7891
|  | 356292.7 | -145.9527
|  | 356388.1 | -146.0227
|  | 356483.5 | -145.1273
|  | 356578.8 | -145.2711
|  | 356674.2 | -146.6804
|  | 356769.6 | -146.9509
|  | 356864.9 | -146.057
|  | 356960.3 | -146.359
|  | 357055.7 | -146.3079
|  | 357151 | -145.3792
|  | 357246.4 | -144.1404
|  | 357341.8 | -145.2122
|  | 357437.1 | -146.0097
|  | 357532.5 | -146.3706
|  | 357627.9 | -146.6062
|  | 357723.3 | -146.9725
|  | 357818.6 | -145.8609
|  | 357914 | -145.9375
|  | 358009.3 | -146.0581
|  | 358104.7 | -145.8879
|  | 358200.1 | -146.3015
|  | 358295.4 | -147.0627
|  | 358390.8 | -145.7078
|  | 358486.2 | -144.9646
|  | 358581.5 | -146.0775
|  | 358676.9 | -145.8382
|  | 358772.3 | -145.3176
|  | 358867.7 | -146.657
|  | 358963 | -146.3144
|  | 359058.4 | -146.1845
|  | 359153.8 | -145.7418
|  | 359249.1 | -146.0914
|  | 359344.5 | -146.0595
|  | 359439.8 | -146.1939
|  | 359535.2 | -146.0169
|  | 359630.6 | -145.4165
|  | 359725.9 | -145.53
|  | 359821.3 | -146.1737
|  | 359916.7 | -146.5855
|  | 360012.1 | -146.1842
|  | 360107.4 | -146.533
|  | 360202.8 | -145.6357
|  | 360298.2 | -144.7963
|  | 360393.5 | -144.9851
|  | 360488.9 | -144.819
|  | 360584.3 | -144.5671
|  | 360679.6 | -144.4787
|  | 360775 | -146.1137
|  | 360870.4 | -146.3671
|  | 360965.7 | -147.2331
|  | 361061.1 | -146.6079
|  | 361156.5 | -146.8771
|  | 361251.8 | -146.7868
|  | 361347.2 | -146.5797
|  | 361442.6 | -146.0408
|  | 361537.9 | -145.4473
|  | 361633.3 | -146.3195
|  | 361728.7 | -144.8657
|  | 361824 | -144.6535
|  | 361919.4 | -146.9844
|  | 362014.8 | -147.1879
|  | 362110.1 | -147.4285
|  | 362205.5 | -147.3029
|  | 362300.9 | -146.1797
|  | 362396.3 | -146.5703
|  | 362491.6 | -146.6272
|  | 362587 | -147.2312
|  | 362682.3 | -147.3448
|  | 362777.7 | -146.87
|  | 362873.1 | -145.9423
|  | 362968.4 | -145.4893
|  | 363063.8 | -145.3609
|  | 363159.2 | -145.8084
|  | 363254.6 | -145.6843
|  | 363349.9 | -145.7873
|  | 363445.3 | -146.7198
|  | 363540.7 | -146.0006
|  | 363636 | -145.8245
|  | 363731.4 | -145.1694
|  | 363826.8 | -145.0514
|  | 363922.1 | -144.9908
|  | 364017.5 | -145.8015
|  | 364112.8 | -147.8752
|  | 364208.2 | -147.2701
|  | 364303.6 | -146.9156
|  | 364399 | -146.7112
|  | 364494.3 | -145.783
|  | 364589.7 | -145.1936
|  | 364685.1 | -145.0641
|  | 364780.4 | -146.332
|  | 364875.8 | -145.3256
|  | 364971.2 | -145.5551
|  | 365066.5 | -145.7578
|  | 365161.9 | -145.1989
|  | 365257.3 | -145.8695
|  | 365352.6 | -145.8616
|  | 365448 | -145.4635
|  | 365543.4 | -145.0621
|  | 365638.7 | -144.2215
|  | 365734.1 | -145.5199
|  | 365829.5 | -145.8179
|  | 365924.8 | -145.4722
|  | 366020.2 | -145.3346
|  | 366115.6 | -146.7543
|  | 366210.9 | -147.0435
|  | 366306.3 | -147.1534
|  | 366401.7 | -146.939
|  | 366497 | -146.4223
|  | 366592.4 | -146.6214
|  | 366687.8 | -145.7219
|  | 366783.2 | -146.3732
|  | 366878.5 | -145.5885
|  | 366973.9 | -144.9194
|  | 367069.3 | -146.7848
|  | 367164.6 | -146.391
|  | 367260 | -145.3213
|  | 367355.3 | -145.9478
|  | 367450.7 | -145.2994
|  | 367546.1 | -145.5466
|  | 367641.4 | -146.0031
|  | 367736.8 | -145.8373
|  | 367832.2 | -144.9076
|  | 367927.6 | -145.3875
|  | 368022.9 | -146.0926
|  | 368118.3 | -146.1963
|  | 368213.7 | -145.807
|  | 368309 | -145.5026
|  | 368404.4 | -145.5324
|  | 368499.8 | -146.7878
|  | 368595.1 | -147.0662
|  | 368690.5 | -146.5846
|  | 368785.8 | -145.5918
|  | 368881.2 | -145.208
|  | 368976.6 | -145.1351
|  | 369072 | -145.9933
|  | 369167.3 | -145.3741
|  | 369262.7 | -144.0364
|  | 369358.1 | -145.4455
|  | 369453.4 | -146.3035
|  | 369548.8 | -147.0231
|  | 369644.2 | -145.6104
|  | 369739.5 | -144.8221
|  | 369834.9 | -145.6594
|  | 369930.3 | -145.9121
|  | 370025.6 | -145.55
|  | 370121 | -145.2271
|  | 370216.4 | -145.1818
|  | 370311.8 | -144.6626
|  | 370407.1 | -145.5497
|  | 370502.5 | -146.4459
|  | 370597.8 | -145.9578
|  | 370693.2 | -146.1235
|  | 370788.6 | -146.6367
|  | 370883.9 | -146.8273
|  | 370979.3 | -146.0249
|  | 371074.7 | -146.245
|  | 371170 | -145.431
|  | 371265.4 | -145.5908
|  | 371360.8 | -145.9048
|  | 371456.2 | -145.8282
|  | 371551.5 | -145.5641
|  | 371646.9 | -144.7726
|  | 371742.3 | -144.9303
|  | 371837.6 | -145.4558
|  | 371933 | -145.625
|  | 372028.3 | -146.0287
|  | 372123.7 | -145.3824
|  | 372219.1 | -146.4014
|  | 372314.4 | -146.7938
|  | 372409.8 | -146.4268
|  | 372505.2 | -146.3719
|  | 372600.6 | -147.3921
|  | 372695.9 | -146.232
|  | 372791.3 | -146.4111
|  | 372886.7 | -145.7269
|  | 372982 | -144.2967
|  | 373077.4 | -145.5966
|  | 373172.8 | -145.1223
|  | 373268.1 | -144.5616
|  | 373363.5 | -145.0316
|  | 373458.9 | -147.0763
|  | 373554.2 | -147.0547
|  | 373649.6 | -146.5491
|  | 373745 | -146.5496
|  | 373840.3 | -145.6791
|  | 373935.7 | -146.3242
|  | 374031.1 | -146.018
|  | 374126.4 | -147.0314
|  | 374221.8 | -147.7224
|  | 374317.2 | -145.5111
|  | 374412.5 | -145.64
|  | 374507.9 | -145.7902
|  | 374603.3 | -145.3852
|  | 374698.6 | -146.2192
|  | 374794 | -146.4162
|  | 374889.4 | -145.0473
|  | 374984.8 | -145.9649
|  | 375080.1 | -146.4704
|  | 375175.5 | -145.9329
|  | 375270.8 | -145.466
|  | 375366.2 | -145.1589
|  | 375461.6 | -145.3024
|  | 375556.9 | -146.5886
|  | 375652.3 | -146.3887
|  | 375747.7 | -147.0836
|  | 375843.1 | -146.8234
|  | 375938.4 | -145.5248
|  | 376033.8 | -145.758
|  | 376129.2 | -146.5692
|  | 376224.5 | -145.983
|  | 376319.9 | -145.9186
|  | 376415.3 | -146.5944
|  | 376510.6 | -146.4308
|  | 376606 | -146.2868
|  | 376701.3 | -146.0718
|  | 376796.7 | -146.4854
|  | 376892.1 | -145.8829
|  | 376987.5 | -145.1318
|  | 377082.8 | -145.6133
|  | 377178.2 | -146.3018
|  | 377273.6 | -146.43
|  | 377368.9 | -145.4695
|  | 377464.3 | -145.4067
|  | 377559.7 | -145.9529
|  | 377655 | -146.0462
|  | 377750.4 | -145.9279
|  | 377845.8 | -145.8819
|  | 377941.1 | -146.9613
|  | 378036.5 | -146.1199
|  | 378131.9 | -146.1337
|  | 378227.2 | -146.9698
|  | 378322.6 | -146.558
|  | 378418 | -145.0682
|  | 378513.3 | -145.4453
|  | 378608.7 | -145.7648
|  | 378704.1 | -145.269
|  | 378799.4 | -145.6861
|  | 378894.8 | -144.9243
|  | 378990.2 | -144.1956
|  | 379085.5 | -145.4487
|  | 379180.9 | -145.9072
|  | 379276.3 | -145.1349
|  | 379371.7 | -145.2118
|  | 379467 | -146.8696
|  | 379562.4 | -146.1407
|  | 379657.8 | -145.5653
|  | 379753.1 | -145.3022
|  | 379848.5 | -146.1909
|  | 379943.8 | -146.4371
|  | 380039.2 | -146.2702
|  | 380134.6 | -146.7411
|  | 380229.9 | -146.0756
|  | 380325.3 | -145.9985
|  | 380420.7 | -146.2767
|  | 380516.1 | -144.9789
|  | 380611.4 | -144.8871
|  | 380706.8 | -145.8106
|  | 380802.2 | -145.9471
|  | 380897.5 | -145.6722
|  | 380992.9 | -145.806
|  | 381088.3 | -145.4789
|  | 381183.6 | -145.379
|  | 381279 | -145.2598
|  | 381374.3 | -145.662
|  | 381469.7 | -145.5174
|  | 381565.1 | -144.8936
|  | 381660.5 | -144.6407
|  | 381755.8 | -144.8031
|  | 381851.2 | -145.0956
|  | 381946.6 | -146.3016
|  | 382041.9 | -145.7145
|  | 382137.3 | -146.1904
|  | 382232.7 | -146.5592
|  | 382328 | -146.1454
|  | 382423.4 | -145.7954
|  | 382518.8 | -144.7435
|  | 382614.1 | -144.1322
|  | 382709.5 | -145.1023
|  | 382804.9 | -144.8384
|  | 382900.3 | -144.5449
|  | 382995.6 | -144.9683
|  | 383091 | -145.2536
|  | 383186.3 | -145.985
|  | 383281.7 | -146.0796
|  | 383377.1 | -146.0892
|  | 383472.4 | -145.0673
|  | 383567.8 | -145.4741
|  | 383663.2 | -145.3094
|  | 383758.5 | -145.1895
|  | 383853.9 | -145.3661
|  | 383949.3 | -145.7844
|  | 384044.7 | -146.2625
|  | 384140 | -145.9415
|  | 384235.4 | -144.7553
|  | 384330.8 | -146.7414
|  | 384426.1 | -146.7296
|  | 384521.5 | -145.4261
|  | 384616.8 | -146.4723
|  | 384712.2 | -145.9476
|  | 384807.6 | -146.1421
|  | 384903 | -146.6315
|  | 384998.3 | -146.2602
|  | 385093.7 | -145.3612
|  | 385189.1 | -145.6592
|  | 385284.4 | -145.0201
|  | 385379.8 | -146.0849
|  | 385475.2 | -145.9691
|  | 385570.5 | -145.573
|  | 385665.9 | -145.1277
|  | 385761.3 | -144.4249
|  | 385856.6 | -145.3698
|  | 385952 | -145.6968
|  | 386047.4 | -143.5155
|  | 386142.7 | -143.5538
|  | 386238.1 | -144.8646
|  | 386333.5 | -145.5236
|  | 386428.8 | -145.7445
|  | 386524.2 | -145.2484
|  | 386619.6 | -144.7733
|  | 386714.9 | -144.8564
|  | 386810.3 | -146.6531
|  | 386905.7 | -147.0133
|  | 387001 | -145.9759
|  | 387096.4 | -145.1099
|  | 387191.8 | -145.0337
|  | 387287.1 | -146.0283
|  | 387382.5 | -146.3838
|  | 387477.9 | -146.6211
|  | 387573.3 | -145.9391
|  | 387668.6 | -146.6606
|  | 387764 | -145.6978
|  | 387859.3 | -145.2652
|  | 387954.7 | -145.8877
|  | 388050.1 | -146.1949
|  | 388145.4 | -145.4406
|  | 388240.8 | -145.5069
|  | 388336.2 | -145.7261
|  | 388431.6 | -146.1672
|  | 388526.9 | -145.8666
|  | 388622.3 | -145.4016
|  | 388717.7 | -146.7066
|  | 388813 | -145.287
|  | 388908.4 | -144.9823
|  | 389003.8 | -145.468
|  | 389099.1 | -146.248
|  | 389194.5 | -146.3772
|  | 389289.8 | -145.6418
|  | 389385.2 | -145.5058
|  | 389480.6 | -144.6509
|  | 389576 | -146.0393
|  | 389671.3 | -145.6304
|  | 389766.7 | -144.3051
|  | 389862.1 | -144.1065
|  | 389957.4 | -144.7653
|  | 390052.8 | -144.5357
|  | 390148.2 | -145.9122
|  | 390243.5 | -145.8612
|  | 390338.9 | -145.2913
|  | 390434.3 | -145.1149
|  | 390529.6 | -144.6351
|  | 390625 | -145.5318
|  | 392150.9 | -146.5011
|  | 393676.8 | -145.05
|  | 395202.6 | -146.9163
|  | 396728.5 | -147.9847
|  | 398254.4 | -147.4396
|  | 399780.3 | -146.5803
|  | 401306.2 | -146.4918
|  | 402832 | -147.1229
|  | 404357.9 | -147.0546
|  | 405883.8 | -147.7256
|  | 407409.7 | -145.6276
|  | 408935.6 | -145.1308
|  | 410461.4 | -145.1667
|  | 411987.3 | -145.414
|  | 413513.2 | -145.5771
|  | 415039.1 | -146.2743
|  | 416564.9 | -146.1397
|  | 418090.8 | -146.4453
|  | 419616.7 | -147.3143
|  | 421142.6 | -146.8617
|  | 422668.5 | -146.6769
|  | 424194.3 | -145.7335
|  | 425720.2 | -146.2137
|  | 427246.1 | -146.5405
|  | 428772 | -147.1932
|  | 430297.8 | -146.9041
|  | 431823.7 | -147.2913
|  | 433349.6 | -145.8112
|  | 434875.5 | -145.6219
|  | 436401.4 | -146.4095
|  | 437927.3 | -147.0359
|  | 439453.1 | -147.09
|  | 440979 | -146.4504
|  | 442504.9 | -146.7925
|  | 444030.8 | -148.1539
|  | 445556.6 | -147.4001
|  | 447082.5 | -148.2745
|  | 448608.4 | -147.6708
|  | 450134.3 | -146.3347
|  | 451660.2 | -146.0612
|  | 453186 | -146.5594
|  | 454711.9 | -146.6177
|  | 456237.8 | -146.6463
|  | 457763.7 | -147.2974
|  | 459289.6 | -147.4196
|  | 460815.4 | -146.0007
|  | 462341.3 | -145.6707
|  | 463867.2 | -146.3806
|  | 465393.1 | -147.0575
|  | 466918.9 | -146.5246
|  | 468444.8 | -146.4769
|  | 469970.7 | -146.686
|  | 471496.6 | -146.1541
|  | 473022.5 | -145.1894
|  | 474548.3 | -146.6264
|  | 476074.2 | -147.8721
|  | 477600.1 | -147.6832
|  | 479126 | -147.6334
|  | 480651.8 | -144.9817
|  | 482177.8 | -145.521
|  | 483703.6 | -145.638
|  | 485229.5 | -144.9504
|  | 486755.4 | -147.5695
|  | 488281.3 | -147.5934
|  | 489807.1 | -147.3741
|  | 491333 | -146.0793
|  | 492858.9 | -146.4154
|  | 494384.8 | -146.8073
|  | 495910.7 | -146.6839
|  | 497436.5 | -145.8355
|  | 498962.4 | -145.9735
|  | 500488.3 | -146.5098
|  | 502014.2 | -147.621
|  | 503540 | -146.9847
|  | 505065.9 | -147.2097
|  | 506591.8 | -148.3507
|  | 508117.7 | -147.23
|  | 509643.6 | -146.2221
|  | 511169.4 | -146.5702
|  | 512695.3 | -146.4513
|  | 514221.2 | -148.0102
|  | 515747.1 | -147.191
|  | 517272.9 | -145.8423
|  | 518798.8 | -146.197
|  | 520324.7 | -146.128
|  | 521850.6 | -145.5959
|  | 523376.5 | -146.0518
|  | 524902.4 | -145.9396
|  | 526428.3 | -146.6694
|  | 527954.1 | -146.1295
|  | 529480 | -146.4369
|  | 531005.9 | -146.7876
|  | 532531.8 | -146.9416
|  | 534057.6 | -147.1548
|  | 535583.5 | -147.6213
|  | 537109.4 | -147.4308
|  | 538635.3 | -146.4601
|  | 540161.1 | -146.6124
|  | 541687 | -146.7499
|  | 543212.9 | -146.9005
|  | 544738.8 | -146.6254
|  | 546264.6 | -146.3618
|  | 547790.5 | -146.1033
|  | 549316.4 | -146.2654
|  | 550842.3 | -147.2432
|  | 552368.2 | -147.421
|  | 553894.1 | -146.5622
|  | 555419.9 | -146.6984
|  | 556945.8 | -146.5516
|  | 558471.7 | -145.516
|  | 559997.6 | -145.9348
|  | 561523.4 | -146.6484
|  | 563049.3 | -146.9596
|  | 564575.2 | -147.0345
|  | 566101.1 | -147.9634
|  | 567626.9 | -147.988
|  | 569152.8 | -146.1926
|  | 570678.7 | -146.2039
|  | 572204.6 | -146.4558
|  | 573730.5 | -147.5085
|  | 575256.4 | -147.7154
|  | 576782.3 | -147.1678
|  | 578308.1 | -145.7958
|  | 579834 | -146.7429
|  | 581359.9 | -147.3333
|  | 582885.8 | -147.7634
|  | 584411.6 | -147.5951
|  | 585937.5 | -146.891
|  | 587463.4 | -146.1236
|  | 588989.3 | -146.6081
|  | 590515.1 | -147.6876
|  | 592041 | -148.4478
|  | 593566.9 | -147.6611
|  | 595092.8 | -146.8388
|  | 596618.6 | -146.4012
|  | 598144.5 | -146.9208
|  | 599670.4 | -145.5752
|  | 601196.3 | -145.0131
|  | 602722.2 | -145.0322
|  | 604248.1 | -145.9783
|  | 605773.9 | -146.1634
|  | 607299.8 | -146.8547
|  | 608825.7 | -146.4405
|  | 610351.6 | -146.4389
|  | 611877.4 | -147.2639
|  | 613403.3 | -146.2463
|  | 614929.2 | -146.3352
|  | 616455.1 | -146.8932
|  | 617980.9 | -148.0105
|  | 619506.8 | -147.4715
|  | 621032.7 | -146.4764
|  | 622558.6 | -145.3914
|  | 624084.5 | -145.589
|  | 625610.4 | -146.4131
|  | 627136.3 | -146.318
|  | 628662.1 | -145.8088
|  | 630188 | -145.4635
|  | 631713.9 | -146.7576
|  | 633239.8 | -147.6062
|  | 634765.6 | -146.8196
|  | 636291.5 | -147.5466
|  | 637817.4 | -146.9237
|  | 639343.3 | -147.3418
|  | 640869.1 | -147.4679
|  | 642395 | -146.417
|  | 643920.9 | -147.0363
|  | 645446.8 | -146.4298
|  | 646972.6 | -145.8647
|  | 648498.6 | -146.196
|  | 650024.4 | -146.2511
|  | 651550.3 | -146.9587
|  | 653076.2 | -147.1776
|  | 654602.1 | -146.9412
|  | 656127.9 | -146.6379
|  | 657653.8 | -146.6717
|  | 659179.7 | -147.1809
|  | 660705.6 | -147.6189
|  | 662231.4 | -146.4995
|  | 663757.3 | -146.5642
|  | 665283.2 | -146.2216
|  | 666809.1 | -145.9831
|  | 668334.9 | -146.8886
|  | 669860.8 | -147.6919
|  | 671386.8 | -147.01
|  | 672912.6 | -148.2733
|  | 674438.5 | -147.5271
|  | 675964.4 | -146.9673
|  | 677490.3 | -146.8587
|  | 679016.1 | -146.8959
|  | 680542 | -147.1378
|  | 682067.9 | -146.259
|  | 683593.8 | -147.1635
|  | 685119.6 | -146.8043
|  | 686645.5 | -145.8244
|  | 688171.4 | -147.0683
|  | 689697.3 | -146.86
|  | 691223.1 | -145.7911
|  | 692749 | -145.2382
|  | 694274.9 | -145.5208
|  | 695800.8 | -146.9247
|  | 697326.7 | -146.2534
|  | 698852.6 | -146.6167
|  | 700378.4 | -146.6097
|  | 701904.3 | -146.7868
|  | 703430.2 | -146.6637
|  | 704956.1 | -146.6603
|  | 706481.9 | -147.6988
|  | 708007.8 | -146.8846
|  | 709533.7 | -146.4123
|  | 711059.6 | -147.0443
|  | 712585.4 | -147.0694
|  | 714111.3 | -146.346
|  | 715637.2 | -146.7252
|  | 717163.1 | -146.7491
|  | 718688.9 | -146.3707
|  | 720214.9 | -147.2783
|  | 721740.8 | -147.1163
|  | 723266.6 | -146.2357
|  | 724792.5 | -146.1989
|  | 726318.4 | -146.6615
|  | 727844.3 | -145.9335
|  | 729370.1 | -146.7979
|  | 730896 | -147.1458
|  | 732421.9 | -146.8971
|  | 733947.8 | -147.1276
|  | 735473.6 | -146.5228
|  | 736999.5 | -146.6863
|  | 738525.4 | -146.6905
|  | 740051.3 | -146.6994
|  | 741577.1 | -147.331
|  | 743103 | -146.9395
|  | 744628.9 | -146.4704
|  | 746154.8 | -146.1926
|  | 747680.7 | -148.5083
|  | 749206.6 | -147.9899
|  | 750732.4 | -147.5641
|  | 752258.3 | -146.3657
|  | 753784.2 | -146.61
|  | 755310.1 | -146.2697
|  | 756835.9 | -146.1129
|  | 758361.8 | -146.4642
|  | 759887.7 | -146.4498
|  | 761413.6 | -147.5696
|  | 762939.4 | -147.8111
|  | 764465.3 | -147.5263
|  | 765991.2 | -146.5474
|  | 767517.1 | -147.7651
|  | 769043 | -147.0398
|  | 770568.9 | -146.7416
|  | 772094.8 | -145.9227
|  | 773620.6 | -146.2106
|  | 775146.5 | -146.5307
|  | 776672.4 | -146.4329
|  | 778198.3 | -145.6229
|  | 779724.1 | -147.0416
|  | 781250 | -146.8586
|  | 782775.9 | -147.5404
|  | 784301.8 | -147.3318
|  | 785827.6 | -146.8622
|  | 787353.5 | -145.5758
|  | 788879.4 | -145.9589
|  | 790405.3 | -146.6487
|  | 791931.1 | -146.3342
|  | 793457 | -145.92
|  | 794982.9 | -145.6238
|  | 796508.8 | -146.4038
|  | 798034.7 | -145.6048
|  | 799560.6 | -146.1666
|  | 801086.4 | -147.4978
|  | 802612.3 | -147.275
|  | 804138.2 | -146.7023
|  | 805664.1 | -147.5396
|  | 807189.9 | -147.4403
|  | 808715.8 | -146.4516
|  | 810241.7 | -146.236
|  | 811767.6 | -146.8542
|  | 813293.4 | -146.1515
|  | 814819.3 | -146.0615
|  | 816345.2 | -147.1106
|  | 817871.1 | -146.5541
|  | 819397 | -145.9917
|  | 820922.9 | -146.213
|  | 822448.8 | -146.7668
|  | 823974.6 | -147.195
|  | 825500.5 | -146.6112
|  | 827026.4 | -147.1367
|  | 828552.3 | -146.2091
|  | 830078.1 | -145.3118
|  | 831604 | -145.9844
|  | 833129.9 | -145.9655
|  | 834655.8 | -147.5513
|  | 836181.6 | -148.7125
|  | 837707.5 | -148.1204
|  | 839233.4 | -148.1671
|  | 840759.3 | -147.4209
|  | 842285.1 | -146.0637
|  | 843811.1 | -145.6769
|  | 845336.9 | -146.2589
|  | 846862.8 | -145.4876
|  | 848388.7 | -145.9759
|  | 849914.6 | -147.2657
|  | 851440.4 | -146.3313
|  | 852966.3 | -145.8352
|  | 854492.2 | -146.4493
|  | 856018.1 | -147.0597
|  | 857543.9 | -147.6045
|  | 859069.8 | -147.0705
|  | 860595.7 | -146.3884
|  | 862121.6 | -146.2242
|  | 863647.4 | -145.4473
|  | 865173.3 | -146.3489
|  | 866699.3 | -145.2391
|  | 868225.1 | -145.1984
|  | 869751 | -146.1303
|  | 871276.9 | -145.7804
|  | 872802.8 | -146.3727
|  | 874328.6 | -146.6853
|  | 875854.5 | -146.2533
|  | 877380.4 | -146.8706
|  | 878906.3 | -146.4773
|  | 880432.1 | -146.1425
|  | 881958 | -147.2359
|  | 883483.9 | -147.0518
|  | 885009.8 | -146.9895
|  | 886535.6 | -146.4683
|  | 888061.5 | -146.6418
|  | 889587.4 | -146.2027
|  | 891113.3 | -146.0702
|  | 892639.2 | -147.7652
|  | 894165.1 | -146.9072
|  | 895690.9 | -147.5487
|  | 897216.8 | -147.3916
|  | 898742.7 | -147.1746
|  | 900268.6 | -146.676
|  | 901794.4 | -146.5835
|  | 903320.3 | -147.2829
|  | 904846.2 | -146.5164
|  | 906372.1 | -145.8029
|  | 907897.9 | -146.992
|  | 909423.8 | -145.9284
|  | 910949.7 | -146.3965
|  | 912475.6 | -146.5837
|  | 914001.4 | -146.0057
|  | 915527.4 | -146.0858
|  | 917053.3 | -145.8196
|  | 918579.1 | -146.0355
|  | 920105 | -146.5966
|  | 921630.9 | -146.9395
|  | 923156.8 | -146.0074
|  | 924682.6 | -144.9341
|  | 926208.5 | -146.1856
|  | 927734.4 | -146.9197
|  | 929260.3 | -146.7822
|  | 930786.1 | -145.9473
|  | 932312 | -145.5227
|  | 933837.9 | -145.8173
|  | 935363.8 | -146.0987
|  | 936889.6 | -146.2561
|  | 938415.5 | -146.3342
|  | 939941.4 | -146.2429
|  | 941467.3 | -148.2211
|  | 942993.2 | -147.7484
|  | 944519.1 | -146.5273
|  | 946044.9 | -146.2527
|  | 947570.8 | -148.0328
|  | 949096.7 | -147.8952
|  | 950622.6 | -146.4797
|  | 952148.4 | -145.6885
|  | 953674.3 | -146.433
|  | 955200.2 | -147.4392
|  | 956726.1 | -147.3286
|  | 958251.9 | -145.6584
|  | 959777.8 | -145.6486
|  | 961303.7 | -146.6355
|  | 962829.6 | -147.0446
|  | 964355.5 | -146.3525
|  | 965881.4 | -146.1819
|  | 967407.3 | -147.6088
|  | 968933.1 | -147.6427
|  | 970459 | -146.7473
|  | 971984.9 | -146.1189
|  | 973510.8 | -146.7239
|  | 975036.6 | -145.9008
|  | 976562.5 | -145.2348
|  | 978088.4 | -146.378
|  | 979614.3 | -147.416
|  | 981140.1 | -146.0696
|  | 982666 | -145.404
|  | 984191.9 | -145.6837
|  | 985717.8 | -147.727
|  | 987243.6 | -148.2384
|  | 988769.5 | -147.2531
|  | 990295.4 | -146.8704
|  | 991821.3 | -148.4064
|  | 993347.2 | -146.0896
|  | 994873.1 | -146.0759
|  | 996398.9 | -145.8611
|  | 997924.8 | -147.1924
|  | 999450.7 | -147.7592
|  | 1000977 | -146.6022
|  | 1002502 | -145.6987
|  | 1004028 | -146.8691
|  | 1005554 | -147.3669
|  | 1007080 | -147.3212
|  | 1008606 | -145.8169
|  | 1010132 | -146.7282
|  | 1011658 | -147.0803
|  | 1013184 | -146.4958
|  | 1014710 | -146.8295
|  | 1016235 | -147.084
|  | 1017761 | -146.3824
|  | 1019287 | -146.0522
|  | 1020813 | -146.9024
|  | 1022339 | -146.4194
|  | 1023865 | -147.0791
|  | 1025391 | -146.4902
|  | 1026917 | -145.8536
|  | 1028442 | -146.9819
|  | 1029968 | -146.688
|  | 1031494 | -145.6688
|  | 1033020 | -144.9355
|  | 1034546 | -146.2021
|  | 1036072 | -146.5923
|  | 1037598 | -145.9169
|  | 1039124 | -146.1581
|  | 1040649 | -146.6868
|  | 1042175 | -146.253
|  | 1043701 | -145.5596
|  | 1045227 | -145.8935
|  | 1046753 | -146.948
|  | 1048279 | -146.9099
|  | 1049805 | -144.6066
|  | 1051331 | -144.7143
|  | 1052857 | -145.5395
|  | 1054382 | -145.5986
|  | 1055908 | -145.7504
|  | 1057434 | -147.279
|  | 1058960 | -146.5881
|  | 1060486 | -145.4527
|  | 1062012 | -146.5802
|  | 1063538 | -146.4656
|  | 1065064 | -146.7731
|  | 1066589 | -146.0697
|  | 1068115 | -145.552
|  | 1069641 | -147.0315
|  | 1071167 | -147.4286
|  | 1072693 | -146.7361
|  | 1074219 | -146.5916
|  | 1075745 | -147.095
|  | 1077271 | -146.431
|  | 1078796 | -145.8933
|  | 1080322 | -146.7277
|  | 1081848 | -145.7529
|  | 1083374 | -145.645
|  | 1084900 | -146.6857
|  | 1086426 | -147.075
|  | 1087952 | -147.4706
|  | 1089478 | -146.4168
|  | 1091003 | -145.3017
|  | 1092529 | -146.1501
|  | 1094055 | -146.2919
|  | 1095581 | -146.5951
|  | 1097107 | -146.8392
|  | 1098633 | -146.2342
|  | 1100159 | -145.4993
|  | 1101685 | -145.3303
|  | 1103211 | -145.7784
|  | 1104736 | -147.0694
|  | 1106262 | -147.4319
|  | 1107788 | -146.6107
|  | 1109314 | -147.0814
|  | 1110840 | -146.1734
|  | 1112366 | -146.4878
|  | 1113892 | -146.9698
|  | 1115418 | -146.31
|  | 1116943 | -147.0311
|  | 1118469 | -146.4925
|  | 1119995 | -146.5435
|  | 1121521 | -146.6977
|  | 1123047 | -146.8421
|  | 1124573 | -146.742
|  | 1126099 | -147.967
|  | 1127625 | -146.7491
|  | 1129150 | -145.8683
|  | 1130676 | -145.4045
|  | 1132202 | -145.3706
|  | 1133728 | -146.1355
|  | 1135254 | -147.3666
|  | 1136780 | -146.394
|  | 1138306 | -146.4267
|  | 1139832 | -146.4238
|  | 1141357 | -146.4961
|  | 1142883 | -146.2765
|  | 1144409 | -145.7041
|  | 1145935 | -146.9615
|  | 1147461 | -146.5037
|  | 1148987 | -146.2412
|  | 1150513 | -146.2555
|  | 1152039 | -145.949
|  | 1153565 | -145.6645
|  | 1155090 | -145.7066
|  | 1156616 | -146.7296
|  | 1158142 | -147.0849
|  | 1159668 | -146.5112
|  | 1161194 | -146.3605
|  | 1162720 | -147.02
|  | 1164246 | -146.4291
|  | 1165772 | -146.0856
|  | 1167297 | -145.676
|  | 1168823 | -146.3098
|  | 1170349 | -146.606
|  | 1171875 | -146.6792
|  | 1173401 | -146.4935
|  | 1174927 | -145.7556
|  | 1176453 | -146.2835
|  | 1177979 | -147.4321
|  | 1179504 | -148.0714
|  | 1181030 | -147.9803
|  | 1182556 | -146.4921
|  | 1184082 | -145.9114
|  | 1185608 | -146.5199
|  | 1187134 | -146.5226
|  | 1188660 | -145.8508
|  | 1190186 | -145.0535
|  | 1191711 | -145.435
|  | 1193237 | -145.9757
|  | 1194763 | -146.8889
|  | 1196289 | -147.1473
|  | 1197815 | -146.2485
|  | 1199341 | -145.7428
|  | 1200867 | -145.6029
|  | 1202393 | -147.0159
|  | 1203919 | -147.8295
|  | 1205444 | -147.8173
|  | 1206970 | -147.1292
|  | 1208496 | -147.433
|  | 1210022 | -146.8754
|  | 1211548 | -146.3039
|  | 1213074 | -146.4296
|  | 1214600 | -146.3131
|  | 1216126 | -146.4292
|  | 1217651 | -146.0188
|  | 1219177 | -145.8972
|  | 1220703 | -147.123
|  | 1222229 | -147.2064
|  | 1223755 | -147.2295
|  | 1225281 | -147.6494
|  | 1226807 | -146.2715
|  | 1228333 | -145.6635
|  | 1229858 | -146.7826
|  | 1231384 | -146.9303
|  | 1232910 | -146.9492
|  | 1234436 | -146.1799
|  | 1235962 | -147.1917
|  | 1237488 | -146.5315
|  | 1239014 | -147.3717
|  | 1240540 | -146.573
|  | 1242065 | -145.2751
|  | 1243591 | -145.9253
|  | 1245117 | -146.978
|  | 1246643 | -146.3216
|  | 1248169 | -146.7561
|  | 1249695 | -147.1361
|  | 1251221 | -146.5031
|  | 1252747 | -146.9245
|  | 1254273 | -146.4645
|  | 1255798 | -146.1078
|  | 1257324 | -146.2639
|  | 1258850 | -147.1923
|  | 1260376 | -147.1909
|  | 1261902 | -148.0439
|  | 1263428 | -146.8764
|  | 1264954 | -147.4812
|  | 1266480 | -147.2191
|  | 1268005 | -145.9867
|  | 1269531 | -146.1427
|  | 1271057 | -146.1041
|  | 1272583 | -145.84
|  | 1274109 | -146.2698
|  | 1275635 | -146.6267
|  | 1277161 | -147.0055
|  | 1278687 | -148.0314
|  | 1280212 | -147.4297
|  | 1281738 | -147.1917
|  | 1283264 | -146.9277
|  | 1284790 | -146.8278
|  | 1286316 | -146.0054
|  | 1287842 | -146.3049
|  | 1289368 | -147.3504
|  | 1290894 | -146.7243
|  | 1292419 | -147.4872
|  | 1293945 | -147.3978
|  | 1295471 | -146.4104
|  | 1296997 | -145.5635
|  | 1298523 | -146.4283
|  | 1300049 | -146.3333
|  | 1301575 | -146.9962
|  | 1303101 | -146.5662
|  | 1304627 | -147.6095
|  | 1306152 | -146.9993
|  | 1307678 | -145.8784
|  | 1309204 | -146.4717
|  | 1310730 | -147.3235
|  | 1312256 | -146.7099
|  | 1313782 | -146.5327
|  | 1315308 | -147.7177
|  | 1316834 | -148.2669
|  | 1318359 | -148.7614
|  | 1319885 | -147.6254
|  | 1321411 | -146.2451
|  | 1322937 | -147.7579
|  | 1324463 | -147.2531
|  | 1325989 | -145.9112
|  | 1327515 | -146.1398
|  | 1329041 | -146.2289
|  | 1330566 | -146.2319
|  | 1332092 | -146.1197
|  | 1333618 | -145.4379
|  | 1335144 | -145.0516
|  | 1336670 | -145.8241
|  | 1338196 | -145.8892
|  | 1339722 | -146.7786
|  | 1341248 | -147.4654
|  | 1342774 | -145.623
|  | 1344299 | -144.7577
|  | 1345825 | -145.9796
|  | 1347351 | -146.7668
|  | 1348877 | -145.9816
|  | 1350403 | -146.0377
|  | 1351929 | -146.2817
|  | 1353455 | -144.1122
|  | 1354981 | -144.2193
|  | 1356506 | -145.9275
|  | 1358032 | -146.2256
|  | 1359558 | -146.9595
|  | 1361084 | -147.6552
|  | 1362610 | -146.9653
|  | 1364136 | -145.9819
|  | 1365662 | -146.1149
|  | 1367188 | -145.72
|  | 1368713 | -146.3972
|  | 1370239 | -144.6894
|  | 1371765 | -145.7843
|  | 1373291 | -146.331
|  | 1374817 | -146.7697
|  | 1376343 | -145.798
|  | 1377869 | -146.0024
|  | 1379395 | -146.787
|  | 1380920 | -146.6753
|  | 1382446 | -146.8
|  | 1383972 | -146.1936
|  | 1385498 | -146.4102
|  | 1387024 | -146.9702
|  | 1388550 | -146.1476
|  | 1390076 | -145.7298
|  | 1391602 | -146.0205
|  | 1393128 | -147.1843
|  | 1394653 | -147.0554
|  | 1396179 | -145.7709
|  | 1397705 | -146.1299
|  | 1399231 | -147.17
|  | 1400757 | -147.0634
|  | 1402283 | -147.0865
|  | 1403809 | -146.403
|  | 1405335 | -146.1641
|  | 1406860 | -146.6565
|  | 1408386 | -147.4731
|  | 1409912 | -146.8587
|  | 1411438 | -145.9924
|  | 1412964 | -146.2689
|  | 1414490 | -145.706
|  | 1416016 | -147.495
|  | 1417542 | -146.182
|  | 1419067 | -145.4433
|  | 1420593 | -145.5624
|  | 1422119 | -146.064
|  | 1423645 | -148.0524
|  | 1425171 | -147.9316
|  | 1426697 | -146.7306
|  | 1428223 | -146.6083
|  | 1429749 | -147.2813
|  | 1431274 | -146.8779
|  | 1432800 | -146.3248
|  | 1434326 | -146.5385
|  | 1435852 | -145.4626
|  | 1437378 | -145.6466
|  | 1438904 | -145.9133
|  | 1440430 | -146.406
|  | 1441956 | -146.9811
|  | 1443482 | -147.7339
|  | 1445007 | -147.7043
|  | 1446533 | -147.503
|  | 1448059 | -147.1739
|  | 1449585 | -146.6752
|  | 1451111 | -146.8364
|  | 1452637 | -146.1577
|  | 1454163 | -146.6289
|  | 1455689 | -146.4519
|  | 1457214 | -146.3684
|  | 1458740 | -145.8882
|  | 1460266 | -147.4015
|  | 1461792 | -147.7192
|  | 1463318 | -146.6387
|  | 1464844 | -146.1824
|  | 1466370 | -144.7675
|  | 1467896 | -144.9257
|  | 1469421 | -147.2187
|  | 1470947 | -147.0327
|  | 1472473 | -147.2565
|  | 1473999 | -146.6341
|  | 1475525 | -145.7583
|  | 1477051 | -146.7876
|  | 1478577 | -145.3409
|  | 1480103 | -145.4287
|  | 1481628 | -145.8485
|  | 1483154 | -146.9533
|  | 1484680 | -146.9244
|  | 1486206 | -147.4383
|  | 1487732 | -146.7107
|  | 1489258 | -146.3962
|  | 1490784 | -145.8189
|  | 1492310 | -145.9357
|  | 1493836 | -148.0291
|  | 1495361 | -147.1799
|  | 1496887 | -146.8144
|  | 1498413 | -147.1879
|  | 1499939 | -146.3044
|  | 1501465 | -146.4048
|  | 1502991 | -146.5991
|  | 1504517 | -147.6507
|  | 1506043 | -147.4749
|  | 1507568 | -146.8811
|  | 1509094 | -147.4947
|  | 1510620 | -146.6294
|  | 1512146 | -147.1811
|  | 1513672 | -148.054
|  | 1515198 | -146.7396
|  | 1516724 | -146.1955
|  | 1518250 | -146.679
|  | 1519775 | -145.3123
|  | 1521301 | -145.444
|  | 1522827 | -147.1566
|  | 1524353 | -146.6774
|  | 1525879 | -147.7216
|  | 1527405 | -148.2849
|  | 1528931 | -147.789
|  | 1530457 | -147.0517
|  | 1531982 | -146.993
|  | 1533508 | -147.0289
|  | 1535034 | -146.517
|  | 1536560 | -145.784
|  | 1538086 | -146.3034
|  | 1539612 | -146.9133
|  | 1541138 | -146.6965
|  | 1542664 | -146.6004
|  | 1544190 | -146.9531
|  | 1545715 | -147.1659
|  | 1547241 | -146.9144
|  | 1548767 | -147.0971
|  | 1550293 | -146.2234
|  | 1551819 | -146.5164
|  | 1553345 | -147.907
|  | 1554871 | -147.1522
|  | 1556397 | -147.0692
|  | 1557922 | -146.4462
|  | 1559448 | -146.3638
|  | 1560974 | -146.033
|  | 1562500 | -145.8706
|  | 1564026 | -147.2493
|  | 1565552 | -147.425
|  | 1567078 | -146.9788
|  | 1568604 | -146.5848
|  | 1570129 | -145.1494
|  | 1571655 | -146.1331
|  | 1573181 | -146.6077
|  | 1574707 | -147.5357
|  | 1576233 | -146.8248
|  | 1577759 | -146.6016
|  | 1579285 | -146.8014
|  | 1580811 | -147.3221
|  | 1582336 | -146.7233
|  | 1583862 | -146.693
|  | 1585388 | -147.0687
|  | 1586914 | -146.537
|  | 1588440 | -146.2803
|  | 1589966 | -146.4002
|  | 1591492 | -146.6692
|  | 1593018 | -146.9606
|  | 1594544 | -147.1591
|  | 1596069 | -146.0386
|  | 1597595 | -146.5175
|  | 1599121 | -146.6141
|  | 1600647 | -147.5284
|  | 1602173 | -146.7795
|  | 1603699 | -145.9086
|  | 1605225 | -146.5133
|  | 1606751 | -146.6306
|  | 1608276 | -147.0083
|  | 1609802 | -146.1727
|  | 1611328 | -146.0589
|  | 1612854 | -146.3753
|  | 1614380 | -147.3935
|  | 1615906 | -148.7301
|  | 1617432 | -148.117
|  | 1618958 | -146.1892
|  | 1620483 | -145.409
|  | 1622009 | -146.4298
|  | 1623535 | -146.7115
|  | 1625061 | -146.6089
|  | 1626587 | -146.9483
|  | 1628113 | -147.2405
|  | 1629639 | -146.3136
|  | 1631165 | -146.6566
|  | 1632690 | -146.7525
|  | 1634216 | -147.1065
|  | 1635742 | -147.6514
|  | 1637268 | -147.7806
|  | 1638794 | -147.1115
|  | 1640320 | -145.3963
|  | 1641846 | -146.348
|  | 1643372 | -146.5638
|  | 1644898 | -146.6044
|  | 1646423 | -147.0562
|  | 1647949 | -146.2636
|  | 1649475 | -147.3275
|  | 1651001 | -148.2507
|  | 1652527 | -147.4627
|  | 1654053 | -147.2725
|  | 1655579 | -146.963
|  | 1657105 | -147.1013
|  | 1658630 | -147.3887
|  | 1660156 | -146.5862
|  | 1661682 | -146.6949
|  | 1663208 | -146.9327
|  | 1664734 | -147.7582
|  | 1666260 | -147.02
|  | 1667786 | -148.8596
|  | 1669312 | -148.4933
|  | 1670837 | -147.1391
|  | 1672363 | -146.7292
|  | 1673889 | -146.4282
|  | 1675415 | -146.0342
|  | 1676941 | -146.7925
|  | 1678467 | -146.981
|  | 1679993 | -146.9545
|  | 1681519 | -146.5229
|  | 1683044 | -146.331
|  | 1684570 | -147.0512
|  | 1686096 | -146.7216
|  | 1687622 | -147.7223
|  | 1689148 | -145.7761
|  | 1690674 | -145.7662
|  | 1692200 | -146.4013
|  | 1693726 | -146.0526
|  | 1695252 | -146.4043
|  | 1696777 | -147.4234
|  | 1698303 | -147.3622
|  | 1699829 | -147.4452
|  | 1701355 | -147.2275
|  | 1702881 | -145.7307
|  | 1704407 | -146.3454
|  | 1705933 | -147.8122
|  | 1707459 | -146.1882
|  | 1708984 | -146.6386
|  | 1710510 | -147.0456
|  | 1712036 | -146.359
|  | 1713562 | -147.002
|  | 1715088 | -146.0971
|  | 1716614 | -144.8703
|  | 1718140 | -146.3129
|  | 1719666 | -146.6229
|  | 1721191 | -146.7229
|  | 1722717 | -146.8443
|  | 1724243 | -147.0489
|  | 1725769 | -147.0415
|  | 1727295 | -147.2825
|  | 1728821 | -146.7592
|  | 1730347 | -147.8134
|  | 1731873 | -145.8426
|  | 1733399 | -145.718
|  | 1734924 | -146.5918
|  | 1736450 | -147.844
|  | 1737976 | -146.9547
|  | 1739502 | -146.2625
|  | 1741028 | -146.9455
|  | 1742554 | -145.3691
|  | 1744080 | -145.6353
|  | 1745606 | -146.1504
|  | 1747131 | -145.4515
|  | 1748657 | -146.3023
|  | 1750183 | -146.7368
|  | 1751709 | -146.2437
|  | 1753235 | -146.6556
|  | 1754761 | -144.8818
|  | 1756287 | -146.1785
|  | 1757813 | -146.1826
|  | 1759338 | -147.1192
|  | 1760864 | -146.4335
|  | 1762390 | -145.9555
|  | 1763916 | -145.6968
|  | 1765442 | -145.7738
|  | 1766968 | -146.8067
|  | 1768494 | -147.3752
|  | 1770020 | -146.515
|  | 1771545 | -146.503
|  | 1773071 | -145.9217
|  | 1774597 | -146.1075
|  | 1776123 | -146.7835
|  | 1777649 | -146.7825
|  | 1779175 | -147.4494
|  | 1780701 | -146.0596
|  | 1782227 | -146.2983
|  | 1783753 | -146.287
|  | 1785278 | -146.0591
|  | 1786804 | -147.0715
|  | 1788330 | -147.8728
|  | 1789856 | -147.9838
|  | 1791382 | -147.4686
|  | 1792908 | -147.9195
|  | 1794434 | -147.8962
|  | 1795960 | -147.4894
|  | 1797485 | -146.7867
|  | 1799011 | -147.5442
|  | 1800537 | -146.3806
|  | 1802063 | -146.112
|  | 1803589 | -146.7446
|  | 1805115 | -146.0167
|  | 1806641 | -146.0658
|  | 1808167 | -146.1547
|  | 1809692 | -146.2604
|  | 1811218 | -146.6673
|  | 1812744 | -147.8982
|  | 1814270 | -147.2415
|  | 1815796 | -146.318
|  | 1817322 | -145.7548
|  | 1818848 | -146.3631
|  | 1820374 | -146.3414
|  | 1821899 | -145.5785
|  | 1823425 | -145.9955
|  | 1824951 | -147.2023
|  | 1826477 | -146.9892
|  | 1828003 | -145.4862
|  | 1829529 | -146.111
|  | 1831055 | -147.0149
|  | 1832581 | -146.0432
|  | 1834107 | -146.4163
|  | 1835632 | -145.9705
|  | 1837158 | -145.5661
|  | 1838684 | -145.3632
|  | 1840210 | -146.5778
|  | 1841736 | -146.8477
|  | 1843262 | -146.3305
|  | 1844788 | -146.6888
|  | 1846314 | -146.833
|  | 1847839 | -146.5344
|  | 1849365 | -145.9075
|  | 1850891 | -147.0258
|  | 1852417 | -146.5325
|  | 1853943 | -146.4164
|  | 1855469 | -146.3124
|  | 1856995 | -148.0817
|  | 1858521 | -147.9808
|  | 1860046 | -147.3006
|  | 1861572 | -145.9584
|  | 1863098 | -145.7535
|  | 1864624 | -145.0234
|  | 1866150 | -147.079
|  | 1867676 | -147.285
|  | 1869202 | -147.5699
|  | 1870728 | -147.6504
|  | 1872253 | -146.5942
|  | 1873779 | -146.5827
|  | 1875305 | -147.8408
|  | 1876831 | -146.3104
|  | 1878357 | -146.5801
|  | 1879883 | -146.2311
|  | 1881409 | -146.8446
|  | 1882935 | -145.5179
|  | 1884461 | -146.1906
|  | 1885986 | -147.0799
|  | 1887512 | -146.586
|  | 1889038 | -146.3044
|  | 1890564 | -147.5919
|  | 1892090 | -146.7544
|  | 1893616 | -145.8912
|  | 1895142 | -146.176
|  | 1896668 | -145.8742
|  | 1898193 | -146.1896
|  | 1899719 | -147.4749
|  | 1901245 | -146.9166
|  | 1902771 | -147.4874
|  | 1904297 | -147.7539
|  | 1905823 | -146.9566
|  | 1907349 | -147.062
|  | 1908875 | -147.5962
|  | 1910400 | -147.0508
|  | 1911926 | -147.8613
|  | 1913452 | -148.5021
|  | 1914978 | -146.9173
|  | 1916504 | -147.1002
|  | 1918030 | -148.1013
|  | 1919556 | -146.3994
|  | 1921082 | -146.0043
|  | 1922607 | -147.0756
|  | 1924133 | -147.0076
|  | 1925659 | -146.4708
|  | 1927185 | -148.1794
|  | 1928711 | -147.6522
|  | 1930237 | -146.2774
|  | 1931763 | -146.6047
|  | 1933289 | -147.038
|  | 1934815 | -147.0757
|  | 1936340 | -146.6663
|  | 1937866 | -146.5137
|  | 1939392 | -146.6878
|  | 1940918 | -148.0589
|  | 1942444 | -147.762
|  | 1943970 | -146.2576
|  | 1945496 | -145.8813
|  | 1947022 | -146.5729
|  | 1948547 | -146.5312
|  | 1950073 | -147.4586
|  | 1951599 | -146.9818
|  | 1953125 | -146.0986
|  | 1954651 | -146.8512
|  | 1956177 | -146.0957
|  | 1957703 | -147.3821
|  | 1959229 | -146.7014
|  | 1960754 | -147.7871
|  | 1962280 | -146.9361
|  | 1963806 | -146.3007
|  | 1965332 | -146.3977
|  | 1966858 | -146.3845
|  | 1968384 | -147.6564
|  | 1969910 | -145.5546
|  | 1971436 | -145.8173
|  | 1972961 | -145.1848
|  | 1974487 | -144.8996
|  | 1976013 | -146.0727
|  | 1977539 | -145.7924
|  | 1979065 | -145.421
|  | 1980591 | -145.8198
|  | 1982117 | -145.3305
|  | 1983643 | -146.1644
|  | 1985169 | -146.3743
|  | 1986694 | -145.6452
|  | 1988220 | -146.476
|  | 1989746 | -148.077
|  | 1991272 | -148.0694
|  | 1992798 | -148.7835
|  | 1994324 | -147.1427
|  | 1995850 | -147.516
|  | 1997376 | -146.8572
|  | 1998901 | -147.1108
|  | 2000427 | -147.4111
|  | 2001953 | -145.5362
|  | 2003479 | -146.1035
|  | 2005005 | -147.4055
|  | 2006531 | -146.941
|  | 2008057 | -146.9113
|  | 2009583 | -146.7319
|  | 2011108 | -148.0175
|  | 2012634 | -147.8003
|  | 2014160 | -146.1498
|  | 2015686 | -146.9472
|  | 2017212 | -146.5999
|  | 2018738 | -146.5564
|  | 2020264 | -146.3866
|  | 2021790 | -146.8388
|  | 2023315 | -147.0261
|  | 2024841 | -146.9765
|  | 2026367 | -148.1293
|  | 2027893 | -147.9111
|  | 2029419 | -146.982
|  | 2030945 | -147.0957
|  | 2032471 | -147.1044
|  | 2033997 | -145.8744
|  | 2035523 | -147.3058
|  | 2037048 | -146.6581
|  | 2038574 | -146.1485
|  | 2040100 | -147.7059
|  | 2041626 | -148.4622
|  | 2043152 | -147.1887
|  | 2044678 | -147.4863
|  | 2046204 | -147.8365
|  | 2047730 | -147.8712
|  | 2049255 | -146.4087
|  | 2050781 | -146.4109
|  | 2052307 | -147.9957
|  | 2053833 | -147.0764
|  | 2055359 | -145.3975
|  | 2056885 | -146.5197
|  | 2058411 | -147.8789
|  | 2059937 | -147.9118
|  | 2061462 | -146.496
|  | 2062988 | -145.9386
|  | 2064514 | -146.5613
|  | 2066040 | -147.7073
|  | 2067566 | -147.4894
|  | 2069092 | -146.9549
|  | 2070618 | -146.1959
|  | 2072144 | -146.2133
|  | 2073669 | -147.7775
|  | 2075195 | -146.5785
|  | 2076721 | -147.0217
|  | 2078247 | -146.2267
|  | 2079773 | -147.318
|  | 2081299 | -146.623
|  | 2082825 | -146.7305
|  | 2084351 | -145.8561
|  | 2085877 | -145.0214
|  | 2087402 | -145.7794
|  | 2088928 | -145.5844
|  | 2090454 | -147.1223
|  | 2091980 | -148.1404
|  | 2093506 | -147.8867
|  | 2095032 | -146.5358
|  | 2096558 | -146.8698
|  | 2098084 | -147.6181
|  | 2099610 | -145.9146
|  | 2101135 | -145.8764
|  | 2102661 | -147.1457
|  | 2104187 | -146.8801
|  | 2105713 | -147.6758
|  | 2107239 | -147.2749
|  | 2108765 | -147.1082
|  | 2110291 | -147.9565
|  | 2111817 | -148.6302
|  | 2113342 | -148.8079
|  | 2114868 | -147.3057
|  | 2116394 | -146.6187
|  | 2117920 | -146.2248
|  | 2119446 | -146.2279
|  | 2120972 | -145.6728
|  | 2122498 | -146.3071
|  | 2124024 | -147.0107
|  | 2125549 | -147.085
|  | 2127075 | -146.4739
|  | 2128601 | -146.5078
|  | 2130127 | -146.6296
|  | 2131653 | -146.6639
|  | 2133179 | -146.5729
|  | 2134705 | -147.1156
|  | 2136231 | -148.2962
|  | 2137756 | -146.3069
|  | 2139282 | -145.1923
|  | 2140808 | -146.4308
|  | 2142334 | -146.6819
|  | 2143860 | -146.6024
|  | 2145386 | -146.3723
|  | 2146912 | -146.4491
|  | 2148438 | -146.1209
|  | 2149964 | -145.8775
|  | 2151489 | -146.41
|  | 2153015 | -146.4357
|  | 2154541 | -147.5414
|  | 2156067 | -147.8774
|  | 2157593 | -146.3539
|  | 2159119 | -146.1919
|  | 2160645 | -145.9232
|  | 2162171 | -145.8195
|  | 2163696 | -146.8671
|  | 2165222 | -147.6907
|  | 2166748 | -146.6488
|  | 2168274 | -145.3465
|  | 2169800 | -147.7147
|  | 2171326 | -147.3618
|  | 2172852 | -146.8946
|  | 2174378 | -146.9764
|  | 2175903 | -147.7423
|  | 2177429 | -147.7563
|  | 2178955 | -148.3745
|  | 2180481 | -147.7018
|  | 2182007 | -146.6187
|  | 2183533 | -147.5747
|  | 2185059 | -147.707
|  | 2186585 | -148.3068
|  | 2188110 | -147.5881
|  | 2189636 | -146.533
|  | 2191162 | -146.2282
|  | 2192688 | -146.0883
|  | 2194214 | -146.4683
|  | 2195740 | -146.2453
|  | 2197266 | -146.5642
|  | 2198792 | -146.9977
|  | 2200318 | -147.2144
|  | 2201843 | -145.9406
|  | 2203369 | -146.1914
|  | 2204895 | -147.2245
|  | 2206421 | -147.9504
|  | 2207947 | -148.1342
|  | 2209473 | -145.8402
|  | 2210999 | -145.7828
|  | 2212525 | -145.8839
|  | 2214050 | -147.1466
|  | 2215576 | -146.1167
|  | 2217102 | -146.5054
|  | 2218628 | -148.098
|  | 2220154 | -146.9746
|  | 2221680 | -145.3847
|  | 2223206 | -144.7416
|  | 2224732 | -145.5735
|  | 2226257 | -146.6869
|  | 2227783 | -146.4747
|  | 2229309 | -146.8846
|  | 2230835 | -146.8177
|  | 2232361 | -146.3322
|  | 2233887 | -146.5311
|  | 2235413 | -147.1913
|  | 2236939 | -147.1061
|  | 2238464 | -147.5327
|  | 2239990 | -146.4352
|  | 2241516 | -146.6265
|  | 2243042 | -146.678
|  | 2244568 | -147.6356
|  | 2246094 | -146.8537
|  | 2247620 | -147.6358
|  | 2249146 | -148.7722
|  | 2250672 | -147.1318
|  | 2252197 | -147.2991
|  | 2253723 | -147.7816
|  | 2255249 | -146.9402
|  | 2256775 | -146.4888
|  | 2258301 | -146.5258
|  | 2259827 | -146.7609
|  | 2261353 | -146.1714
|  | 2262879 | -146.4272
|  | 2264404 | -146.2147
|  | 2265930 | -146.1505
|  | 2267456 | -145.8803
|  | 2268982 | -146.5093
|  | 2270508 | -146.7897
|  | 2272034 | -145.7041
|  | 2273560 | -146.666
|  | 2275086 | -147.4516
|  | 2276611 | -148.0403
|  | 2278137 | -146.8932
|  | 2279663 | -145.9261
|  | 2281189 | -147.7031
|  | 2282715 | -147.1082
|  | 2284241 | -146.5463
|  | 2285767 | -145.2373
|  | 2287293 | -146.5005
|  | 2288818 | -147.6946
|  | 2290344 | -145.4196
|  | 2291870 | -145.7379
|  | 2293396 | -146.7831
|  | 2294922 | -146.9737
|  | 2296448 | -146.9854
|  | 2297974 | -146.8023
|  | 2299500 | -146.4781
|  | 2301026 | -146.9533
|  | 2302551 | -146.6034
|  | 2304077 | -146.9988
|  | 2305603 | -147.3234
|  | 2307129 | -146.2215
|  | 2308655 | -146.4412
|  | 2310181 | -147.3565
|  | 2311707 | -147.1915
|  | 2313233 | -145.6473
|  | 2314758 | -145.52
|  | 2316284 | -147.0126
|  | 2317810 | -147.2993
|  | 2319336 | -146.7493
|  | 2320862 | -146.906
|  | 2322388 | -147.3379
|  | 2323914 | -146.253
|  | 2325440 | -145.9991
|  | 2326965 | -146.7361
|  | 2328491 | -146.1201
|  | 2330017 | -146.1838
|  | 2331543 | -146.3511
|  | 2333069 | -146.2684
|  | 2334595 | -146.6881
|  | 2336121 | -146.8851
|  | 2337647 | -146.5546
|  | 2339172 | -147.2696
|  | 2340698 | -147.5318
|  | 2342224 | -146.4466
|  | 2343750 | -146.0528
|  | 2345276 | -147.0376
|  | 2346802 | -146.4594
|  | 2348328 | -146.8016
|  | 2349854 | -147.3221
|  | 2351380 | -146.4837
|  | 2352905 | -146.6147
|  | 2354431 | -148.0937
|  | 2355957 | -147.316
|  | 2357483 | -147.3563
|  | 2359009 | -146.4495
|  | 2360535 | -147.0331
|  | 2362061 | -147.5798
|  | 2363587 | -146.3565
|  | 2365112 | -145.9721
|  | 2366638 | -145.923
|  | 2368164 | -146.1814
|  | 2369690 | -146.3289
|  | 2371216 | -146.514
|  | 2372742 | -146.7773
|  | 2374268 | -147.3895
|  | 2375794 | -146.3238
|  | 2377319 | -145.6627
|  | 2378845 | -147.2798
|  | 2380371 | -146.2332
|  | 2381897 | -146.0814
|  | 2383423 | -146.0949
|  | 2384949 | -147.2596
|  | 2386475 | -145.5578
|  | 2388001 | -145.1603
|  | 2389526 | -146.0193
|  | 2391052 | -148.3812
|  | 2392578 | -147.4736
|  | 2394104 | -147.5318
|  | 2395630 | -147.2382
|  | 2397156 | -147.0921
|  | 2398682 | -146.3617
|  | 2400208 | -146.2912
|  | 2401734 | -146.5911
|  | 2403259 | -147.241
|  | 2404785 | -146.9129
|  | 2406311 | -145.9234
|  | 2407837 | -146.8329
|  | 2409363 | -147.1422
|  | 2410889 | -146.8695
|  | 2412415 | -147.4811
|  | 2413941 | -146.9855
|  | 2415466 | -147.2768
|  | 2416992 | -147.0331
|  | 2418518 | -147.6047
|  | 2420044 | -146.0126
|  | 2421570 | -145.6029
|  | 2423096 | -146.1015
|  | 2424622 | -145.7928
|  | 2426148 | -146.7228
|  | 2427673 | -147.7344
|  | 2429199 | -147.3313
|  | 2430725 | -146.5241
|  | 2432251 | -147.8302
|  | 2433777 | -147.0076
|  | 2435303 | -146.8745
|  | 2436829 | -147.0501
|  | 2438355 | -147.4243
|  | 2439880 | -147.7128
|  | 2441406 | -146.1843
|  | 2442932 | -145.8799
|  | 2444458 | -146.0846
|  | 2445984 | -146.7779
|  | 2447510 | -147.0996
|  | 2449036 | -146.1677
|  | 2450562 | -146.9126
|  | 2452088 | -146.1509
|  | 2453613 | -146.9281
|  | 2455139 | -146.5634
|  | 2456665 | -145.9986
|  | 2458191 | -145.9187
|  | 2459717 | -146.9672
|  | 2461243 | -146.0212
|  | 2462769 | -145.8654
|  | 2464295 | -146.6403
|  | 2465820 | -146.3557
|  | 2467346 | -146.8514
|  | 2468872 | -147.0354
|  | 2470398 | -147.4124
|  | 2471924 | -146.6607
|  | 2473450 | -147.2489
|  | 2474976 | -146.4532
|  | 2476502 | -146.2348
|  | 2478027 | -145.8116
|  | 2479553 | -146.1821
|  | 2481079 | -146.828
|  | 2482605 | -147.2442
|  | 2484131 | -148.3216
|  | 2485657 | -146.9344
|  | 2487183 | -147.1825
|  | 2488709 | -146.6846
|  | 2490235 | -146.9886
|  | 2491760 | -146.7772
|  | 2493286 | -146.856
|  | 2494812 | -146.595
|  | 2496338 | -146.3278
|  | 2497864 | -145.8079
|  | 2499390 | -144.6378
|  | 2500916 | -145.4924
|  | 2502442 | -146.3787
|  | 2503967 | -148.0795
|  | 2505493 | -146.5114
|  | 2507019 | -145.8945
|  | 2508545 | -147.716
|  | 2510071 | -147.3788
|  | 2511597 | -145.6965
|  | 2513123 | -145.8013
|  | 2514649 | -146.9731
|  | 2516174 | -147.6003
|  | 2517700 | -145.2865
|  | 2519226 | -145.9076
|  | 2520752 | -146.9071
|  | 2522278 | -146.1502
|  | 2523804 | -145.3704
|  | 2525330 | -146.113
|  | 2526856 | -146.6066
|  | 2528381 | -147.3649
|  | 2529907 | -147.3707
|  | 2531433 | -147.7367
|  | 2532959 | -147.0813
|  | 2534485 | -146.0001
|  | 2536011 | -146.269
|  | 2537537 | -146.3659
|  | 2539063 | -146.2364
|  | 2540589 | -146.0139
|  | 2542114 | -146.0321
|  | 2543640 | -146.9809
|  | 2545166 | -147.1761
|  | 2546692 | -146.9069
|  | 2548218 | -146.8328
|  | 2549744 | -146.75
|  | 2551270 | -146.015
|  | 2552796 | -145.6929
|  | 2554321 | -147.7664
|  | 2555847 | -146.9372
|  | 2557373 | -145.8843
|  | 2558899 | -145.9879
|  | 2560425 | -145.7413
|  | 2561951 | -146.8662
|  | 2563477 | -144.9521
|  | 2565003 | -144.8112
|  | 2566528 | -145.0612
|  | 2568054 | -146.0781
|  | 2569580 | -146.201
|  | 2571106 | -146.4285
|  | 2572632 | -146.5113
|  | 2574158 | -146.8073
|  | 2575684 | -146.0613
|  | 2577210 | -146.9484
|  | 2578735 | -145.7119
|  | 2580261 | -146.3293
|  | 2581787 | -146.8952
|  | 2583313 | -146.1859
|  | 2584839 | -146.4101
|  | 2586365 | -146.5397
|  | 2587891 | -146.7794
|  | 2589417 | -145.7828
|  | 2590943 | -144.8706
|  | 2592468 | -145.3276
|  | 2593994 | -146.6714
|  | 2595520 | -146.4076
|  | 2597046 | -146.4693
|  | 2598572 | -146.2934
|  | 2600098 | -146.6611
|  | 2601624 | -146.9958
|  | 2603150 | -146.8557
|  | 2604675 | -146.5856
|  | 2606201 | -146.3118
|  | 2607727 | -146.1529
|  | 2609253 | -145.4128
|  | 2610779 | -146.3686
|  | 2612305 | -146.2884
|  | 2613831 | -147.0491
|  | 2615357 | -146.9376
|  | 2616882 | -147.2761
|  | 2618408 | -146.164
|  | 2619934 | -145.8419
|  | 2621460 | -145.2771
|  | 2622986 | -146.4559
|  | 2624512 | -145.6372
|  | 2626038 | -146.1056
|  | 2627564 | -146.9514
|  | 2629089 | -145.6003
|  | 2630615 | -144.7401
|  | 2632141 | -145.4932
|  | 2633667 | -145.3304
|  | 2635193 | -145.5088
|  | 2636719 | -145.2556
|  | 2638245 | -144.7417
|  | 2639771 | -145.52
|  | 2641297 | -147.0959
|  | 2642822 | -147.6035
|  | 2644348 | -146.6009
|  | 2645874 | -146.7425
|  | 2647400 | -146.4559
|  | 2648926 | -145.513
|  | 2650452 | -144.5374
|  | 2651978 | -145.4835
|  | 2653504 | -147.4996
|  | 2655029 | -146.9967
|  | 2656555 | -146.3842
|  | 2658081 | -145.4656
|  | 2659607 | -145.094
|  | 2661133 | -146.4104
|  | 2662659 | -146.9771
|  | 2664185 | -146.5417
|  | 2665711 | -145.7314
|  | 2667236 | -145.5861
|  | 2668762 | -147.2886
|  | 2670288 | -146.6078
|  | 2671814 | -146.6186
|  | 2673340 | -147.2075
|  | 2674866 | -147.6919
|  | 2676392 | -145.9559
|  | 2677918 | -145.0246
|  | 2679443 | -145.9252
|  | 2680969 | -146.2746
|  | 2682495 | -145.8998
|  | 2684021 | -146.2215
|  | 2685547 | -146.5194
|  | 2687073 | -146.1294
|  | 2688599 | -146.8449
|  | 2690125 | -146.9691
|  | 2691651 | -146.9494
|  | 2693176 | -146.5019
|  | 2694702 | -146.126
|  | 2696228 | -146.6464
|  | 2697754 | -146.2712
|  | 2699280 | -146.1969
|  | 2700806 | -144.705
|  | 2702332 | -145.0291
|  | 2703858 | -143.6142
|  | 2705383 | -144.5778
|  | 2706909 | -145.6478
|  | 2708435 | -145.7721
|  | 2709961 | -145.5931
|  | 2711487 | -147.4163
|  | 2713013 | -147.015
|  | 2714539 | -146.6296
|  | 2716065 | -146.7146
|  | 2717590 | -145.45
|  | 2719116 | -145.9357
|  | 2720642 | -146.1032
|  | 2722168 | -145.837
|  | 2723694 | -145.7863
|  | 2725220 | -145.8144
|  | 2726746 | -146.7539
|  | 2728272 | -147.5962
|  | 2729797 | -147.3109
|  | 2731323 | -146.6559
|  | 2732849 | -146.0185
|  | 2734375 | -145.2062
|  | 2735901 | -146.0637
|  | 2737427 | -145.8391
|  | 2738953 | -146.0414
|  | 2740479 | -145.7237
|  | 2742005 | -146.3169
|  | 2743530 | -147.7283
|  | 2745056 | -147.7246
|  | 2746582 | -147.6649
|  | 2748108 | -147.2685
|  | 2749634 | -146.8015
|  | 2751160 | -146.4369
|  | 2752686 | -146.1063
|  | 2754212 | -146.167
|  | 2755737 | -146.904
|  | 2757263 | -146.7552
|  | 2758789 | -147.6432
|  | 2760315 | -146.677
|  | 2761841 | -145.9494
|  | 2763367 | -145.5931
|  | 2764893 | -146.2676
|  | 2766419 | -146.8386
|  | 2767944 | -146.6317
|  | 2769470 | -145.4631
|  | 2770996 | -146.3561
|  | 2772522 | -147.5389
|  | 2774048 | -147.1623
|  | 2775574 | -145.3216
|  | 2777100 | -144.545
|  | 2778626 | -146.0459
|  | 2780151 | -146.3736
|  | 2781677 | -146.7943
|  | 2783203 | -146.4358
|  | 2784729 | -146.9698
|  | 2786255 | -146.035
|  | 2787781 | -145.5025
|  | 2789307 | -146.1852
|  | 2790833 | -145.4652
|  | 2792359 | -145.7932
|  | 2793884 | -146.4964
|  | 2795410 | -144.7932
|  | 2796936 | -145.1899
|  | 2798462 | -146.3015
|  | 2799988 | -145.7247
|  | 2801514 | -145.8064
|  | 2803040 | -145.093
|  | 2804566 | -145.7253
|  | 2806091 | -146.0169
|  | 2807617 | -145.7946
|  | 2809143 | -145.7104
|  | 2810669 | -145.757
|  | 2812195 | -145.2144
|  | 2813721 | -146.3807
|  | 2815247 | -146.5775
|  | 2816773 | -145.1577
|  | 2818298 | -145.359
|  | 2819824 | -146.4916
|  | 2821350 | -146.941
|  | 2822876 | -146.3437
|  | 2824402 | -147.3233
|  | 2825928 | -146.8962
|  | 2827454 | -145.3382
|  | 2828980 | -144.5452
|  | 2830505 | -145.5209
|  | 2832031 | -146.0489
|  | 2833557 | -145.5561
|  | 2835083 | -144.8626
|  | 2836609 | -145.4251
|  | 2838135 | -145.1147
|  | 2839661 | -145.3708
|  | 2841187 | -147.0157
|  | 2842713 | -147.1854
|  | 2844238 | -146.6197
|  | 2845764 | -146.3305
|  | 2847290 | -145.9307
|  | 2848816 | -145.3606
|  | 2850342 | -146.5013
|  | 2851868 | -146.9097
|  | 2853394 | -146.0899
|  | 2854920 | -145.9722
|  | 2856445 | -146.8978
|  | 2857971 | -146.717
|  | 2859497 | -146.4647
|  | 2861023 | -146.5595
|  | 2862549 | -146.9333
|  | 2864075 | -146.6985
|  | 2865601 | -146.3197
|  | 2867127 | -146.6939
|  | 2868652 | -146.4024
|  | 2870178 | -146.7258
|  | 2871704 | -145.9589
|  | 2873230 | -145.1563
|  | 2874756 | -145.6571
|  | 2876282 | -146.4345
|  | 2877808 | -147.1126
|  | 2879334 | -146.4651
|  | 2880860 | -146.2403
|  | 2882385 | -145.5756
|  | 2883911 | -145.2351
|  | 2885437 | -146.1295
|  | 2886963 | -147.3597
|  | 2888489 | -146.6196
|  | 2890015 | -147.3426
|  | 2891541 | -146.9998
|  | 2893067 | -145.5843
|  | 2894592 | -145.0764
|  | 2896118 | -145.9214
|  | 2897644 | -146.1605
|  | 2899170 | -146.7334
|  | 2900696 | -145.9006
|  | 2902222 | -145.7232
|  | 2903748 | -146.1997
|  | 2905274 | -145.9032
|  | 2906799 | -146.3759
|  | 2908325 | -147.2465
|  | 2909851 | -146.7576
|  | 2911377 | -146.575
|  | 2912903 | -145.9506
|  | 2914429 | -147.1812
|  | 2915955 | -147.2426
|  | 2917481 | -146.5948
|  | 2919006 | -147.0516
|  | 2920532 | -147.2053
|  | 2922058 | -146.6094
|  | 2923584 | -146.5725
|  | 2925110 | -147.2276
|  | 2926636 | -146.252
|  | 2928162 | -148.1802
|  | 2929688 | -147.3974
|  | 2931214 | -146.939
|  | 2932739 | -147.3937
|  | 2934265 | -147.4007
|  | 2935791 | -146.144
|  | 2937317 | -146.6039
|  | 2938843 | -145.5651
|  | 2940369 | -144.7978
|  | 2941895 | -146.1527
|  | 2943421 | -147.2322
|  | 2944946 | -146.8458
|  | 2946472 | -145.9234
|  | 2947998 | -146.2552
|  | 2949524 | -146.7662
|  | 2951050 | -147.0058
|  | 2952576 | -146.9277
|  | 2954102 | -146.8509
|  | 2955628 | -147.0912
|  | 2957153 | -147.1904
|  | 2958679 | -147.2466
|  | 2960205 | -147.0097
|  | 2961731 | -147.6577
|  | 2963257 | -147.8761
|  | 2964783 | -147.457
|  | 2966309 | -147.3708
|  | 2967835 | -145.9973
|  | 2969360 | -146.2436
|  | 2970886 | -147.0763
|  | 2972412 | -148.1544
|  | 2973938 | -148.4254
|  | 2975464 | -147.8084
|  | 2976990 | -147.9095
|  | 2978516 | -146.4051
|  | 2980042 | -146.8101
|  | 2981568 | -147.6724
|  | 2983093 | -147.2914
|  | 2984619 | -148.4017
|  | 2986145 | -148.0673
|  | 2987671 | -147.3302
|  | 2989197 | -146.9743
|  | 2990723 | -148.0226
|  | 2992249 | -147.8726
|  | 2993775 | -147.61
|  | 2995300 | -149.6202
|  | 2996826 | -146.9877
|  | 2998352 | -145.9011
|  | 2999878 | -147.7797
|  | 3001404 | -147.8457

## Frequency Noise
DBR78TK Frequency Noise Spectral Density
|  | Frequency (Hz) | Frequency Noise Spectral Density (Hz/√Hz)
|  | 10 | 163366.3209
|  | 10.2 | 157381.6936
|  | 10.4 | 176440.3776
|  | 10.6 | 164206.9616
Product Raw Data |  | 10.8 | 146907.4989
Turnkey Low-Noise DBR Laser System, 780 nm, PM Fiber, FC/APC |  | 11 | 148983.2877
|  | 11.2 | 133633.3824
Item # | DBR78TK | 11.4 | 130038.3037
DISCLAIMER: The data presented here are typical. Slight variations in performance data will occur from lot to lot. Please contact Technical Support with any questions regarding the use or reliability of this data. |  | 11.6 | 156547.8149
|  | 11.8 | 164245.9906
|  | 12 | 134165.5431
|  | 12.2 | 141406.2048
|  | 12.4 | 157294.419
|  | 12.6 | 147803.3423
This data may be used in publications. However, please cite Thorlabs as the source. |  | 12.8 | 130883.7703
|  | 13 | 127661.7874
|  | 13.2 | 117246.6518
Additional Information: |  | 13.4 | 91240.4108
Data respresents the typical frequency noise for the DBR78TK laser operated at the factory-set conditions. Specific performance data is provided with each device. |  | 13.6 | 106296.6509
|  | 13.8 | 128689.209
|  | 14 | 132286.043
|  | 14.2 | 113576.0399
|  | 14.4 | 107706.4686
|  | 14.6 | 100898.4338
|  | 14.8 | 104434.0739
|  | 15 | 115948.0539
|  | 15.2 | 109037.3691
|  | 15.4 | 99270.6848
|  | 15.6 | 88141.5131
|  | 15.8 | 98107.2406
|  | 16 | 102590.0765
|  | 16.2 | 90605.6184
|  | 16.4 | 101735.582
|  | 16.6 | 108494.4633
|  | 16.8 | 107423.1796
|  | 17 | 96135.996
|  | 17.2 | 87042.0933
|  | 17.4 | 86235.8374
|  | 17.6 | 88495.3229
|  | 17.8 | 87137.5862
|  | 18 | 77724.3403
|  | 18.2 | 68462.3025
|  | 18.4 | 68569.6464
|  | 18.6 | 73848.9195
|  | 18.8 | 72182.6946
|  | 19 | 78173.599
|  | 19.2 | 68116.9823
|  | 19.4 | 66706.0537
|  | 19.6 | 66227.4596
|  | 19.8 | 74004.7575
|  | 20 | 67647.2668
|  | 20.2 | 75501.3052
|  | 20.4 | 67677.1901
|  | 20.6 | 57609.068
|  | 20.8 | 61861.3434
|  | 21 | 64242.6795
|  | 21.2 | 57709.3208
|  | 21.4 | 55710.1997
|  | 21.6 | 54309.3802
|  | 21.8 | 58696.57
|  | 22 | 57052.6789
|  | 22.2 | 54828.1524
|  | 22.4 | 50261.6957
|  | 22.6 | 50339.1708
|  | 22.8 | 46762.0391
|  | 23 | 49251.4765
|  | 23.2 | 46166.982
|  | 23.4 | 49048.0983
|  | 23.6 | 44990.0809
|  | 23.8 | 42936.7827
|  | 24 | 40926.6628
|  | 24.2 | 43732.7729
|  | 24.4 | 41690.2105
|  | 24.6 | 39617.2918
|  | 24.8 | 44613.5925
|  | 25 | 40675.4685
|  | 25.2 | 33339.4287
|  | 25.4 | 36618.8032
|  | 25.6 | 39981.4869
|  | 25.8 | 36695.8634
|  | 26 | 37931.5398
|  | 26.2 | 38185.4861
|  | 26.4 | 36680.2851
|  | 26.6 | 32286.0697
|  | 26.8 | 31076.5986
|  | 27 | 30987.5326
|  | 27.2 | 30011.2646
|  | 27.4 | 26772.3814
|  | 27.6 | 28022.3568
|  | 27.8 | 34232.3591
|  | 28 | 34375.8197
|  | 28.2 | 29410.5745
|  | 28.4 | 29092.8703
|  | 28.6 | 30168.554
|  | 28.8 | 29555.3792
|  | 29 | 26663.6562
|  | 29.2 | 25540.0669
|  | 29.4 | 25917.2822
|  | 29.6 | 23629.8596
|  | 29.8 | 24555.1915
|  | 30 | 25211.644
|  | 30.2 | 25520.6337
|  | 30.4 | 26077.4356
|  | 30.6 | 24598.8276
|  | 30.8 | 22191.7787
|  | 31 | 23535.8828
|  | 31.2 | 21879.5804
|  | 31.4 | 20769.1551
|  | 31.6 | 21469.361
|  | 31.8 | 21249.4506
|  | 32 | 19375.1994
|  | 32.2 | 19984.2127
|  | 32.4 | 19266.9415
|  | 32.6 | 20417.9071
|  | 32.8 | 19794.4197
|  | 33 | 18763.0815
|  | 33.2 | 19140.1311
|  | 33.4 | 17080.1039
|  | 33.6 | 15922.3096
|  | 33.8 | 18102.2306
|  | 34 | 18662.4522
|  | 34.2 | 17576.5499
|  | 34.4 | 17051.1629
|  | 34.6 | 15509.1702
|  | 34.8 | 15667.7688
|  | 35 | 16294.1062
|  | 35.2 | 16652.0279
|  | 35.4 | 16412.4047
|  | 35.6 | 15730.1754
|  | 35.8 | 14921.129
|  | 36 | 17008.6904
|  | 36.2 | 15996.4262
|  | 36.4 | 15427.7688
|  | 36.6 | 17001.7464
|  | 36.8 | 16497.7724
|  | 37 | 14748.5947
|  | 37.2 | 12738.7386
|  | 37.4 | 14003.5696
|  | 37.6 | 15129.6713
|  | 37.8 | 13705.1289
|  | 38 | 13341.5356
|  | 38.2 | 13098.458
|  | 38.4 | 13834.8888
|  | 38.6 | 14260.959
|  | 38.8 | 13915.2396
|  | 39 | 14913.0947
|  | 39.2 | 13651.2724
|  | 39.4 | 13406.9294
|  | 39.6 | 13485.6375
|  | 39.8 | 11258.0934
|  | 40 | 12344.2469
|  | 40.2 | 11786.7958
|  | 40.4 | 12535.8498
|  | 40.6 | 13716.3141
|  | 40.8 | 13589.1158
|  | 41 | 12238.8651
|  | 41.2 | 11359.4982
|  | 41.4 | 10524.9324
|  | 41.6 | 9847.2362
|  | 41.8 | 9982.4906
|  | 42 | 10366.891
|  | 42.2 | 10116.5423
|  | 42.4 | 10901.5837
|  | 42.6 | 10141.9242
|  | 42.8 | 8400.4704
|  | 43 | 8384.716
|  | 43.2 | 9246.8565
|  | 43.4 | 9372.525
|  | 43.6 | 9823.5436
|  | 43.8 | 10897.3945
|  | 44 | 10877.7144
|  | 44.2 | 10843.9474
|  | 44.4 | 9988.5309
|  | 44.6 | 10161.6711
|  | 44.8 | 9599.8074
|  | 45 | 8910.8344
|  | 45.2 | 8849.2597
|  | 45.4 | 9423.7166
|  | 45.6 | 10629.7113
|  | 45.8 | 10259.8104
|  | 46 | 9100.0087
|  | 46.2 | 8551.5647
|  | 46.4 | 8662.2334
|  | 46.6 | 8764.4235
|  | 46.8 | 8909.7362
|  | 47 | 8487.2497
|  | 47.2 | 8057.5166
|  | 47.4 | 8118.9693
|  | 47.6 | 9198.2394
|  | 47.8 | 10013.27
|  | 48 | 8872.5101
|  | 48.2 | 10100.9379
|  | 48.4 | 9454.7774
|  | 48.6 | 8894.6045
|  | 48.8 | 9051.0883
|  | 49 | 8097.2901
|  | 49.2 | 8424.77
|  | 49.4 | 9106.2531
|  | 49.6 | 8801.7863
|  | 49.8 | 9884.1425
|  | 50 | 9774.9732
|  | 50.2 | 8387.0983
|  | 50.4 | 7636.0015
|  | 50.6 | 7843.6028
|  | 50.8 | 7977.1583
|  | 51 | 7819.297
|  | 51.2 | 8488.6129
|  | 51.4 | 7974.6546
|  | 51.6 | 8033.3275
|  | 51.8 | 7978.3817
|  | 52 | 8732.4472
|  | 52.2 | 8595.11
|  | 52.4 | 8026.8313
|  | 52.6 | 7344.7754
|  | 52.8 | 6979.9281
|  | 53 | 7893.1641
|  | 53.2 | 8437.8782
|  | 53.4 | 8713.1216
|  | 53.6 | 7745.7979
|  | 53.8 | 8272.2073
|  | 54 | 8663.899
|  | 54.2 | 7976.0163
|  | 54.4 | 6514.7971
|  | 54.6 | 6923.2368
|  | 54.8 | 8070.1705
|  | 55 | 8023.533
|  | 55.2 | 7959.9906
|  | 55.4 | 6886.7503
|  | 55.6 | 7314.5423
|  | 55.8 | 7645.2877
|  | 56 | 7522.3077
|  | 56.2 | 7874.4355
|  | 56.4 | 7378.2989
|  | 56.6 | 7282.058
|  | 56.8 | 8509.0783
|  | 57 | 8810.3618
|  | 57.2 | 7436.1984
|  | 57.4 | 7051.5846
|  | 57.6 | 7533.3486
|  | 57.8 | 7631.6205
|  | 58 | 7579.7802
|  | 58.2 | 8048.0966
|  | 58.4 | 8701.6539
|  | 58.6 | 8945.5782
|  | 58.8 | 7686.771
|  | 59 | 7252.3647
|  | 59.2 | 7266.6323
|  | 59.4 | 6810.3078
|  | 59.6 | 6432.6202
|  | 59.8 | 12977.0508
|  | 60 | 20496.4151
|  | 60.2 | 11542.3738
|  | 60.4 | 6587.3466
|  | 60.6 | 6256.7691
|  | 60.8 | 6658.5806
|  | 61 | 6377.3664
|  | 61.2 | 6763.7998
|  | 61.4 | 6075.418
|  | 61.6 | 6342.1262
|  | 61.8 | 6647.5121
|  | 62 | 6175.9178
|  | 62.2 | 6786.3181
|  | 62.4 | 6602.4634
|  | 62.6 | 6413.732
|  | 62.8 | 7473.6618
|  | 63 | 6828.1545
|  | 63.2 | 6776.2621
|  | 63.4 | 6849.9238
|  | 63.6 | 6456.123
|  | 63.8 | 6422.8063
|  | 64 | 6850.2201
|  | 64.2 | 6460.1861
|  | 64.4 | 6279.3868
|  | 64.6 | 6840.4076
|  | 64.8 | 7685.9987
|  | 65 | 6727.3886
|  | 65.2 | 5941.7854
|  | 65.4 | 6412.9579
|  | 65.6 | 6396.4748
|  | 65.8 | 6363.2427
|  | 66 | 6653.2118
|  | 66.2 | 7111.2882
|  | 66.4 | 6856.3885
|  | 66.6 | 6252.9214
|  | 66.8 | 5960.0923
|  | 67 | 6493.633
|  | 67.2 | 6491.3282
|  | 67.4 | 6827.4684
|  | 67.6 | 6083.6409
|  | 67.8 | 6450.7733
|  | 68 | 6198.4037
|  | 68.2 | 6589.6428
|  | 68.4 | 6841.8689
|  | 68.6 | 6707.7665
|  | 68.8 | 6783.1832
|  | 69 | 6131.1579
|  | 69.2 | 5929.4752
|  | 69.4 | 6820.3808
|  | 69.6 | 6370.831
|  | 69.8 | 5697.2813
|  | 70 | 5721.9057
|  | 70.2 | 6553.6259
|  | 70.4 | 6647.5474
|  | 70.6 | 6289.4793
|  | 70.8 | 6055.9447
|  | 71 | 5596.7065
|  | 71.2 | 5562.8893
|  | 71.4 | 5754.3369
|  | 71.6 | 6291.2693
|  | 71.8 | 5820.1432
|  | 72 | 5951.3969
|  | 72.2 | 6593.4787
|  | 72.4 | 6548.469
|  | 72.6 | 6668.1494
|  | 72.8 | 6656.9938
|  | 73 | 5886.5997
|  | 73.2 | 5387.6165
|  | 73.4 | 5508.2372
|  | 73.6 | 5952.3571
|  | 73.8 | 5831.1825
|  | 74 | 6183.9154
|  | 74.2 | 6167.4146
|  | 74.4 | 5788.0491
|  | 74.6 | 5381.5407
|  | 74.8 | 5550.9159
|  | 75 | 5212.8219
|  | 75.2 | 6146.4291
|  | 75.4 | 6453.0686
|  | 75.6 | 6616.4329
|  | 75.8 | 6447.9399
|  | 76 | 6180.9339
|  | 76.2 | 5270.7116
|  | 76.4 | 5534.5641
|  | 76.6 | 6782.2699
|  | 76.8 | 6645.0649
|  | 77 | 5142.3182
|  | 77.2 | 4766.0589
|  | 77.4 | 5896.3716
|  | 77.6 | 5911.9576
|  | 77.8 | 5330.4947
|  | 78 | 4730.5095
|  | 78.2 | 5167.4886
|  | 78.4 | 5251.4116
|  | 78.6 | 5216.1222
|  | 78.8 | 5691.1541
|  | 79 | 5273.4232
|  | 79.2 | 5379.8939
|  | 79.4 | 5824.3541
|  | 79.6 | 5769.9364
|  | 79.8 | 5941.8761
|  | 80 | 5786.322
|  | 80.2 | 5391.1919
|  | 80.4 | 5200.108
|  | 80.6 | 5206.2141
|  | 80.8 | 5594.038
|  | 81 | 5850.0687
|  | 81.2 | 5454.599
|  | 81.4 | 5359.3509
|  | 81.6 | 5583.5994
|  | 81.8 | 5966.7972
|  | 82 | 5779.2378
|  | 82.2 | 6249.4053
|  | 82.4 | 6576.2521
|  | 82.6 | 5774.0526
|  | 82.8 | 5538.9577
|  | 83 | 5408.099
|  | 83.2 | 5047.4716
|  | 83.4 | 5233.45
|  | 83.6 | 5370.4723
|  | 83.8 | 5293.2607
|  | 84 | 4835.0786
|  | 84.2 | 5564.2787
|  | 84.4 | 5064.0333
|  | 84.6 | 4736.7234
|  | 84.8 | 5175.9821
|  | 85 | 5204.5486
|  | 85.2 | 4912.6026
|  | 85.4 | 4854.4669
|  | 85.6 | 5299.8671
|  | 85.8 | 5232.3546
|  | 86 | 4695.9049
|  | 86.2 | 5211.6885
|  | 86.4 | 5780.0187
|  | 86.6 | 5110.9786
|  | 86.8 | 5938.0476
|  | 87 | 5828.3656
|  | 87.2 | 5816.4256
|  | 87.4 | 5110.2317
|  | 87.6 | 5093.6032
|  | 87.8 | 5415.9145
|  | 88 | 4775.865
|  | 88.2 | 4987.9924
|  | 88.4 | 5769.8077
|  | 88.6 | 6283.3776
|  | 88.8 | 5402.1712
|  | 89 | 5145.9287
|  | 89.2 | 4641.5136
|  | 89.4 | 5179.3988
|  | 89.6 | 5187.0766
|  | 89.8 | 4869.568
|  | 90 | 4992.5709
|  | 90.2 | 5043.8124
|  | 90.4 | 5037.2221
|  | 90.6 | 5233.2927
|  | 90.8 | 5750.7292
|  | 91 | 5703.7599
|  | 91.2 | 4493.3708
|  | 91.4 | 4853.7412
|  | 91.6 | 5210.7701
|  | 91.8 | 5123.0756
|  | 92 | 4833.2106
|  | 92.2 | 5036.8448
|  | 92.4 | 5216.0762
|  | 92.6 | 5733.6302
|  | 92.8 | 5525.0571
|  | 93 | 5796.532
|  | 93.2 | 4659.2296
|  | 93.4 | 4570.1679
|  | 93.6 | 4638.4246
|  | 93.8 | 4557.4321
|  | 94 | 5078.6495
|  | 94.2 | 5034.7399
|  | 94.4 | 5218.1662
|  | 94.6 | 5696.6369
|  | 94.8 | 5796.2449
|  | 95 | 5942.2612
|  | 95.2 | 6220.6803
|  | 95.4 | 5199.1562
|  | 95.6 | 5044.6703
|  | 95.8 | 5447.9584
|  | 96 | 5601.881
|  | 96.2 | 5190.3843
|  | 96.4 | 4875.7937
|  | 96.6 | 4434.3426
|  | 96.8 | 4670.9003
|  | 97 | 5287.4631
|  | 97.2 | 4965.0438
|  | 97.4 | 4170.1846
|  | 97.6 | 4206.869
|  | 97.8 | 4818.1226
|  | 98 | 4997.96
|  | 98.2 | 5541.0192
|  | 98.4 | 5665.6413
|  | 98.6 | 4879.0403
|  | 98.8 | 5326.4177
|  | 99 | 5536.3643
|  | 99.2 | 5438.8108
|  | 99.4 | 5770.728
|  | 99.6 | 5175.0731
|  | 99.8 | 5247.4689
|  | 100 | 5781.4681
|  | 100 | 5128.5073
|  | 102 | 5244.1083
|  | 104 | 5331.2482
|  | 106 | 5220.793
|  | 108 | 5182.5176
|  | 110 | 4731.2191
|  | 112 | 4494.3248
|  | 114 | 4287.0344
|  | 116 | 4286.0954
|  | 118 | 4541.3554
|  | 120 | 4738.7056
|  | 122 | 4620.236
|  | 124 | 4533.1676
|  | 126 | 4072.4129
|  | 128 | 4300.5115
|  | 130 | 4625.2129
|  | 132 | 4808.2444
|  | 134 | 4894.1583
|  | 136 | 4518.4995
|  | 138 | 4389.6994
|  | 140 | 4327.6258
|  | 142 | 4140.5746
|  | 144 | 4253.5149
|  | 146 | 3949.2405
|  | 148 | 4103.5101
|  | 150 | 4107.5413
|  | 152 | 4236.8494
|  | 154 | 3928.139
|  | 156 | 3738.7546
|  | 158 | 3664.3419
|  | 160 | 3651.0536
|  | 162 | 3802.3465
|  | 164 | 3390.9165
|  | 166 | 3097.7654
|  | 168 | 3437.0442
|  | 170 | 3926.7975
|  | 172 | 4032.9504
|  | 174 | 3913.1526
|  | 176 | 3952.2602
|  | 178 | 3635.0729
|  | 180 | 4706.611
|  | 182 | 3795.7483
|  | 184 | 3335.993
|  | 186 | 3504.6085
|  | 188 | 3654.9868
|  | 190 | 3525.4665
|  | 192 | 3563.8793
|  | 194 | 3249.5762
|  | 196 | 3239.146
|  | 198 | 3199.6131
|  | 200 | 3430.4602
|  | 202 | 3380.0176
|  | 204 | 3177.3696
|  | 206 | 3057.684
|  | 208 | 3153.1967
|  | 210 | 3081.0457
|  | 212 | 2757.0379
|  | 214 | 2853.056
|  | 216 | 3162.4352
|  | 218 | 3218.5022
|  | 220 | 3186.9343
|  | 222 | 3251.5977
|  | 224 | 3438.5489
|  | 226 | 3141.4718
|  | 228 | 2986.3484
|  | 230 | 3152.6908
|  | 232 | 3352.3065
|  | 234 | 3289.8643
|  | 236 | 2978.4108
|  | 238 | 2956.0968
|  | 240 | 3048.3428
|  | 242 | 3042.2992
|  | 244 | 2781.2161
|  | 246 | 2852.7821
|  | 248 | 2983.313
|  | 250 | 3373.0842
|  | 252 | 3501.7772
|  | 254 | 3367.0183
|  | 256 | 2833.779
|  | 258 | 2752.402
|  | 260 | 2589.7917
|  | 262 | 2765.4037
|  | 264 | 2706.9245
|  | 266 | 2736.9588
|  | 268 | 2832.2445
|  | 270 | 2913.7743
|  | 272 | 2975.1926
|  | 274 | 3316.0527
|  | 276 | 3113.4372
|  | 278 | 2799.1229
|  | 280 | 2533.9888
|  | 282 | 3026.6479
|  | 284 | 3149.7539
|  | 286 | 2944.3207
|  | 288 | 2696.7478
|  | 290 | 2766.4539
|  | 292 | 2840.8108
|  | 294 | 2957.7064
|  | 296 | 3173.217
|  | 298 | 2893.8814
|  | 300 | 2767.4527
|  | 302 | 2634.1096
|  | 304 | 2550.1544
|  | 306 | 2638.0338
|  | 308 | 2602.2444
|  | 310 | 2700.1816
|  | 312 | 2831.663
|  | 314 | 2954.1791
|  | 316 | 2955.8803
|  | 318 | 2808.469
|  | 320 | 2529.6381
|  | 322 | 2665.3452
|  | 324 | 2880.1903
|  | 326 | 2707.7065
|  | 328 | 2662.0219
|  | 330 | 2608.1458
|  | 332 | 2539.1774
|  | 334 | 2606.371
|  | 336 | 2611.0784
|  | 338 | 2670.9189
|  | 340 | 2605.3326
|  | 342 | 2138.5694
|  | 344 | 2408.2713
|  | 346 | 2626.7151
|  | 348 | 2652.2193
|  | 350 | 2438.0439
|  | 352 | 2398.7358
|  | 354 | 2492.5389
|  | 356 | 2416.8975
|  | 358 | 2302.5183
|  | 360 | 1990.4537
|  | 362 | 2198.0896
|  | 364 | 2508.343
|  | 366 | 2535.3085
|  | 368 | 2303.8796
|  | 370 | 2396.8817
|  | 372 | 2556.7268
|  | 374 | 2530.557
|  | 376 | 2182.9438
|  | 378 | 2435.6148
|  | 380 | 2748.7694
|  | 382 | 2776.7504
|  | 384 | 2719.1902
|  | 386 | 2500.665
|  | 388 | 2485.5454
|  | 390 | 2482.3654
|  | 392 | 2287.1402
|  | 394 | 2194.5014
|  | 396 | 2209.5202
|  | 398 | 2204.3166
|  | 400 | 2150.4571
|  | 402 | 2241.4402
|  | 404 | 2344.9094
|  | 406 | 2401.233
|  | 408 | 2258.9639
|  | 410 | 2214.3582
|  | 412 | 2165.4476
|  | 414 | 2091.1921
|  | 416 | 2021.2923
|  | 418 | 2195.4877
|  | 420 | 2456.0429
|  | 422 | 2399.2985
|  | 424 | 2287.6517
|  | 426 | 2183.2654
|  | 428 | 2154.2629
|  | 430 | 2366.5245
|  | 432 | 2356.7046
|  | 434 | 2275.8995
|  | 436 | 2309.3183
|  | 438 | 2503.0091
|  | 440 | 2482.0873
|  | 442 | 2324.2223
|  | 444 | 2192.3445
|  | 446 | 2301.2428
|  | 448 | 2377.7543
|  | 450 | 2267.5112
|  | 452 | 2237.922
|  | 454 | 2059.07
|  | 456 | 2264.205
|  | 458 | 2619.413
|  | 460 | 2510.9296
|  | 462 | 2465.4321
|  | 464 | 2226.389
|  | 466 | 2107.669
|  | 468 | 2056.7564
|  | 470 | 2104.3601
|  | 472 | 2138.1
|  | 474 | 2182.3127
|  | 476 | 2004.4319
|  | 478 | 2015.1146
|  | 480 | 2183.2714
|  | 482 | 2276.8136
|  | 484 | 2194.8803
|  | 486 | 2234.0369
|  | 488 | 2440.0172
|  | 490 | 2334.8354
|  | 492 | 2109.9492
|  | 494 | 2103.96
|  | 496 | 2177.754
|  | 498 | 2244.1084
|  | 500 | 2203.9942
|  | 502 | 2144.7686
|  | 504 | 2211.1367
|  | 506 | 2419.5251
|  | 508 | 2201.2344
|  | 510 | 2023.9903
|  | 512 | 1991.8814
|  | 514 | 1925.9227
|  | 516 | 2095.9223
|  | 518 | 2002.2356
|  | 520 | 2120.4058
|  | 522 | 2130.7197
|  | 524 | 2267.5215
|  | 526 | 2465.813
|  | 528 | 2220.1099
|  | 530 | 2407.8622
|  | 532 | 2516.3852
|  | 534 | 2438.6986
|  | 536 | 2438.5482
|  | 538 | 2304.551
|  | 540 | 2561.9824
|  | 542 | 2432.8829
|  | 544 | 2486.9612
|  | 546 | 2333.6749
|  | 548 | 1972.7325
|  | 550 | 1993.315
|  | 552 | 2186.1511
|  | 554 | 2427.4866
|  | 556 | 2892.333
|  | 558 | 2497.5129
|  | 560 | 2406.0548
|  | 562 | 2414.6002
|  | 564 | 2234.2265
|  | 566 | 2130.325
|  | 568 | 2161.5111
|  | 570 | 2083.1051
|  | 572 | 2122.0701
|  | 574 | 2201.6186
|  | 576 | 1948.6377
|  | 578 | 1855.2065
|  | 580 | 1978.8883
|  | 582 | 2149.4765
|  | 584 | 1983.1999
|  | 586 | 1935.5128
|  | 588 | 1944.4836
|  | 590 | 1947.441
|  | 592 | 1999.9125
|  | 594 | 1854.8601
|  | 596 | 2020.0331
|  | 598 | 1949.72
|  | 600 | 2115.2245
|  | 602 | 2057.6287
|  | 604 | 2144.819
|  | 606 | 2105.2631
|  | 608 | 2123.2994
|  | 610 | 2184.426
|  | 612 | 2090.4859
|  | 614 | 2052.4067
|  | 616 | 1996.9475
|  | 618 | 2242.0173
|  | 620 | 2232.4408
|  | 622 | 1964.5246
|  | 624 | 2046.58
|  | 626 | 2072.4427
|  | 628 | 2034.4129
|  | 630 | 1968.1571
|  | 632 | 1948.0916
|  | 634 | 1930.2416
|  | 636 | 1978.0091
|  | 638 | 1963.3014
|  | 640 | 1970.813
|  | 642 | 1883.6164
|  | 644 | 1854.8748
|  | 646 | 1889.3601
|  | 648 | 1964.9118
|  | 650 | 1775.5421
|  | 652 | 1755.2818
|  | 654 | 1747.6965
|  | 656 | 1708.3663
|  | 658 | 1667.4146
|  | 660 | 1791.2124
|  | 662 | 1924.7523
|  | 664 | 1993.6821
|  | 666 | 1902.2336
|  | 668 | 1730.546
|  | 670 | 1863.7939
|  | 672 | 1750.1605
|  | 674 | 1717.2267
|  | 676 | 1752.805
|  | 678 | 1824.4243
|  | 680 | 1876.9319
|  | 682 | 1716.0437
|  | 684 | 1803.2608
|  | 686 | 1985.4245
|  | 688 | 1647.0652
|  | 690 | 1792.358
|  | 692 | 1961.859
|  | 694 | 1987.1684
|  | 696 | 1745.0032
|  | 698 | 1442.3224
|  | 700 | 1703.7872
|  | 702 | 1857.7447
|  | 704 | 1853.9396
|  | 706 | 1821.8575
|  | 708 | 1711.9307
|  | 710 | 1942.477
|  | 712 | 1911.8708
|  | 714 | 1891.4795
|  | 716 | 1895.3807
|  | 718 | 1816.6651
|  | 720 | 1720.6229
|  | 722 | 1794.3639
|  | 724 | 1920.5444
|  | 726 | 1953.5172
|  | 728 | 2050.6189
|  | 730 | 1956.6081
|  | 732 | 1862.0183
|  | 734 | 1823.7996
|  | 736 | 1852.9498
|  | 738 | 1908.2701
|  | 740 | 1995.0108
|  | 742 | 2136.1584
|  | 744 | 2064.0349
|  | 746 | 1674.3973
|  | 748 | 1586.5153
|  | 750 | 1753.5251
|  | 752 | 1796.4312
|  | 754 | 1891.9229
|  | 756 | 1606.4511
|  | 758 | 1529.1716
|  | 760 | 1583.0018
|  | 762 | 1588.9937
|  | 764 | 1645.1014
|  | 766 | 1713.6965
|  | 768 | 1711.9177
|  | 770 | 1705.5278
|  | 772 | 1802.6575
|  | 774 | 1762.9077
|  | 776 | 1815.015
|  | 778 | 1847.4002
|  | 780 | 1847.2916
|  | 782 | 1961.6564
|  | 784 | 1947.5062
|  | 786 | 1740.1975
|  | 788 | 1925.3789
|  | 790 | 2134.9542
|  | 792 | 2072.6113
|  | 794 | 2019.0426
|  | 796 | 1934.8666
|  | 798 | 1805.6014
|  | 800 | 1858.1072
|  | 802 | 1873.6693
|  | 804 | 2174.2236
|  | 806 | 2279.7858
|  | 808 | 2607.652
|  | 810 | 2879.7792
|  | 812 | 3710.5743
|  | 814 | 5539.0509
|  | 816 | 11148.4917
|  | 818 | 27779.1095
|  | 820 | 21628.9596
|  | 822 | 6982.8413
|  | 824 | 4852.4083
|  | 826 | 3121.0363
|  | 828 | 2688.992
|  | 830 | 2650.0816
|  | 832 | 2239.0395
|  | 834 | 1901.6023
|  | 836 | 1925.659
|  | 838 | 2397.1937
|  | 840 | 2075.8754
|  | 842 | 2126.0169
|  | 844 | 4750.2872
|  | 846 | 6207.6236
|  | 848 | 4745.5348
|  | 850 | 2799.9631
|  | 852 | 2594.8436
|  | 854 | 2523.0879
|  | 856 | 1928.352
|  | 858 | 1702.8468
|  | 860 | 1743.4443
|  | 862 | 1811.2744
|  | 864 | 1773.7709
|  | 866 | 1752.1704
|  | 868 | 1570.2442
|  | 870 | 1517.666
|  | 872 | 1592.37
|  | 874 | 1598.8665
|  | 876 | 1601.9516
|  | 878 | 1602.6205
|  | 880 | 1664.7046
|  | 882 | 1795.4483
|  | 884 | 1677.5192
|  | 886 | 1648.2594
|  | 888 | 1839.1818
|  | 890 | 1763.9611
|  | 892 | 1827.4738
|  | 894 | 2108.6575
|  | 896 | 2044.916
|  | 898 | 2110.5024
|  | 900 | 2042.2139
|  | 902 | 1946.4338
|  | 904 | 2528.2045
|  | 906 | 3099.1439
|  | 908 | 3386.2232
|  | 910 | 5347.3949
|  | 912 | 7956.5018
|  | 914 | 23272.8421
|  | 916 | 30582.0501
|  | 918 | 12846.0084
|  | 920 | 6416.62
|  | 922 | 4011.9635
|  | 924 | 3323.8213
|  | 926 | 2800.6504
|  | 928 | 2255.6043
|  | 930 | 1931.8733
|  | 932 | 2223.1641
|  | 934 | 1960.0538
|  | 936 | 1910.2288
|  | 938 | 2075.7084
|  | 940 | 1803.448
|  | 942 | 1867.6196
|  | 944 | 1805.9704
|  | 946 | 1527.0457
|  | 948 | 1580.6013
|  | 950 | 1621.7862
|  | 952 | 1593.4257
|  | 954 | 1815.9077
|  | 956 | 1818.5663
|  | 958 | 1786.9116
|  | 960 | 1799.0806
|  | 962 | 1714.8223
|  | 964 | 1538.1173
|  | 966 | 1530.8623
|  | 968 | 1607.6985
|  | 970 | 1867.7159
|  | 972 | 1956.9977
|  | 974 | 1479.8713
|  | 976 | 1407.7127
|  | 978 | 1471.9361
|  | 980 | 1494.5847
|  | 982 | 1586.5568
|  | 984 | 1601.6981
|  | 986 | 1670.5368
|  | 988 | 1582.0763
|  | 990 | 1657.5576
|  | 992 | 1776.2739
|  | 994 | 1610.5751
|  | 996 | 1540.6968
|  | 998 | 1363.7021
|  | 1000 | 1465.3998
|  | 1000 | 1621.8523
|  | 1020 | 1612.6124
|  | 1040 | 1654.869
|  | 1060 | 1510.7249
|  | 1080 | 1469.1216
|  | 1100 | 1594.5025
|  | 1120 | 1617.4199
|  | 1140 | 1630.4554
|  | 1160 | 1503.5395
|  | 1180 | 1499.1713
|  | 1200 | 1548.8942
|  | 1220 | 1499.228
|  | 1240 | 1521.129
|  | 1260 | 1423.6299
|  | 1280 | 1320.3347
|  | 1300 | 1415.9518
|  | 1320 | 1475.3499
|  | 1340 | 1499.7937
|  | 1360 | 1472.6079
|  | 1380 | 1402.8338
|  | 1400 | 1371.4836
|  | 1420 | 1430.3856
|  | 1440 | 1229.9077
|  | 1460 | 1254.9228
|  | 1480 | 1287.5911
|  | 1500 | 1301.2309
|  | 1520 | 1372.2557
|  | 1540 | 1318.1012
|  | 1560 | 1297.0033
|  | 1580 | 1398.0714
|  | 1600 | 1323.9489
|  | 1620 | 1441.705
|  | 1640 | 1629.2098
|  | 1660 | 1375.7304
|  | 1680 | 1293.7965
|  | 1700 | 1252.6987
|  | 1720 | 1316.0083
|  | 1740 | 1307.1454
|  | 1760 | 1293.5511
|  | 1780 | 1284.0091
|  | 1800 | 1285.6022
|  | 1820 | 2337.5212
|  | 1840 | 3187.2593
|  | 1860 | 2064.9917
|  | 1880 | 1192.4274
|  | 1900 | 1178.6921
|  | 1920 | 1152.1994
|  | 1940 | 1147.1868
|  | 1960 | 1212.6489
|  | 1980 | 1203.0931
|  | 2000 | 1115.0664
|  | 2020 | 1059.5818
|  | 2040 | 1113.6362
|  | 2060 | 1132.3184
|  | 2080 | 1072.3022
|  | 2100 | 1070.7675
|  | 2120 | 1167.4482
|  | 2140 | 1165.7542
|  | 2160 | 1234.3263
|  | 2180 | 1166.0982
|  | 2200 | 1168.8014
|  | 2220 | 1212.605
|  | 2240 | 1048.6004
|  | 2260 | 1110.6625
|  | 2280 | 1089.8905
|  | 2300 | 1097.6359
|  | 2320 | 1030.9602
|  | 2340 | 1010.9368
|  | 2360 | 1058.1641
|  | 2380 | 1091.5939
|  | 2400 | 1066.1991
|  | 2420 | 1063.7282
|  | 2440 | 1201.7505
|  | 2460 | 1331.9051
|  | 2480 | 1069.7165
|  | 2500 | 1003.2782
|  | 2520 | 956.4972
|  | 2540 | 916.1224
|  | 2560 | 948.5609
|  | 2580 | 972.173
|  | 2600 | 892.1956
|  | 2620 | 856.483
|  | 2640 | 872.7898
|  | 2660 | 914.9302
|  | 2680 | 908.7673
|  | 2700 | 909.548
|  | 2720 | 1074.6942
|  | 2740 | 1850.8764
|  | 2760 | 2055.1322
|  | 2780 | 1534.1073
|  | 2800 | 965.79
|  | 2820 | 928.4286
|  | 2840 | 990.3341
|  | 2860 | 939.8344
|  | 2880 | 879.4573
|  | 2900 | 828.8503
|  | 2920 | 888.6429
|  | 2940 | 839.5663
|  | 2960 | 855.0177
|  | 2980 | 909.861
|  | 3000 | 913.7195
|  | 3020 | 877.2388
|  | 3040 | 834.1966
|  | 3060 | 864.9096
|  | 3080 | 868.4024
|  | 3100 | 828.9708
|  | 3120 | 857.2743
|  | 3140 | 872.8034
|  | 3160 | 909.4704
|  | 3180 | 938.4292
|  | 3200 | 876.007
|  | 3220 | 844.1113
|  | 3240 | 836.7726
|  | 3260 | 931.0749
|  | 3280 | 965.5536
|  | 3300 | 870.906
|  | 3320 | 807.7601
|  | 3340 | 831.3183
|  | 3360 | 812.8478
|  | 3380 | 891.2803
|  | 3400 | 818.4545
|  | 3420 | 730.9608
|  | 3440 | 868.3662
|  | 3460 | 908.9594
|  | 3480 | 840.0367
|  | 3500 | 779.8901
|  | 3520 | 812.4788
|  | 3540 | 760.2311
|  | 3560 | 789.192
|  | 3580 | 794.773
|  | 3600 | 795.7961
|  | 3620 | 778.1648
|  | 3640 | 861.7164
|  | 3660 | 1345.6781
|  | 3680 | 1425.655
|  | 3700 | 1156.15
|  | 3720 | 797.2852
|  | 3740 | 737.6146
|  | 3760 | 765.497
|  | 3780 | 788.4537
|  | 3800 | 762.0098
|  | 3820 | 769.3991
|  | 3840 | 736.2902
|  | 3860 | 761.1617
|  | 3880 | 799.9026
|  | 3900 | 862.627
|  | 3920 | 842.0729
|  | 3940 | 748.3895
|  | 3960 | 738.3711
|  | 3980 | 826.1731
|  | 4000 | 803.1379
|  | 4020 | 871.58
|  | 4040 | 892.8576
|  | 4060 | 835.5569
|  | 4080 | 829.6692
|  | 4100 | 796.8873
|  | 4120 | 803.3346
|  | 4140 | 848.0148
|  | 4160 | 768.4208
|  | 4180 | 769.4757
|  | 4200 | 789.0156
|  | 4220 | 771.6473
|  | 4240 | 690.6774
|  | 4260 | 749.5547
|  | 4280 | 802.9893
|  | 4300 | 781.5572
|  | 4320 | 783.4587
|  | 4340 | 801.7826
|  | 4360 | 781.103
|  | 4380 | 793.4541
|  | 4400 | 842.5681
|  | 4420 | 778.6583
|  | 4440 | 822.4241
|  | 4460 | 846.0421
|  | 4480 | 790.3766
|  | 4500 | 827.3361
|  | 4520 | 821.3642
|  | 4540 | 759.141
|  | 4560 | 751.1785
|  | 4580 | 802.2012
|  | 4600 | 788.5309
|  | 4620 | 719.8429
|  | 4640 | 794.8444
|  | 4660 | 897.389
|  | 4680 | 894.1836
|  | 4700 | 872.3034
|  | 4720 | 731.8258
|  | 4740 | 704.4106
|  | 4760 | 780.1199
|  | 4780 | 841.0749
|  | 4800 | 861.3539
|  | 4820 | 775.4491
|  | 4840 | 715.1273
|  | 4860 | 793.7864
|  | 4880 | 774.2683
|  | 4900 | 781.2061
|  | 4920 | 786.9748
|  | 4940 | 791.3559
|  | 4960 | 726.0353
|  | 4980 | 659.6699
|  | 5000 | 676.7528
|  | 5020 | 676.166
|  | 5040 | 734.6392
|  | 5060 | 705.074
|  | 5080 | 685.4324
|  | 5100 | 652.0948
|  | 5120 | 633.4994
|  | 5140 | 709.6039
|  | 5160 | 680.2359
|  | 5180 | 653.9519
|  | 5200 | 655.0296
|  | 5220 | 673.3222
|  | 5240 | 693.3603
|  | 5260 | 638.6385
|  | 5280 | 699.5756
|  | 5300 | 716.7029
|  | 5320 | 638.5442
|  | 5340 | 628.7413
|  | 5360 | 651.1521
|  | 5380 | 646.5187
|  | 5400 | 618.0796
|  | 5420 | 695.6502
|  | 5440 | 670.2241
|  | 5460 | 628.49
|  | 5480 | 732.7358
|  | 5500 | 704.9189
|  | 5520 | 674.6457
|  | 5540 | 711.2208
|  | 5560 | 668.8949
|  | 5580 | 700.1291
|  | 5600 | 721.5709
|  | 5620 | 655.6039
|  | 5640 | 600.9445
|  | 5660 | 643.7943
|  | 5680 | 644.7799
|  | 5700 | 638.3709
|  | 5720 | 667.6022
|  | 5740 | 666.2482
|  | 5760 | 638.5374
|  | 5780 | 636.668
|  | 5800 | 663.1283
|  | 5820 | 687.3749
|  | 5840 | 699.8205
|  | 5860 | 747.0588
|  | 5880 | 696.498
|  | 5900 | 642.4306
|  | 5920 | 639.7916
|  | 5940 | 653.177
|  | 5960 | 666.0138
|  | 5980 | 695.4821
|  | 6000 | 688.3718
|  | 6020 | 670.8869
|  | 6040 | 711.8184
|  | 6060 | 708.1989
|  | 6080 | 659.9545
|  | 6100 | 664.8059
|  | 6120 | 645.632
|  | 6140 | 632.6975
|  | 6160 | 609.0644
|  | 6180 | 594.3032
|  | 6200 | 568.3232
|  | 6220 | 594.7405
|  | 6240 | 619.9167
|  | 6260 | 670.3673
|  | 6280 | 655.613
|  | 6300 | 642.6294
|  | 6320 | 608.9176
|  | 6340 | 609.3882
|  | 6360 | 655.41
|  | 6380 | 585.7056
|  | 6400 | 660.1781
|  | 6420 | 674.0963
|  | 6440 | 631.1093
|  | 6460 | 634.7202
|  | 6480 | 638.2676
|  | 6500 | 626.7035
|  | 6520 | 607.7188
|  | 6540 | 606.8508
|  | 6560 | 657.1764
|  | 6580 | 689.351
|  | 6600 | 695.391
|  | 6620 | 634.8564
|  | 6640 | 626.2772
|  | 6660 | 657.5574
|  | 6680 | 606.5987
|  | 6700 | 598.7226
|  | 6720 | 617.9475
|  | 6740 | 616.0823
|  | 6760 | 627.2084
|  | 6780 | 638.4489
|  | 6800 | 645.3556
|  | 6820 | 617.8861
|  | 6840 | 600.4254
|  | 6860 | 605.8657
|  | 6880 | 652.9162
|  | 6900 | 620.1827
|  | 6920 | 629.6575
|  | 6940 | 622.6528
|  | 6960 | 683.8629
|  | 6980 | 644.7003
|  | 7000 | 654.1599
|  | 7020 | 663.6309
|  | 7040 | 681.9917
|  | 7060 | 612.9939
|  | 7080 | 651.3218
|  | 7100 | 657.1189
|  | 7120 | 658.5167
|  | 7140 | 648.3888
|  | 7160 | 687.4662
|  | 7180 | 659.9735
|  | 7200 | 616.3183
|  | 7220 | 581.1569
|  | 7240 | 627.7683
|  | 7260 | 655.5383
|  | 7280 | 599.8331
|  | 7300 | 590.8812
|  | 7320 | 590.9056
|  | 7340 | 587.4099
|  | 7360 | 631.3496
|  | 7380 | 659.5089
|  | 7400 | 658.806
|  | 7420 | 694.6904
|  | 7440 | 646.3325
|  | 7460 | 646.2955
|  | 7480 | 633.0838
|  | 7500 | 649.5121
|  | 7520 | 693.179
|  | 7540 | 613.3081
|  | 7560 | 591.1698
|  | 7580 | 626.8821
|  | 7600 | 658.5593
|  | 7620 | 603.6636
|  | 7640 | 624.5568
|  | 7660 | 661.6333
|  | 7680 | 632.6233
|  | 7700 | 582.9717
|  | 7720 | 574.6813
|  | 7740 | 590.0882
|  | 7760 | 590.983
|  | 7780 | 624.1309
|  | 7800 | 638.5157
|  | 7820 | 559.971
|  | 7840 | 570.7449
|  | 7860 | 589.5822
|  | 7880 | 585.6879
|  | 7900 | 632.3357
|  | 7920 | 658.5067
|  | 7940 | 638.3508
|  | 7960 | 623.5607
|  | 7980 | 591.4372
|  | 8000 | 561.5509
|  | 8020 | 566.7117
|  | 8040 | 586.553
|  | 8060 | 613.3965
|  | 8080 | 594.3636
|  | 8100 | 569.9828
|  | 8120 | 540.4197
|  | 8140 | 546.7158
|  | 8160 | 579.0911
|  | 8180 | 576.0347
|  | 8200 | 565.3491
|  | 8220 | 592.8278
|  | 8240 | 570.4118
|  | 8260 | 553.8584
|  | 8280 | 563.1127
|  | 8300 | 603.3682
|  | 8320 | 595.601
|  | 8340 | 618.8475
|  | 8360 | 595.8441
|  | 8380 | 584.5409
|  | 8400 | 521.2904
|  | 8420 | 544.9934
|  | 8440 | 581.2754
|  | 8460 | 546.9678
|  | 8480 | 548.9391
|  | 8500 | 594.0401
|  | 8520 | 559.7387
|  | 8540 | 543.6068
|  | 8560 | 577.5785
|  | 8580 | 622.8228
|  | 8600 | 625.3638
|  | 8620 | 565.7356
|  | 8640 | 552.5413
|  | 8660 | 549.8918
|  | 8680 | 588.1555
|  | 8700 | 618.5861
|  | 8720 | 560.3801
|  | 8740 | 544.1722
|  | 8760 | 564.0134
|  | 8780 | 549.3974
|  | 8800 | 547.6917
|  | 8820 | 570.2751
|  | 8840 | 565.444
|  | 8860 | 548.6713
|  | 8880 | 543.2365
|  | 8900 | 540.7083
|  | 8920 | 575.5539
|  | 8940 | 576.418
|  | 8960 | 610.8325
|  | 8980 | 577.3501
|  | 9000 | 559.409
|  | 9020 | 538.8945
|  | 9040 | 533.4338
|  | 9060 | 584.5332
|  | 9080 | 543.8926
|  | 9100 | 529.163
|  | 9120 | 534.615
|  | 9140 | 537.5071
|  | 9160 | 545.2087
|  | 9180 | 484.7387
|  | 9200 | 525.8889
|  | 9220 | 531.4501
|  | 9240 | 543.1245
|  | 9260 | 541.4824
|  | 9280 | 548.691
|  | 9300 | 616.6235
|  | 9320 | 605.0866
|  | 9340 | 537.0559
|  | 9360 | 519.155
|  | 9380 | 540.1686
|  | 9400 | 614.3896
|  | 9420 | 599.6905
|  | 9440 | 520.666
|  | 9460 | 529.5512
|  | 9480 | 557.1281
|  | 9500 | 552.2727
|  | 9520 | 552.96
|  | 9540 | 488.2903
|  | 9560 | 528.3524
|  | 9580 | 512.3231
|  | 9600 | 529.7795
|  | 9620 | 530.9205
|  | 9640 | 550.8959
|  | 9660 | 576.22
|  | 9680 | 569.0821
|  | 9700 | 524.9986
|  | 9720 | 543.9243
|  | 9740 | 553.3996
|  | 9760 | 514.5805
|  | 9780 | 534.1251
|  | 9800 | 569.8491
|  | 9820 | 592.102
|  | 9840 | 566.7343
|  | 9860 | 561.236
|  | 9880 | 522.5333
|  | 9900 | 520.6841
|  | 9920 | 550.3862
|  | 9940 | 547.918
|  | 9960 | 572.4088
|  | 9980 | 558.5996
|  | 10000 | 599.0983
|  | 10000 | 537.3585
|  | 10200 | 561.6844
|  | 10400 | 512.9582
|  | 10600 | 552.2351
|  | 10800 | 578.2001
|  | 11000 | 525.9615
|  | 11200 | 510.3948
|  | 11400 | 484.7212
|  | 11600 | 440.1874
|  | 11800 | 460.3731
|  | 12000 | 505.7473
|  | 12200 | 510.0731
|  | 12400 | 472.1768
|  | 12600 | 505.6318
|  | 12800 | 485.8279
|  | 13000 | 491.1079
|  | 13200 | 467.9124
|  | 13400 | 403.0289
|  | 13600 | 444.6958
|  | 13800 | 464.8862
|  | 14000 | 478.581
|  | 14200 | 477.2205
|  | 14400 | 471.322
|  | 14600 | 493.7665
|  | 14800 | 455.7494
|  | 15000 | 476.4483
|  | 15200 | 469.2068
|  | 15400 | 450.0336
|  | 15600 | 476.3965
|  | 15800 | 468.4412
|  | 16000 | 466.9864
|  | 16200 | 450.4778
|  | 16400 | 483.5366
|  | 16600 | 483.3598
|  | 16800 | 443.7757
|  | 17000 | 398.3824
|  | 17200 | 401.3671
|  | 17400 | 438.1487
|  | 17600 | 414.4425
|  | 17800 | 408.3765
|  | 18000 | 413.2694
|  | 18200 | 448.4263
|  | 18400 | 410.9932
|  | 18600 | 404.5227
|  | 18800 | 419.2949
|  | 19000 | 435.4669
|  | 19200 | 447.9518
|  | 19400 | 415.512
|  | 19600 | 413.6858
|  | 19800 | 405.4748
|  | 20000 | 389.3903
|  | 20200 | 398.7085
|  | 20400 | 403.5717
|  | 20600 | 384.6115
|  | 20800 | 386.044
|  | 21000 | 384.5852
|  | 21200 | 400.6629
|  | 21400 | 383.6458
|  | 21600 | 349.1256
|  | 21800 | 386.8355
|  | 22000 | 385.4642
|  | 22200 | 393.8656
|  | 22400 | 393.5782
|  | 22600 | 389.694
|  | 22800 | 389.2331
|  | 23000 | 374.361
|  | 23200 | 417.4079
|  | 23400 | 451.3686
|  | 23600 | 430.3339
|  | 23800 | 385.0686
|  | 24000 | 375.8607
|  | 24200 | 398.6903
|  | 24400 | 418.0088
|  | 24600 | 385.9427
|  | 24800 | 381.3739
|  | 25000 | 416.9062
|  | 25200 | 417.5893
|  | 25400 | 421.2283
|  | 25600 | 396.3808
|  | 25800 | 360.8806
|  | 26000 | 378.1739
|  | 26200 | 394.6301
|  | 26400 | 388.7956
|  | 26600 | 383.274
|  | 26800 | 358.5128
|  | 27000 | 358.2383
|  | 27200 | 415.6045
|  | 27400 | 445.8818
|  | 27600 | 414.1416
|  | 27800 | 376.0026
|  | 28000 | 392.4558
|  | 28200 | 405.2256
|  | 28400 | 361.5373
|  | 28600 | 344.7477
|  | 28800 | 357.0365
|  | 29000 | 346.356
|  | 29200 | 355.5653
|  | 29400 | 349.3405
|  | 29600 | 347.6764
|  | 29800 | 367.8089
|  | 30000 | 361.9421
|  | 30200 | 361.4448
|  | 30400 | 391.2015
|  | 30600 | 363.5045
|  | 30800 | 385.5508
|  | 31000 | 383.1518
|  | 31200 | 370.4389
|  | 31400 | 365.2412
|  | 31600 | 361.8748
|  | 31800 | 389.4882
|  | 32000 | 376.5493
|  | 32200 | 340.8501
|  | 32400 | 337.3845
|  | 32600 | 333.5763
|  | 32800 | 354.3153
|  | 33000 | 355.6399
|  | 33200 | 407.6056
|  | 33400 | 364.3308
|  | 33600 | 357.685
|  | 33800 | 370.7694
|  | 34000 | 341.1667
|  | 34200 | 349.4849
|  | 34400 | 359.1229
|  | 34600 | 386.1333
|  | 34800 | 339.468
|  | 35000 | 312.3734
|  | 35200 | 352.5874
|  | 35400 | 336.5437
|  | 35600 | 339.1833
|  | 35800 | 376.8157
|  | 36000 | 369.3075
|  | 36200 | 326.4545
|  | 36400 | 317.2701
|  | 36600 | 342.7023
|  | 36800 | 376.6653
|  | 37000 | 405.8512
|  | 37200 | 397.4312
|  | 37400 | 360.0544
|  | 37600 | 320.2676
|  | 37800 | 366.9579
|  | 38000 | 348.943
|  | 38200 | 346.5124
|  | 38400 | 368.7506
|  | 38600 | 360.5038
|  | 38800 | 348.189
|  | 39000 | 345.787
|  | 39200 | 339.4759
|  | 39400 | 348.212
|  | 39600 | 357.7815
|  | 39800 | 359.7225
|  | 40000 | 353.9444
|  | 40200 | 352.5504
|  | 40400 | 363.8209
|  | 40600 | 372.6349
|  | 40800 | 319.3518
|  | 41000 | 324.9708
|  | 41200 | 311.8294
|  | 41400 | 332.6035
|  | 41600 | 338.7603
|  | 41800 | 334.8899
|  | 42000 | 357.1994
|  | 42200 | 347.0467
|  | 42400 | 320.4517
|  | 42600 | 352.9932
|  | 42800 | 360.6233
|  | 43000 | 338.5262
|  | 43200 | 340.0231
|  | 43400 | 336.0515
|  | 43600 | 338.3034
|  | 43800 | 340.2965
|  | 44000 | 288.7126
|  | 44200 | 332.3865
|  | 44400 | 343.8294
|  | 44600 | 312.952
|  | 44800 | 325.6744
|  | 45000 | 338.3818
|  | 45200 | 327.7739
|  | 45400 | 320.3937
|  | 45600 | 330.3155
|  | 45800 | 330.7898
|  | 46000 | 334.2467
|  | 46200 | 315.1918
|  | 46400 | 310.9651
|  | 46600 | 280.5528
|  | 46800 | 319.6147
|  | 47000 | 314.2983
|  | 47200 | 301.13
|  | 47400 | 312.5899
|  | 47600 | 321.3433
|  | 47800 | 321.9336
|  | 48000 | 315.3531
|  | 48200 | 320.8093
|  | 48400 | 335.9441
|  | 48600 | 346.8937
|  | 48800 | 310.3964
|  | 49000 | 295.5235
|  | 49200 | 282.9643
|  | 49400 | 313.1422
|  | 49600 | 326.4433
|  | 49800 | 345.158
|  | 50000 | 331.0489
|  | 50200 | 330.3761
|  | 50400 | 319.554
|  | 50600 | 320.3018
|  | 50800 | 298.3898
|  | 51000 | 289.5256
|  | 51200 | 296.6991
|  | 51400 | 303.9502
|  | 51600 | 304.3634
|  | 51800 | 318.3508
|  | 52000 | 324.396
|  | 52200 | 316.9282
|  | 52400 | 302.1765
|  | 52600 | 319.9109
|  | 52800 | 332.2561
|  | 53000 | 297.3971
|  | 53200 | 319.1559
|  | 53400 | 289.2627
|  | 53600 | 290.0504
|  | 53800 | 315.3537
|  | 54000 | 317.7399
|  | 54200 | 304.4669
|  | 54400 | 308.7362
|  | 54600 | 323.2007
|  | 54800 | 294.1811
|  | 55000 | 296.9843
|  | 55200 | 310.8687
|  | 55400 | 327.2102
|  | 55600 | 324.6262
|  | 55800 | 339.5811
|  | 56000 | 337.4159
|  | 56200 | 307.6169
|  | 56400 | 307.9243
|  | 56600 | 314.5232
|  | 56800 | 307.6731
|  | 57000 | 301.23
|  | 57200 | 298.4091
|  | 57400 | 316.561
|  | 57600 | 303.4408
|  | 57800 | 304.8621
|  | 58000 | 304.7854
|  | 58200 | 322.2802
|  | 58400 | 353.0519
|  | 58600 | 323.229
|  | 58800 | 326.2861
|  | 59000 | 323.927
|  | 59200 | 311.6537
|  | 59400 | 304.1974
|  | 59600 | 309.2688
|  | 59800 | 309.936
|  | 60000 | 304.5031
|  | 60200 | 301.2087
|  | 60400 | 297.9058
|  | 60600 | 311.6186
|  | 60800 | 304.2732
|  | 61000 | 299.3465
|  | 61200 | 323.7288
|  | 61400 | 314.9627
|  | 61600 | 330.9222
|  | 61800 | 297.8283
|  | 62000 | 265.5266
|  | 62200 | 281.4566
|  | 62400 | 297.2548
|  | 62600 | 290.1007
|  | 62800 | 311.3614
|  | 63000 | 320.9691
|  | 63200 | 310.8548
|  | 63400 | 307.991
|  | 63600 | 297.9976
|  | 63800 | 291.853
|  | 64000 | 300.9684
|  | 64200 | 293.8384
|  | 64400 | 308.5961
|  | 64600 | 305.2389
|  | 64800 | 272.6597
|  | 65000 | 293.7239
|  | 65200 | 297.1367
|  | 65400 | 289.766
|  | 65600 | 298.4097
|  | 65800 | 300.7634
|  | 66000 | 302.1579
|  | 66200 | 287.2357
|  | 66400 | 274.4383
|  | 66600 | 312.7424
|  | 66800 | 310.3484
|  | 67000 | 297.4694
|  | 67200 | 297.695
|  | 67400 | 302.5423
|  | 67600 | 283.4229
|  | 67800 | 288.5413
|  | 68000 | 298.2437
|  | 68200 | 296.2924
|  | 68400 | 297.1487
|  | 68600 | 296.1456
|  | 68800 | 296.3575
|  | 69000 | 294.0175
|  | 69200 | 295.5542
|  | 69400 | 297.4173
|  | 69600 | 295.7514
|  | 69800 | 306.524
|  | 70000 | 276.6607
|  | 70200 | 261.0171
|  | 70400 | 276.1698
|  | 70600 | 290.7476
|  | 70800 | 311.2496
|  | 71000 | 287.2971
|  | 71200 | 244.0322
|  | 71400 | 263.4488
|  | 71600 | 285.9928
|  | 71800 | 280.6489
|  | 72000 | 285.6967
|  | 72200 | 309.0445
|  | 72400 | 289.543
|  | 72600 | 282.2144
|  | 72800 | 296.7992
|  | 73000 | 298.6468
|  | 73200 | 296.522
|  | 73400 | 280.2414
|  | 73600 | 277.4367
|  | 73800 | 278.4612
|  | 74000 | 304.6133
|  | 74200 | 299.6763
|  | 74400 | 279.2216
|  | 74600 | 295.673
|  | 74800 | 287.5243
|  | 75000 | 288.9039
|  | 75200 | 292.4181
|  | 75400 | 264.7197
|  | 75600 | 263.3889
|  | 75800 | 280.7896
|  | 76000 | 296.6502
|  | 76200 | 310.9317
|  | 76400 | 283.9854
|  | 76600 | 287.4906
|  | 76800 | 272.8902
|  | 77000 | 268.3883
|  | 77200 | 289.8825
|  | 77400 | 311.6885
|  | 77600 | 291.7381
|  | 77800 | 297.0347
|  | 78000 | 288.5693
|  | 78200 | 281.2049
|  | 78400 | 273.491
|  | 78600 | 273.6892
|  | 78800 | 290.5431
|  | 79000 | 290.1584
|  | 79200 | 306.9727
|  | 79400 | 275.0877
|  | 79600 | 264.9065
|  | 79800 | 246.4596
|  | 80000 | 255.6017
|  | 80200 | 267.7824
|  | 80400 | 288.4049
|  | 80600 | 283.7809
|  | 80800 | 263.1291
|  | 81000 | 266.2286
|  | 81200 | 306.7304
|  | 81400 | 286.959
|  | 81600 | 259.0462
|  | 81800 | 287.0646
|  | 82000 | 279.4974
|  | 82200 | 272.8747
|  | 82400 | 272.3208
|  | 82600 | 267.9777
|  | 82800 | 298.213
|  | 83000 | 271.8504
|  | 83200 | 281.504
|  | 83400 | 296.4962
|  | 83600 | 250.8204
|  | 83800 | 275.6427
|  | 84000 | 277.6007
|  | 84200 | 265.4967
|  | 84400 | 270.3127
|  | 84600 | 275.8355
|  | 84800 | 297.9135
|  | 85000 | 308.3555
|  | 85200 | 301.663
|  | 85400 | 289.0675
|  | 85600 | 264.321
|  | 85800 | 279.0969
|  | 86000 | 267.4934
|  | 86200 | 272.9024
|  | 86400 | 283.7227
|  | 86600 | 285.9306
|  | 86800 | 301.2744
|  | 87000 | 305.7519
|  | 87200 | 271.4396
|  | 87400 | 296.6622
|  | 87600 | 285.3854
|  | 87800 | 293.6027
|  | 88000 | 290.9092
|  | 88200 | 292.3651
|  | 88400 | 264.5674
|  | 88600 | 245.1047
|  | 88800 | 240.1896
|  | 89000 | 280.3717
|  | 89200 | 293.5696
|  | 89400 | 287.0761
|  | 89600 | 285.7937
|  | 89800 | 279.9309
|  | 90000 | 287.828
|  | 90200 | 291.0634
|  | 90400 | 274.331
|  | 90600 | 260.1265
|  | 90800 | 261.0121
|  | 91000 | 292.6588
|  | 91200 | 293.5016
|  | 91400 | 283.6894
|  | 91600 | 281.6645
|  | 91800 | 270.505
|  | 92000 | 252.2365
|  | 92200 | 261.0399
|  | 92400 | 268.8768
|  | 92600 | 270.4225
|  | 92800 | 255.5029
|  | 93000 | 263.8569
|  | 93200 | 286.2538
|  | 93400 | 289.9987
|  | 93600 | 302.7614
|  | 93800 | 250.8599
|  | 94000 | 260.665
|  | 94200 | 278.2969
|  | 94400 | 275.1536
|  | 94600 | 282.5551
|  | 94800 | 285.0239
|  | 95000 | 259.29
|  | 95200 | 264.7639
|  | 95400 | 284.365
|  | 95600 | 273.1019
|  | 95800 | 265.2662
|  | 96000 | 268.8156
|  | 96200 | 281.0679
|  | 96400 | 284.7416
|  | 96600 | 270.6632
|  | 96800 | 279.9425
|  | 97000 | 269.4022
|  | 97200 | 288.441
|  | 97400 | 302.5423
|  | 97600 | 278.8542
|  | 97800 | 254.2558
|  | 98000 | 282.5976
|  | 98200 | 289.9658
|  | 98400 | 264.6973
|  | 98600 | 279.6294
|  | 98800 | 300.9788
|  | 99000 | 279.0017
|  | 99200 | 281.9709
|  | 99400 | 282.1474
|  | 99600 | 257.3191
|  | 99800 | 276.0571
|  | 100000 | 251.9265
|  | 100000 | 282.1274
|  | 102000 | 291.1352
|  | 104000 | 280.1986
|  | 106000 | 270.7516
|  | 108000 | 262.0317
|  | 110000 | 250.8576
|  | 112000 | 282.4038
|  | 114000 | 278.5089
|  | 116000 | 285.257
|  | 118000 | 288.206
|  | 120000 | 249.1996
|  | 122000 | 259.9742
|  | 124000 | 274.4529
|  | 126000 | 270.2359
|  | 128000 | 262.971
|  | 130000 | 250.1272
|  | 132000 | 244.6173
|  | 134000 | 253.1795
|  | 136000 | 264.674
|  | 138000 | 236.914
|  | 140000 | 248.61
|  | 142000 | 255.3694
|  | 144000 | 256.2625
|  | 146000 | 255.9695
|  | 148000 | 258.544
|  | 150000 | 260.095
|  | 152000 | 237.5898
|  | 154000 | 239.3528
|  | 156000 | 232.2605
|  | 158000 | 224.445
|  | 160000 | 246.8924
|  | 162000 | 251.367
|  | 164000 | 245.2165
|  | 166000 | 248.5608
|  | 168000 | 242.2056
|  | 170000 | 252.588
|  | 172000 | 245.6131
|  | 174000 | 227.6401
|  | 176000 | 224.5973
|  | 178000 | 224.7174
|  | 180000 | 247.647
|  | 182000 | 266.521
|  | 184000 | 238.4435
|  | 186000 | 237.4209
|  | 188000 | 242.7288
|  | 190000 | 231.0232
|  | 192000 | 249.9472
|  | 194000 | 251.0294
|  | 196000 | 250.2643
|  | 198000 | 244.447
|  | 200000 | 236.9766
|  | 202000 | 244.4221
|  | 204000 | 244.3279
|  | 206000 | 238.8802
|  | 208000 | 242.8833
|  | 210000 | 251.382
|  | 212000 | 265.5296
|  | 214000 | 245.049
|  | 216000 | 237.8456
|  | 218000 | 242.6335
|  | 220000 | 216.4336
|  | 222000 | 228.3805
|  | 224000 | 228.3206
|  | 226000 | 232.5249
|  | 228000 | 245.8369
|  | 230000 | 224.7645
|  | 232000 | 213.3804
|  | 234000 | 218.1637
|  | 236000 | 213.9206
|  | 238000 | 212.8014
|  | 240000 | 213.5805
|  | 242000 | 224.0512
|  | 244000 | 222.6087
|  | 246000 | 227.1838
|  | 248000 | 231.8272
|  | 250000 | 244.5505
|  | 252000 | 233.1011
|  | 254000 | 227.2387
|  | 256000 | 236.8174
|  | 258000 | 234.2206
|  | 260000 | 234.0148
|  | 262000 | 238.2817
|  | 264000 | 219.1533
|  | 266000 | 234.649
|  | 268000 | 231.601
|  | 270000 | 234.9895
|  | 272000 | 218.4278
|  | 274000 | 233.324
|  | 276000 | 250.3715
|  | 278000 | 227.4796
|  | 280000 | 226.9696
|  | 282000 | 242.4488
|  | 284000 | 237.7662
|  | 286000 | 232.2246
|  | 288000 | 228.1641
|  | 290000 | 219.1511
|  | 292000 | 237.7977
|  | 294000 | 237.8118
|  | 296000 | 233.6871
|  | 298000 | 224.9044
|  | 300000 | 229.3999
|  | 302000 | 229.5822
|  | 304000 | 226.4523
|  | 306000 | 213.0687
|  | 308000 | 213.1387
|  | 310000 | 245.4262
|  | 312000 | 250.8967
|  | 314000 | 230.8612
|  | 316000 | 210.5056
|  | 318000 | 210.5243
|  | 320000 | 206.1458
|  | 322000 | 228.4213
|  | 324000 | 203.3862
|  | 326000 | 192.1684
|  | 328000 | 210.9175
|  | 330000 | 203.5257
|  | 332000 | 208.0162
|  | 334000 | 195.6713
|  | 336000 | 220.3999
|  | 338000 | 221.281
|  | 340000 | 208.6478
|  | 342000 | 217.5651
|  | 344000 | 218.7049
|  | 346000 | 217.4258
|  | 348000 | 229.9672
|  | 350000 | 219.0176
|  | 352000 | 207.499
|  | 354000 | 221.6881
|  | 356000 | 208.8085
|  | 358000 | 206.0335
|  | 360000 | 213.201
|  | 362000 | 221.7909
|  | 364000 | 205.387
|  | 366000 | 225.0662
|  | 368000 | 217.5717
|  | 370000 | 206.8121
|  | 372000 | 220.745
|  | 374000 | 224.1447
|  | 376000 | 219.3176
|  | 378000 | 209.2206
|  | 380000 | 208.2631
|  | 382000 | 197.8324
|  | 384000 | 210.0916
|  | 386000 | 223.0854
|  | 388000 | 242.5722
|  | 390000 | 233.5844
|  | 392000 | 213.4592
|  | 394000 | 227.5115
|  | 396000 | 234.7693
|  | 398000 | 222.2898
|  | 400000 | 208.2663
|  | 402000 | 218.6818
|  | 404000 | 223.6628
|  | 406000 | 211.1796
|  | 408000 | 210.1417
|  | 410000 | 234.7182
|  | 412000 | 208.6108
|  | 414000 | 189.7497
|  | 416000 | 200.2242
|  | 418000 | 190.9434
|  | 420000 | 197.2055
|  | 422000 | 193.2682
|  | 424000 | 211.1379
|  | 426000 | 206.9665
|  | 428000 | 208.9233
|  | 430000 | 215.39
|  | 432000 | 210.6412
|  | 434000 | 211.4498
|  | 436000 | 195.5805
|  | 438000 | 197.3173
|  | 440000 | 211.4221
|  | 442000 | 221.8954
|  | 444000 | 200.4001
|  | 446000 | 206.9489
|  | 448000 | 209.9252
|  | 450000 | 203.5342
|  | 452000 | 203.3802
|  | 454000 | 196.6835
|  | 456000 | 190.4112
|  | 458000 | 208.31
|  | 460000 | 227.9848
|  | 462000 | 208.4713
|  | 464000 | 217.3326
|  | 466000 | 210.314
|  | 468000 | 212.0429
|  | 470000 | 199.1859
|  | 472000 | 189.8501
|  | 474000 | 192.1813
|  | 476000 | 203.1611
|  | 478000 | 188.1371
|  | 480000 | 183.5673
|  | 482000 | 196.2565
|  | 484000 | 204.6494
|  | 486000 | 203.8246
|  | 488000 | 200.5346
|  | 490000 | 210.4845
|  | 492000 | 198.4751
|  | 494000 | 190.2319
|  | 496000 | 196.8405
|  | 498000 | 218.8744
|  | 500000 | 213.2465
|  | 502000 | 198.3616
|  | 504000 | 207.8612
|  | 506000 | 201.2377
|  | 508000 | 201.1607
|  | 510000 | 213.1563
|  | 512000 | 215.8752
|  | 514000 | 205.8483
|  | 516000 | 187.5865
|  | 518000 | 202.6883
|  | 520000 | 194.1385
|  | 522000 | 195.4808
|  | 524000 | 191.8227
|  | 526000 | 190.8267
|  | 528000 | 192.2554
|  | 530000 | 194.5033
|  | 532000 | 205.1099
|  | 534000 | 208.8156
|  | 536000 | 194.7705
|  | 538000 | 205.8399
|  | 540000 | 213.0916
|  | 542000 | 206.2667
|  | 544000 | 210.6513
|  | 546000 | 203.4026
|  | 548000 | 192.9289
|  | 550000 | 196.1635
|  | 552000 | 197.1415
|  | 554000 | 195.0563
|  | 556000 | 187.6269
|  | 558000 | 187.0058
|  | 560000 | 187.7579
|  | 562000 | 189.7416
|  | 564000 | 194.9378
|  | 566000 | 188.7395
|  | 568000 | 194.9276
|  | 570000 | 191.346
|  | 572000 | 194.53
|  | 574000 | 186.5478
|  | 576000 | 183.6035
|  | 578000 | 194.1558
|  | 580000 | 203.96
|  | 582000 | 201.9521
|  | 584000 | 211.5443
|  | 586000 | 200.0392
|  | 588000 | 196.6253
|  | 590000 | 183.5056
|  | 592000 | 181.4938
|  | 594000 | 186.9047
|  | 596000 | 188.2689
|  | 598000 | 175.2875
|  | 600000 | 197.9854
|  | 602000 | 203.7009
|  | 604000 | 206.9807
|  | 606000 | 201.7852
|  | 608000 | 187.9139
|  | 610000 | 200.2981
|  | 612000 | 190.4344
|  | 614000 | 185.7794
|  | 616000 | 190.3271
|  | 618000 | 187.8213
|  | 620000 | 189.7611
|  | 622000 | 186.8412
|  | 624000 | 189.0344
|  | 626000 | 188.019
|  | 628000 | 187.0384
|  | 630000 | 166.4656
|  | 632000 | 177.437
|  | 634000 | 182.0578
|  | 636000 | 183.1787
|  | 638000 | 197.0577
|  | 640000 | 206.6644
|  | 642000 | 176.0721
|  | 644000 | 183.3777
|  | 646000 | 182.4684
|  | 648000 | 187.9384
|  | 650000 | 185.1461
|  | 652000 | 187.4945
|  | 654000 | 188.417
|  | 656000 | 179.1279
|  | 658000 | 193.2131
|  | 660000 | 200.6886
|  | 662000 | 195.7934
|  | 664000 | 177.4943
|  | 666000 | 187.7118
|  | 668000 | 181.1301
|  | 670000 | 178.6013
|  | 672000 | 188.7292
|  | 674000 | 193.7398
|  | 676000 | 180.02
|  | 678000 | 171.0875
|  | 680000 | 183.7443
|  | 682000 | 182.9433
|  | 684000 | 189.7234
|  | 686000 | 181.5186
|  | 688000 | 174.7186
|  | 690000 | 193.1064
|  | 692000 | 190.7487
|  | 694000 | 183.9946
|  | 696000 | 182.1556
|  | 698000 | 183.208
|  | 700000 | 177.7595
|  | 702000 | 189.6638
|  | 704000 | 183.8676
|  | 706000 | 190.0602
|  | 708000 | 182.2655
|  | 710000 | 171.0217
|  | 712000 | 182.6313
|  | 714000 | 178.3752
|  | 716000 | 179.7752
|  | 718000 | 183.0664
|  | 720000 | 178.499
|  | 722000 | 172.4919
|  | 724000 | 175.6722
|  | 726000 | 184.9393
|  | 728000 | 186.3859
|  | 730000 | 165.2636
|  | 732000 | 176.3066
|  | 734000 | 188.1305
|  | 736000 | 188.0277
|  | 738000 | 185.3517
|  | 740000 | 194.1507
|  | 742000 | 191.3994
|  | 744000 | 185.1825
|  | 746000 | 174.5438
|  | 748000 | 187.3091
|  | 750000 | 189.8374
|  | 752000 | 177.8843
|  | 754000 | 160.7891
|  | 756000 | 171.0007
|  | 758000 | 198.5913
|  | 760000 | 184.0975
|  | 762000 | 174.6439
|  | 764000 | 165.9802
|  | 766000 | 182.729
|  | 768000 | 182.3115
|  | 770000 | 171.8166
|  | 772000 | 190.7646
|  | 774000 | 193.7737
|  | 776000 | 170.6131
|  | 778000 | 176.9753
|  | 780000 | 194.4209
|  | 782000 | 186.6868
|  | 784000 | 172.0267
|  | 786000 | 170.3193
|  | 788000 | 170.7105
|  | 790000 | 163.4881
|  | 792000 | 175.6357
|  | 794000 | 186.1519
|  | 796000 | 191.9947
|  | 798000 | 183.2439
|  | 800000 | 197.5926
|  | 802000 | 196.293
|  | 804000 | 179.1175
|  | 806000 | 172.6555
|  | 808000 | 182.1649
|  | 810000 | 192.3139
|  | 812000 | 184.6306
|  | 814000 | 171.1613
|  | 816000 | 176.693
|  | 818000 | 177.8472
|  | 820000 | 176.8664
|  | 822000 | 184.8571
|  | 824000 | 175.5917
|  | 826000 | 172.0167
|  | 828000 | 178.404
|  | 830000 | 172.6872
|  | 832000 | 165.6395
|  | 834000 | 155.6325
|  | 836000 | 160.773
|  | 838000 | 183.1456
|  | 840000 | 190.3418
|  | 842000 | 179.8194
|  | 844000 | 160.8607
|  | 846000 | 166.6451
|  | 848000 | 184.7608
|  | 850000 | 171.0566
|  | 852000 | 164.608
|  | 854000 | 166.3024
|  | 856000 | 174.3012
|  | 858000 | 183.5841
|  | 860000 | 188.1242
|  | 862000 | 168.3738
|  | 864000 | 176.1143
|  | 866000 | 174.1852
|  | 868000 | 171.5749
|  | 870000 | 170.9201
|  | 872000 | 186.6087
|  | 874000 | 180.1522
|  | 876000 | 179.1353
|  | 878000 | 172.5843
|  | 880000 | 173.5329
|  | 882000 | 176.9466
|  | 884000 | 178.2325
|  | 886000 | 193.9761
|  | 888000 | 184.3382
|  | 890000 | 192.6597
|  | 892000 | 183.0029
|  | 894000 | 172.09
|  | 896000 | 154.9033
|  | 898000 | 166.2585
|  | 900000 | 175.3834
|  | 902000 | 166.1164
|  | 904000 | 161.0457
|  | 906000 | 184.8329
|  | 908000 | 196.1689
|  | 910000 | 185.2714
|  | 912000 | 180.2045
|  | 914000 | 182.2291
|  | 916000 | 176.8905
|  | 918000 | 173.7032
|  | 920000 | 175.827
|  | 922000 | 181.5769
|  | 924000 | 163.1819
|  | 926000 | 154.8119
|  | 928000 | 168.6531
|  | 930000 | 165.3486
|  | 932000 | 157.7645
|  | 934000 | 170.1766
|  | 936000 | 186.0495
|  | 938000 | 171.7803
|  | 940000 | 168.7659
|  | 942000 | 161.4102
|  | 944000 | 152.4716
|  | 946000 | 181.4892
|  | 948000 | 175.8893
|  | 950000 | 178.125
|  | 952000 | 179.1858
|  | 954000 | 182.814
|  | 956000 | 169.2351
|  | 958000 | 170.6144
|  | 960000 | 175.7179
|  | 962000 | 173.4284
|  | 964000 | 147.9655
|  | 966000 | 161.7787
|  | 968000 | 174.7089
|  | 970000 | 174.6444
|  | 972000 | 161.1402
|  | 974000 | 160.6701
|  | 976000 | 172.7119
|  | 978000 | 167.8493
|  | 980000 | 176.4651
|  | 982000 | 180.8812
|  | 984000 | 179.23
|  | 986000 | 169.6484
|  | 988000 | 170.0341
|  | 990000 | 176.5236
|  | 992000 | 181.5231
|  | 994000 | 170.7965
|  | 996000 | 169.5348
|  | 998000 | 175.2348
|  | 1000000 | 176.2736

## Power vs. Current
DBR78TK Output Power vs. Current
|  | Current (mA) | Power (mW)
|  |  | T = 5 °C | T = 15 °C | T = 25 °C | T = 35 °C
|  | 0 | 0 | 0 | 0 | 0
|  | 5 | 0.008 | 0.011 | 0.003 | 0
|  | 10 | 0.003 | 0.004 | 0 | 0
|  | 15 | 0.013 | 0.004 | 0.01 | 0
Product Raw Data |  | 20 | 0.008 | 0.005 | 0 | 0
Turnkey Low-Noise DBR Laser System, 780 nm, PM Fiber, FC/APC |  | 25 | 0.006 | 0.011 | 0.001 | 0
|  | 30 | 0.004 | 0 | 0 | 0
Item # | DBR78TK | 35 | 0.011 | 0.009 | 0 | 0.003
DISCLAIMER: The data presented here are typical. Slight variations in performance data will occur from lot to lot. Please contact Technical Support with any questions regarding the use or reliability of this data. |  | 40 | 0.003 | 0.006 | 0.003 | 0
|  | 45 | 0.018 | 0.005 | 0.009 | 0
|  | 50 | 0.007 | 0.013 | 0 | 0.002
|  | 55 | 0.238 | 0.013 | 0.003 | 0
|  | 60 | 1.055 | 0.304 | 0.012 | 0
|  | 65 | 1.993 | 1.213 | 0.016 | 0.002
This data may be used in publications. However, please cite Thorlabs as the source. |  | 70 | 2.964 | 2.408 | 0.761 | 0.005
|  | 75 | 4.078 | 3.562 | 2.285 | 0.008
|  | 80 | 5.166 | 4.765 | 3.504 | 0.004
Additional Information: |  | 85 | 6.247 | 5.911 | 4.686 | 2.58
Data represents the typical output power vs. current for the DBR78TK laser operated at the factory-set conditions. Specific performance data is provided with each device. |  | 90 | 7.333 | 7.091 | 5.856 | 3.814
|  | 95 | 8.462 | 8.252 | 7.011 | 4.981
|  | 100 | 9.562 | 9.426 | 8.154 | 6.123
|  | 105 | 10.701 | 10.617 | 9.329 | 7.251
|  | 110 | 11.825 | 11.795 | 10.46 | 8.354
|  | 115 | 12.981 | 13.001 | 11.619 | 9.473
|  | 120 | 14.13 | 14.201 | 12.796 | 10.576
|  | 125 | 15.293 | 15.182 | 13.974 | 11.67
|  | 130 | 16.457 | 16.375 | 15.137 | 12.755
|  | 135 | 17.642 | 17.613 | 16.334 | 13.867
|  | 140 | 18.851 | 18.846 | 17.537 | 14.98
|  | 145 | 20.034 | 20.062 | 18.71 | 16.064
|  | 150 | 21.231 | 21.298 | 19.932 | 17.168
|  | 155 | 22.421 | 22.521 | 21.129 | 18.265
|  | 160 | 23.655 | 23.786 | 22.337 | 19.385
|  | 165 | 24.878 | 25.007 | 23.554 | 20.48
|  | 170 | 26.11 | 26.274 | 24.777 | 21.578
|  | 175 | 27.338 | 27.509 | 25.99 | 22.672
|  | 180 | 28.58 | 28.771 | 27.243 | 23.802
|  | 185 | 29.832 | 30.042 | 28.458 | 24.909
|  | 190 | 31.06 | 31.278 | 29.681 | 26.021
|  | 195 | 32.312 | 32.52 | 30.891 | 27.121
|  | 200 | 33.586 | 33.8 | 32.122 | 28.214
|  | 205 | 34.84 | 35.072 | 33.358 | 29.314
|  | 210 | 36.074 | 36.29 | 34.588 | 30.374
|  | 215 | 37.352 | 37.532 | 35.813 | 31.454
|  | 220 | 38.59 | 38.773 | 37.006 | 32.525
|  | 225 | 39.877 | 40.036 | 38.197 | 33.59
|  | 230 | 41.127 | 41.266 | 39.447 | 34.638
|  | 235 | 42.383 | 42.478 | 40.613 | 35.668
|  | 240 | 43.649 | 43.732 | 41.797 | 36.697
|  | 245 | 44.914 | 44.923 | 42.966 | 37.721
|  | 250 | 46.178 | 46.17 | 44.138 | 38.742

## Tuning
DBR78TK Temperature and Current Tuning
|  | Current (mA) | Wavelength (nm)
|  |  | T = 5 °C | T = 15 °C | T = 25 °C | T = 35 °C
|  | 100 | 778.6 | 779.1603 | 779.72 | 780.32
|  | 105 | 778.6 | 779.1702 | 779.73 | 780.32
|  | 110 | 778.61 | 779.1802 | 779.73 | 780.33
|  | 115 | 778.61 | 779.1901 | 779.74 | 780.34
Product Raw Data |  | 120 | 778.62 | 779.2001 | 779.74 | 780.34
Turnkey Low-Noise DBR Laser System, 780 nm, PM Fiber, FC/APC |  | 125 | 778.63 | 779.21 | 779.75 | 780.35
|  | 130 | 778.63 | 779.22 | 779.75 | 780.35
Item # | DBR78TK | 135 | 778.64 | 779.22 | 779.76 | 780.36
DISCLAIMER: The data presented here are typical. Slight variations in performance data will occur from lot to lot. Please contact Technical Support with any questions regarding the use or reliability of this data. |  | 140 | 778.64 | 779.23 | 779.77 | 780.37
|  | 145 | 778.65 | 779.23 | 779.77 | 780.37
|  | 150 | 778.65 | 779.24 | 779.78 | 780.38
|  | 155 | 778.66 | 779.25 | 779.78 | 780.39
|  | 160 | 778.67 | 779.25 | 779.79 | 780.39
|  | 165 | 778.67 | 779.26 | 779.8 | 780.4
This data may be used in publications. However, please cite Thorlabs as the source. |  | 170 | 778.68 | 779.26 | 779.8 | 780.41
|  | 175 | 778.68 | 779.27 | 779.81 | 780.41
|  | 180 | 778.69 | 779.27 | 779.81 | 780.42
Additional Information: |  | 185 | 778.69 | 779.28 | 779.82 | 780.42
Data represents the typical temperature and current tuning for the DBR78TK laser operated at the factory-set conditions. Specific performance data is provided with each device. |  | 190 | 778.7 | 779.29 | 779.83 | 780.43
|  | 195 | 778.71 | 779.29 | 779.83 | 780.44
|  | 200 | 778.71 | 779.3 | 779.84 | 780.45
|  | 205 | 778.72 | 779.31 | 779.85 | 780.45
|  | 210 | 778.72 | 779.31 | 779.86 | 780.46
|  | 215 | 778.73 | 779.32 | 779.86 | 780.47
|  | 220 | 778.74 | 779.32 | 779.87 | 780.47
|  | 225 | 778.74 | 779.33 | 779.88 | 780.48
|  | 230 | 778.75 | 779.34 | 779.88 | 780.49
|  | 235 | 778.76 | 779.34 | 779.89 | 780.49
|  | 240 | 778.76 | 779.35 | 779.9 | 780.5
|  | 245 | 778.77 | 779.36 | 779.91 | 780.51
|  | 250 | 778.78 | 779.36 | 779.91 | 780.52

## Spectrum
DBR78TK Spectrum
|  | Wavelength (nm) | Relative Intensity (dB)
|  | 774.232 | -210
|  | 774.236 | -62.3243
|  | 774.24 | -67.4773
|  | 774.244 | -63.0378
Product Raw Data |  | 774.248 | -65.9214
Turnkey Low-Noise DBR Laser System, 780 nm, PM Fiber, FC/APC |  | 774.252 | -60.119
|  | 774.256 | -60.5324
Item # | DBR78TK | 774.26 | -65.5652
DISCLAIMER: The data presented here are typical. Slight variations in performance data will occur from lot to lot. Please contact Technical Support with any questions regarding the use or reliability of this data. |  | 774.264 | -67.829
|  | 774.268 | -61.366
|  | 774.272 | -62.0464
|  | 774.276 | -63.1456
|  | 774.28 | -63.1731
|  | 774.284 | -210
This data may be used in publications. However, please cite Thorlabs as the source. |  | 774.288 | -64.9531
|  | 774.292 | -66.2867
|  | 774.296 | -68.6418
Additional Information: |  | 774.3 | -66.4234
Data respresents the typical output spectrum for the DBR78TK laser operated at the factory-set conditions. This measurement is limited by the 0.02 nm optical spectrum analyzer resolution bandwidth. Specific performance data is provided with each device. |  | 774.304 | -70.2723
|  | 774.308 | -60.2378
|  | 774.312 | -61.1075
|  | 774.316 | -63.4191
|  | 774.32 | -64.2638
|  | 774.324 | -61.7487
|  | 774.328 | -62.6206
|  | 774.332 | -62.2703
|  | 774.336 | -60.9788
|  | 774.34 | -60.2271
|  | 774.344 | -60.1448
|  | 774.348 | -61.9082
|  | 774.352 | -210
|  | 774.356 | -60.4648
|  | 774.36 | -67.3438
|  | 774.364 | -60.2782
|  | 774.368 | -62.1869
|  | 774.372 | -210
|  | 774.376 | -61.8542
|  | 774.38 | -60.8019
|  | 774.384 | -210
|  | 774.388 | -63.9838
|  | 774.392 | -62.0023
|  | 774.396 | -67.4312
|  | 774.4 | -66.677
|  | 774.404 | -61.7001
|  | 774.408 | -64.6449
|  | 774.412 | -64.693
|  | 774.416 | -60.519
|  | 774.42 | -66.9261
|  | 774.424 | -65.8603
|  | 774.428 | -62.6639
|  | 774.432 | -210
|  | 774.436 | -61.6929
|  | 774.44 | -62.0487
|  | 774.444 | -67.0213
|  | 774.448 | -61.2167
|  | 774.452 | -64.4502
|  | 774.456 | -67.3703
|  | 774.46 | -68.7147
|  | 774.464 | -72.1866
|  | 774.468 | -67.1472
|  | 774.472 | -64.0561
|  | 774.476 | -65.09
|  | 774.48 | -64.0674
|  | 774.484 | -64.6553
|  | 774.488 | -59.5809
|  | 774.492 | -65.6604
|  | 774.496 | -61.3343
|  | 774.5 | -64.1029
|  | 774.504 | -87.266
|  | 774.508 | -65.5481
|  | 774.512 | -64.2286
|  | 774.516 | -210
|  | 774.52 | -61.851
|  | 774.524 | -63.3963
|  | 774.528 | -210
|  | 774.532 | -64.0702
|  | 774.536 | -60.1593
|  | 774.54 | -63.7201
|  | 774.544 | -210
|  | 774.548 | -69.4081
|  | 774.552 | -61.7157
|  | 774.556 | -69.2652
|  | 774.56 | -210
|  | 774.564 | -60.2175
|  | 774.568 | -210
|  | 774.572 | -63.2798
|  | 774.576 | -64.104
|  | 774.58 | -63.3364
|  | 774.584 | -62.6918
|  | 774.588 | -210
|  | 774.592 | -67.1394
|  | 774.596 | -67.2447
|  | 774.6 | -64.6075
|  | 774.604 | -66.9738
|  | 774.608 | -64.4915
|  | 774.612 | -63.1495
|  | 774.616 | -64.6156
|  | 774.62 | -62.342
|  | 774.624 | -59.6231
|  | 774.628 | -61.4778
|  | 774.632 | -67.7653
|  | 774.636 | -65.6756
|  | 774.64 | -210
|  | 774.644 | -65.6034
|  | 774.648 | -62.1062
|  | 774.652 | -66.0928
|  | 774.656 | -62.6677
|  | 774.66 | -64.1971
|  | 774.664 | -60.3028
|  | 774.668 | -210
|  | 774.672 | -64.6792
|  | 774.676 | -210
|  | 774.68 | -61.022
|  | 774.684 | -62.0512
|  | 774.688 | -68.49
|  | 774.692 | -69.7329
|  | 774.696 | -63.6703
|  | 774.7 | -210
|  | 774.704 | -65.2507
|  | 774.708 | -210
|  | 774.712 | -69.0132
|  | 774.716 | -70.3659
|  | 774.72 | -66.9509
|  | 774.724 | -210
|  | 774.728 | -66.7801
|  | 774.732 | -65.5255
|  | 774.736 | -79.0388
|  | 774.74 | -63.3259
|  | 774.744 | -62.8683
|  | 774.748 | -59.3702
|  | 774.752 | -210
|  | 774.756 | -210
|  | 774.76 | -63.6983
|  | 774.764 | -63.9838
|  | 774.768 | -60.3369
|  | 774.772 | -64.459
|  | 774.776 | -62.1536
|  | 774.78 | -66.6905
|  | 774.784 | -61.1172
|  | 774.788 | -66.3075
|  | 774.792 | -63.5291
|  | 774.796 | -63.2354
|  | 774.8 | -64.3343
|  | 774.804 | -61.5137
|  | 774.808 | -65.9013
|  | 774.812 | -210
|  | 774.816 | -69.3771
|  | 774.82 | -64.068
|  | 774.824 | -60.801
|  | 774.828 | -62.2765
|  | 774.832 | -59.702
|  | 774.836 | -59.2161
|  | 774.84 | -61.2572
|  | 774.844 | -64.8574
|  | 774.848 | -65.5617
|  | 774.852 | -210
|  | 774.856 | -67.6465
|  | 774.86 | -210
|  | 774.864 | -63.2907
|  | 774.868 | -59.9379
|  | 774.872 | -64.6264
|  | 774.876 | -65.0119
|  | 774.88 | -210
|  | 774.884 | -64.9773
|  | 774.888 | -210
|  | 774.892 | -59.5565
|  | 774.896 | -60.7348
|  | 774.9 | -62.4635
|  | 774.904 | -210
|  | 774.908 | -75.0056
|  | 774.912 | -60.6033
|  | 774.916 | -61.3308
|  | 774.92 | -69.1695
|  | 774.924 | -64.2734
|  | 774.928 | -60.159
|  | 774.932 | -61.0201
|  | 774.936 | -210
|  | 774.94 | -64.4122
|  | 774.944 | -210
|  | 774.948 | -63.2948
|  | 774.952 | -59.2764
|  | 774.956 | -75.7668
|  | 774.96 | -66.7608
|  | 774.964 | -63.1142
|  | 774.968 | -64.2235
|  | 774.972 | -210
|  | 774.976 | -68.6098
|  | 774.98 | -61.544
|  | 774.984 | -60.4915
|  | 774.988 | -210
|  | 774.992 | -61.6532
|  | 774.996 | -66.6354
|  | 775 | -64.5934
|  | 775.004 | -64.4107
|  | 775.008 | -67.8233
|  | 775.012 | -60.5151
|  | 775.016 | -61.8641
|  | 775.02 | -70.7763
|  | 775.024 | -65.9353
|  | 775.028 | -64.3426
|  | 775.032 | -60.0417
|  | 775.036 | -69.9113
|  | 775.04 | -64.2788
|  | 775.044 | -210
|  | 775.048 | -62.5868
|  | 775.052 | -67.1749
|  | 775.056 | -60.5305
|  | 775.06 | -59.3501
|  | 775.064 | -210
|  | 775.068 | -64.4005
|  | 775.072 | -64.183
|  | 775.076 | -210
|  | 775.08 | -63.2173
|  | 775.084 | -64.2242
|  | 775.088 | -61.7474
|  | 775.092 | -60.5103
|  | 775.096 | -210
|  | 775.1 | -63.9149
|  | 775.104 | -64.3774
|  | 775.108 | -67.5678
|  | 775.112 | -64.2621
|  | 775.116 | -63.68
|  | 775.12 | -66.5264
|  | 775.124 | -63.9927
|  | 775.128 | -210
|  | 775.132 | -63.403
|  | 775.136 | -64.6521
|  | 775.14 | -67.8978
|  | 775.144 | -210
|  | 775.148 | -60.248
|  | 775.152 | -65.5705
|  | 775.156 | -61.0812
|  | 775.16 | -63.7427
|  | 775.164 | -73.2855
|  | 775.168 | -61.938
|  | 775.172 | -61.0948
|  | 775.176 | -60.5555
|  | 775.18 | -70.2831
|  | 775.184 | -64.6974
|  | 775.188 | -60.4822
|  | 775.192 | -62.1321
|  | 775.196 | -210
|  | 775.2 | -65.9873
|  | 775.204 | -62.1754
|  | 775.208 | -61.7206
|  | 775.212 | -210
|  | 775.216 | -63.0178
|  | 775.22 | -66.1378
|  | 775.224 | -69.9657
|  | 775.228 | -66.0826
|  | 775.232 | -67.8159
|  | 775.236 | -72.0486
|  | 775.24 | -63.204
|  | 775.244 | -61.0082
|  | 775.248 | -89.1846
|  | 775.252 | -61.0571
|  | 775.256 | -59.8385
|  | 775.26 | -67.0843
|  | 775.264 | -65.8481
|  | 775.268 | -70.476
|  | 775.272 | -61.1904
|  | 775.276 | -61.1324
|  | 775.28 | -61.4985
|  | 775.284 | -60.6654
|  | 775.288 | -59.9863
|  | 775.292 | -65.7019
|  | 775.296 | -64.1737
|  | 775.3 | -66.9986
|  | 775.304 | -59.6014
|  | 775.308 | -63.1419
|  | 775.312 | -65.7828
|  | 775.316 | -62.7565
|  | 775.32 | -61.4913
|  | 775.324 | -58.1791
|  | 775.328 | -63.6036
|  | 775.332 | -59.1254
|  | 775.336 | -59.3469
|  | 775.34 | -69.8078
|  | 775.344 | -90.5813
|  | 775.348 | -61.3572
|  | 775.352 | -65.0761
|  | 775.356 | -65.398
|  | 775.36 | -61.7646
|  | 775.364 | -64.6689
|  | 775.368 | -60.7212
|  | 775.372 | -66.0742
|  | 775.376 | -210
|  | 775.38 | -64.3778
|  | 775.384 | -63.9678
|  | 775.388 | -62.0844
|  | 775.392 | -62.7407
|  | 775.396 | -69.3895
|  | 775.4 | -63.4368
|  | 775.404 | -70.8413
|  | 775.408 | -63.082
|  | 775.412 | -64.776
|  | 775.416 | -60.2491
|  | 775.42 | -59.3253
|  | 775.424 | -63.7226
|  | 775.428 | -63.3802
|  | 775.432 | -68.5309
|  | 775.436 | -64.809
|  | 775.44 | -62.4736
|  | 775.444 | -59.5257
|  | 775.448 | -66.9278
|  | 775.452 | -61.0967
|  | 775.456 | -60.2455
|  | 775.46 | -210
|  | 775.464 | -63.5241
|  | 775.468 | -59.9427
|  | 775.472 | -62.0922
|  | 775.476 | -60.9886
|  | 775.48 | -66.6495
|  | 775.484 | -210
|  | 775.488 | -62.5587
|  | 775.492 | -61.2503
|  | 775.496 | -62.1141
|  | 775.5 | -63.9332
|  | 775.504 | -61.9641
|  | 775.508 | -63.6647
|  | 775.512 | -61.6813
|  | 775.516 | -60.9533
|  | 775.52 | -67.9252
|  | 775.524 | -210
|  | 775.528 | -62.0113
|  | 775.532 | -59.4531
|  | 775.536 | -61.2417
|  | 775.54 | -71.0952
|  | 775.544 | -64.4708
|  | 775.548 | -59.6696
|  | 775.552 | -210
|  | 775.556 | -63.1672
|  | 775.56 | -66.068
|  | 775.564 | -60.0794
|  | 775.568 | -210
|  | 775.572 | -210
|  | 775.576 | -73.3188
|  | 775.58 | -210
|  | 775.584 | -210
|  | 775.588 | -73.785
|  | 775.592 | -70.3741
|  | 775.596 | -59.2644
|  | 775.6 | -65.5289
|  | 775.604 | -60.1123
|  | 775.608 | -64.3076
|  | 775.612 | -59.797
|  | 775.616 | -64.3157
|  | 775.62 | -67.4339
|  | 775.624 | -61.1964
|  | 775.628 | -210
|  | 775.632 | -64.2546
|  | 775.636 | -63.1905
|  | 775.64 | -64.5703
|  | 775.644 | -60.4796
|  | 775.648 | -67.1993
|  | 775.652 | -63.3446
|  | 775.656 | -69.6576
|  | 775.66 | -70.7783
|  | 775.664 | -64.3202
|  | 775.668 | -63.7222
|  | 775.672 | -65.6591
|  | 775.676 | -67.6337
|  | 775.68 | -65.6722
|  | 775.684 | -61.1804
|  | 775.688 | -64.8026
|  | 775.692 | -62.94
|  | 775.696 | -210
|  | 775.7 | -63.1068
|  | 775.704 | -64.3711
|  | 775.708 | -62.9901
|  | 775.712 | -62.8498
|  | 775.716 | -59.4529
|  | 775.72 | -66.5094
|  | 775.724 | -67.8709
|  | 775.728 | -60.2809
|  | 775.732 | -60.1249
|  | 775.736 | -64.311
|  | 775.74 | -67.6272
|  | 775.744 | -64.666
|  | 775.748 | -63.028
|  | 775.752 | -67.5484
|  | 775.756 | -71.2707
|  | 775.76 | -63.369
|  | 775.764 | -210
|  | 775.768 | -62.8173
|  | 775.772 | -59.827
|  | 775.776 | -60.7147
|  | 775.78 | -60.7827
|  | 775.784 | -210
|  | 775.788 | -64.5328
|  | 775.792 | -77.6874
|  | 775.796 | -65.9324
|  | 775.8 | -63.1755
|  | 775.804 | -68.3172
|  | 775.808 | -210
|  | 775.812 | -67.0216
|  | 775.816 | -66.1936
|  | 775.82 | -61.5481
|  | 775.824 | -63.2659
|  | 775.828 | -62.6
|  | 775.832 | -62.5466
|  | 775.836 | -68.4587
|  | 775.84 | -210
|  | 775.844 | -210
|  | 775.848 | -64.3893
|  | 775.852 | -210
|  | 775.856 | -63.6503
|  | 775.86 | -60.201
|  | 775.864 | -67.825
|  | 775.868 | -67.5362
|  | 775.872 | -70.7218
|  | 775.876 | -65.3777
|  | 775.88 | -64.3876
|  | 775.884 | -60.7445
|  | 775.888 | -210
|  | 775.892 | -64.3896
|  | 775.896 | -65.7482
|  | 775.9 | -67.5983
|  | 775.904 | -66.782
|  | 775.908 | -66.3678
|  | 775.912 | -210
|  | 775.916 | -64.8933
|  | 775.92 | -210
|  | 775.924 | -69.7443
|  | 775.928 | -210
|  | 775.932 | -66.2271
|  | 775.936 | -210
|  | 775.94 | -60.7673
|  | 775.944 | -63.6356
|  | 775.948 | -69.4211
|  | 775.952 | -60.6716
|  | 775.956 | -61.1766
|  | 775.96 | -63.0219
|  | 775.964 | -62.4777
|  | 775.968 | -61.9768
|  | 775.972 | -64.0717
|  | 775.976 | -210
|  | 775.98 | -210
|  | 775.984 | -64.0392
|  | 775.988 | -62.2892
|  | 775.992 | -60.4232
|  | 775.996 | -60.3371
|  | 776 | -61.9765
|  | 776.004 | -66.6094
|  | 776.008 | -62.424
|  | 776.012 | -60.4891
|  | 776.016 | -62.2764
|  | 776.02 | -68.0041
|  | 776.024 | -67.6077
|  | 776.028 | -62.9127
|  | 776.032 | -63.4904
|  | 776.036 | -61.034
|  | 776.04 | -67.6148
|  | 776.044 | -59.3144
|  | 776.048 | -59.9462
|  | 776.052 | -61.2307
|  | 776.056 | -62.6408
|  | 776.06 | -62.7512
|  | 776.064 | -62.3671
|  | 776.068 | -71.8273
|  | 776.072 | -61.1824
|  | 776.076 | -59.1809
|  | 776.08 | -60.3446
|  | 776.084 | -63.7604
|  | 776.088 | -61.2822
|  | 776.092 | -58.9183
|  | 776.096 | -62.1452
|  | 776.1 | -60.0055
|  | 776.104 | -63.2363
|  | 776.108 | -69.9353
|  | 776.112 | -79.4621
|  | 776.116 | -61.4372
|  | 776.12 | -63.4706
|  | 776.124 | -60.3387
|  | 776.128 | -65.8963
|  | 776.132 | -64.087
|  | 776.136 | -61.3672
|  | 776.14 | -60.7371
|  | 776.144 | -59.0874
|  | 776.148 | -61.0848
|  | 776.152 | -64.9139
|  | 776.156 | -210
|  | 776.16 | -65.8255
|  | 776.164 | -59.6869
|  | 776.168 | -63.815
|  | 776.172 | -61.803
|  | 776.176 | -65.6069
|  | 776.18 | -59.4663
|  | 776.184 | -58.9333
|  | 776.188 | -65.7335
|  | 776.192 | -61.0718
|  | 776.196 | -65.8099
|  | 776.2 | -66.0499
|  | 776.204 | -63.1266
|  | 776.208 | -61.1421
|  | 776.212 | -60.863
|  | 776.216 | -71.6828
|  | 776.22 | -78.4085
|  | 776.224 | -63.5809
|  | 776.228 | -64.1727
|  | 776.232 | -63.3059
|  | 776.236 | -60.0325
|  | 776.24 | -65.9959
|  | 776.244 | -210
|  | 776.248 | -60.7365
|  | 776.252 | -210
|  | 776.256 | -70.998
|  | 776.26 | -74.1542
|  | 776.264 | -61.8855
|  | 776.268 | -63.589
|  | 776.272 | -60.0365
|  | 776.276 | -59.7339
|  | 776.28 | -210
|  | 776.284 | -61.4004
|  | 776.288 | -63.4529
|  | 776.292 | -61.4157
|  | 776.296 | -63.2275
|  | 776.3 | -60.9986
|  | 776.304 | -66.5813
|  | 776.308 | -210
|  | 776.312 | -64.7395
|  | 776.316 | -60.8909
|  | 776.32 | -62.9065
|  | 776.324 | -60.3806
|  | 776.328 | -63.1039
|  | 776.332 | -68.8503
|  | 776.336 | -70.3425
|  | 776.34 | -65.2478
|  | 776.344 | -63.8389
|  | 776.348 | -61.457
|  | 776.352 | -61.8072
|  | 776.356 | -61.0178
|  | 776.36 | -65.0474
|  | 776.364 | -63.7361
|  | 776.368 | -210
|  | 776.372 | -210
|  | 776.376 | -63.0909
|  | 776.38 | -65.4303
|  | 776.384 | -65.9518
|  | 776.388 | -69.2495
|  | 776.392 | -65.6701
|  | 776.396 | -210
|  | 776.4 | -67.7788
|  | 776.404 | -60.4293
|  | 776.408 | -210
|  | 776.412 | -61.5777
|  | 776.416 | -59.58
|  | 776.42 | -59.4197
|  | 776.424 | -62.2398
|  | 776.428 | -62.8633
|  | 776.432 | -62.8251
|  | 776.436 | -60.6443
|  | 776.44 | -59.7434
|  | 776.444 | -63.3987
|  | 776.448 | -61.1564
|  | 776.452 | -62.2045
|  | 776.456 | -210
|  | 776.46 | -60.7984
|  | 776.464 | -60.8385
|  | 776.468 | -73.0265
|  | 776.472 | -68.5137
|  | 776.476 | -60.9641
|  | 776.48 | -63.0532
|  | 776.484 | -58.3127
|  | 776.488 | -62.3938
|  | 776.492 | -61.8334
|  | 776.496 | -64.4312
|  | 776.5 | -63.2644
|  | 776.504 | -210
|  | 776.508 | -210
|  | 776.512 | -65.7538
|  | 776.516 | -60.1403
|  | 776.52 | -60.0781
|  | 776.524 | -61.9546
|  | 776.528 | -61.9133
|  | 776.532 | -63.2695
|  | 776.536 | -64.9738
|  | 776.54 | -63.8008
|  | 776.544 | -70.4651
|  | 776.548 | -65.7496
|  | 776.552 | -61.1372
|  | 776.556 | -62.032
|  | 776.56 | -61.8833
|  | 776.564 | -58.7255
|  | 776.568 | -61.0167
|  | 776.572 | -210
|  | 776.576 | -58.7908
|  | 776.58 | -64.3261
|  | 776.584 | -210
|  | 776.588 | -63.2121
|  | 776.592 | -73.3793
|  | 776.596 | -64.1722
|  | 776.6 | -66.6049
|  | 776.604 | -63.5379
|  | 776.608 | -210
|  | 776.612 | -61.4681
|  | 776.616 | -61.8707
|  | 776.62 | -60.9891
|  | 776.624 | -61.4415
|  | 776.628 | -62.7505
|  | 776.632 | -63.6837
|  | 776.636 | -67.0446
|  | 776.64 | -68.3319
|  | 776.644 | -60.3406
|  | 776.648 | -61.3196
|  | 776.652 | -61.5136
|  | 776.656 | -68.643
|  | 776.66 | -60.4201
|  | 776.664 | -63.8212
|  | 776.668 | -67.8986
|  | 776.672 | -61.3128
|  | 776.676 | -61.7608
|  | 776.68 | -60.6494
|  | 776.684 | -210
|  | 776.688 | -61.5844
|  | 776.692 | -60.349
|  | 776.696 | -67.0576
|  | 776.7 | -65.204
|  | 776.704 | -65.4502
|  | 776.708 | -62.7867
|  | 776.712 | -63.7861
|  | 776.716 | -70.4934
|  | 776.72 | -63.51
|  | 776.724 | -60.5662
|  | 776.728 | -63.7627
|  | 776.732 | -60.6626
|  | 776.736 | -62.4206
|  | 776.74 | -60.9247
|  | 776.744 | -62.8393
|  | 776.748 | -60.3927
|  | 776.752 | -68.0939
|  | 776.756 | -65.8561
|  | 776.76 | -210
|  | 776.764 | -210
|  | 776.768 | -62.2701
|  | 776.772 | -65.736
|  | 776.776 | -64.0851
|  | 776.78 | -64.9873
|  | 776.784 | -62.45
|  | 776.788 | -61.3438
|  | 776.792 | -58.8861
|  | 776.796 | -61.2404
|  | 776.8 | -61.1575
|  | 776.804 | -64.5826
|  | 776.808 | -64.9731
|  | 776.812 | -63.259
|  | 776.816 | -60.4688
|  | 776.82 | -59.6034
|  | 776.824 | -61.9964
|  | 776.828 | -62.7425
|  | 776.832 | -67.9938
|  | 776.836 | -61.4441
|  | 776.84 | -65.5123
|  | 776.844 | -59.7296
|  | 776.848 | -62.6983
|  | 776.852 | -64.015
|  | 776.856 | -63.1614
|  | 776.86 | -66.3004
|  | 776.864 | -210
|  | 776.868 | -62.5678
|  | 776.872 | -62.7204
|  | 776.876 | -210
|  | 776.88 | -71.3622
|  | 776.884 | -61.5333
|  | 776.888 | -58.7635
|  | 776.892 | -61.6471
|  | 776.896 | -62.8736
|  | 776.9 | -61.7282
|  | 776.904 | -61.2477
|  | 776.908 | -60.8712
|  | 776.912 | -74.3642
|  | 776.916 | -64.9898
|  | 776.92 | -62.175
|  | 776.924 | -60.7608
|  | 776.928 | -60.3233
|  | 776.932 | -69.0269
|  | 776.936 | -59.9183
|  | 776.94 | -63.8337
|  | 776.944 | -61.922
|  | 776.948 | -70.1862
|  | 776.952 | -210
|  | 776.956 | -71.1703
|  | 776.96 | -62.6634
|  | 776.964 | -61.0255
|  | 776.968 | -60.3503
|  | 776.972 | -60.6297
|  | 776.976 | -59.5587
|  | 776.98 | -60.3124
|  | 776.984 | -62.8679
|  | 776.988 | -61.1258
|  | 776.992 | -63.8023
|  | 776.996 | -77.5059
|  | 777 | -61.5697
|  | 777.004 | -67.3178
|  | 777.008 | -63.5802
|  | 777.012 | -62.9412
|  | 777.016 | -60.7638
|  | 777.02 | -61.2918
|  | 777.024 | -64.2914
|  | 777.028 | -61.4718
|  | 777.032 | -60.5636
|  | 777.036 | -60.5135
|  | 777.04 | -62.0294
|  | 777.044 | -62.2861
|  | 777.048 | -61.3744
|  | 777.052 | -60.98
|  | 777.056 | -61.2135
|  | 777.06 | -67.1765
|  | 777.064 | -66.9437
|  | 777.068 | -63.4583
|  | 777.072 | -64.1787
|  | 777.076 | -82.5471
|  | 777.08 | -62.0542
|  | 777.084 | -210
|  | 777.088 | -61.627
|  | 777.092 | -61.3937
|  | 777.096 | -60.1182
|  | 777.1 | -59.9919
|  | 777.104 | -61.9541
|  | 777.108 | -62.8198
|  | 777.112 | -65.259
|  | 777.116 | -61.1388
|  | 777.12 | -65.8842
|  | 777.124 | -64.9434
|  | 777.128 | -62.6356
|  | 777.132 | -70.8673
|  | 777.136 | -62.0672
|  | 777.14 | -65.675
|  | 777.144 | -67.4861
|  | 777.148 | -62.6238
|  | 777.152 | -67.8013
|  | 777.156 | -64.2513
|  | 777.16 | -59.6293
|  | 777.164 | -64.2204
|  | 777.168 | -61.7867
|  | 777.172 | -67.8086
|  | 777.176 | -63.7156
|  | 777.18 | -69.3033
|  | 777.184 | -60.8432
|  | 777.188 | -62.9331
|  | 777.192 | -61.5437
|  | 777.196 | -210
|  | 777.2 | -70.4701
|  | 777.204 | -61.1124
|  | 777.208 | -64.0076
|  | 777.212 | -60.9419
|  | 777.216 | -60.9708
|  | 777.22 | -64.5143
|  | 777.224 | -71.0535
|  | 777.228 | -61.2158
|  | 777.232 | -62.8064
|  | 777.236 | -61.1721
|  | 777.24 | -61.7144
|  | 777.244 | -67.3565
|  | 777.248 | -62.9437
|  | 777.252 | -64.7648
|  | 777.256 | -65.7546
|  | 777.26 | -60.8036
|  | 777.264 | -210
|  | 777.268 | -62.6638
|  | 777.272 | -63.43
|  | 777.276 | -68.493
|  | 777.28 | -61.4644
|  | 777.284 | -62.1488
|  | 777.288 | -60.2314
|  | 777.292 | -210
|  | 777.296 | -60.5257
|  | 777.3 | -64.6031
|  | 777.304 | -63.3439
|  | 777.308 | -64.6747
|  | 777.312 | -63.3139
|  | 777.316 | -60.5772
|  | 777.32 | -64.5719
|  | 777.324 | -63.9518
|  | 777.328 | -62.9879
|  | 777.332 | -61.8626
|  | 777.336 | -63.363
|  | 777.34 | -60.156
|  | 777.344 | -64.4101
|  | 777.348 | -59.4172
|  | 777.352 | -61.7581
|  | 777.356 | -64.2571
|  | 777.36 | -60.5252
|  | 777.364 | -61.8281
|  | 777.368 | -210
|  | 777.372 | -62.5218
|  | 777.376 | -60.3072
|  | 777.38 | -62.429
|  | 777.384 | -67.2509
|  | 777.388 | -60.0172
|  | 777.392 | -64.4891
|  | 777.396 | -60.8645
|  | 777.4 | -64.8366
|  | 777.404 | -61.6372
|  | 777.408 | -59.0515
|  | 777.412 | -210
|  | 777.416 | -61.709
|  | 777.42 | -63.7458
|  | 777.424 | -70.2923
|  | 777.428 | -59.7853
|  | 777.432 | -66.7458
|  | 777.436 | -67.5568
|  | 777.44 | -64.7686
|  | 777.444 | -71.3267
|  | 777.448 | -62.9356
|  | 777.452 | -63.2568
|  | 777.456 | -63.4435
|  | 777.46 | -60.9867
|  | 777.464 | -210
|  | 777.468 | -63.0301
|  | 777.472 | -62.2438
|  | 777.476 | -60.5452
|  | 777.48 | -65.3186
|  | 777.484 | -60.03
|  | 777.488 | -210
|  | 777.492 | -68.9498
|  | 777.496 | -62.8808
|  | 777.5 | -59.8131
|  | 777.504 | -61.0129
|  | 777.508 | -67.7628
|  | 777.512 | -62.3243
|  | 777.516 | -64.0918
|  | 777.52 | -65.1202
|  | 777.524 | -62.3538
|  | 777.528 | -61.7105
|  | 777.532 | -62.8546
|  | 777.536 | -60.6813
|  | 777.54 | -60.5152
|  | 777.544 | -65.4348
|  | 777.548 | -60.1203
|  | 777.552 | -63.2269
|  | 777.556 | -62.4915
|  | 777.56 | -67.1209
|  | 777.564 | -73.2932
|  | 777.568 | -69.4472
|  | 777.572 | -69.0341
|  | 777.576 | -59.3099
|  | 777.58 | -74.4747
|  | 777.584 | -61.8569
|  | 777.588 | -62.3225
|  | 777.592 | -57.4039
|  | 777.596 | -60.796
|  | 777.6 | -59.6776
|  | 777.604 | -64.3995
|  | 777.608 | -62.7723
|  | 777.612 | -59.8729
|  | 777.616 | -64.502
|  | 777.62 | -66.8532
|  | 777.624 | -63.3909
|  | 777.628 | -69.5435
|  | 777.632 | -64.86
|  | 777.636 | -62.531
|  | 777.64 | -61.8429
|  | 777.644 | -60.5113
|  | 777.648 | -60.1786
|  | 777.652 | -62.1101
|  | 777.656 | -59.8346
|  | 777.66 | -68.281
|  | 777.664 | -59.6765
|  | 777.668 | -61.3859
|  | 777.672 | -63.3358
|  | 777.676 | -61.5896
|  | 777.68 | -61.0592
|  | 777.684 | -60.8094
|  | 777.688 | -63.2776
|  | 777.692 | -61.8296
|  | 777.696 | -59.3567
|  | 777.7 | -63.7052
|  | 777.704 | -67.0723
|  | 777.708 | -70.1217
|  | 777.712 | -59.1923
|  | 777.716 | -210
|  | 777.72 | -63.4813
|  | 777.724 | -62.263
|  | 777.728 | -60.9739
|  | 777.732 | -64.2617
|  | 777.736 | -61.4597
|  | 777.74 | -60.3491
|  | 777.744 | -63.7058
|  | 777.748 | -68.2655
|  | 777.752 | -62.4108
|  | 777.756 | -210
|  | 777.76 | -60.2494
|  | 777.764 | -74.0914
|  | 777.768 | -60.9885
|  | 777.772 | -64.7352
|  | 777.776 | -64.2349
|  | 777.78 | -61.9105
|  | 777.784 | -63.6579
|  | 777.788 | -62.1933
|  | 777.792 | -66.3244
|  | 777.796 | -60.0986
|  | 777.8 | -60.7774
|  | 777.804 | -64.1859
|  | 777.808 | -63.2453
|  | 777.812 | -61.1472
|  | 777.816 | -63.8892
|  | 777.82 | -60.2221
|  | 777.824 | -62.8009
|  | 777.828 | -61.5466
|  | 777.832 | -64.4851
|  | 777.836 | -60.5574
|  | 777.84 | -70.5651
|  | 777.844 | -67.7819
|  | 777.848 | -62.3698
|  | 777.852 | -63.6893
|  | 777.856 | -69.4702
|  | 777.86 | -61.3586
|  | 777.864 | -61.044
|  | 777.868 | -63.7344
|  | 777.872 | -64.306
|  | 777.876 | -61.9233
|  | 777.88 | -63.1728
|  | 777.884 | -65.201
|  | 777.888 | -64.363
|  | 777.892 | -60.8199
|  | 777.896 | -61.6232
|  | 777.9 | -61.0937
|  | 777.904 | -61.8522
|  | 777.908 | -59.2283
|  | 777.912 | -61.2193
|  | 777.916 | -61.4111
|  | 777.92 | -62.7835
|  | 777.924 | -62.7301
|  | 777.928 | -62.2574
|  | 777.932 | -60.2235
|  | 777.936 | -61.5778
|  | 777.94 | -66.0259
|  | 777.944 | -62.3517
|  | 777.948 | -59.8223
|  | 777.952 | -60.6136
|  | 777.956 | -60.1174
|  | 777.96 | -64.3419
|  | 777.964 | -60.9119
|  | 777.968 | -59.7643
|  | 777.972 | -62.7658
|  | 777.976 | -80.0824
|  | 777.98 | -61.612
|  | 777.984 | -69.8744
|  | 777.988 | -61.2118
|  | 777.992 | -58.9829
|  | 777.996 | -61.4785
|  | 778 | -65.0118
|  | 778.004 | -67.3597
|  | 778.008 | -68.5281
|  | 778.012 | -58.9089
|  | 778.016 | -59.4346
|  | 778.02 | -62.925
|  | 778.024 | -66.1338
|  | 778.028 | -60.5932
|  | 778.032 | -61.5616
|  | 778.036 | -66.8495
|  | 778.04 | -67.3622
|  | 778.044 | -62.9172
|  | 778.048 | -64.145
|  | 778.052 | -63.7572
|  | 778.056 | -61.1098
|  | 778.06 | -61.2426
|  | 778.064 | -62.0894
|  | 778.068 | -62.0912
|  | 778.072 | -58.5746
|  | 778.076 | -64.0155
|  | 778.08 | -60.0135
|  | 778.084 | -64.4326
|  | 778.088 | -63.0781
|  | 778.092 | -61.9295
|  | 778.096 | -62.9669
|  | 778.1 | -62.104
|  | 778.104 | -66.9659
|  | 778.108 | -210
|  | 778.112 | -61.6233
|  | 778.116 | -59.784
|  | 778.12 | -64.6162
|  | 778.124 | -210
|  | 778.128 | -59.3281
|  | 778.132 | -63.9609
|  | 778.136 | -60.0821
|  | 778.14 | -59.2758
|  | 778.144 | -63.303
|  | 778.148 | -62.4471
|  | 778.152 | -62.7844
|  | 778.156 | -60.5988
|  | 778.16 | -62.7572
|  | 778.164 | -63.3993
|  | 778.168 | -58.9289
|  | 778.172 | -60.3719
|  | 778.176 | -60.9546
|  | 778.18 | -210
|  | 778.184 | -61.4866
|  | 778.188 | -60.272
|  | 778.192 | -63.786
|  | 778.196 | -59.496
|  | 778.2 | -61.8263
|  | 778.204 | -62.4569
|  | 778.208 | -64.6861
|  | 778.212 | -61.4417
|  | 778.216 | -66.3341
|  | 778.22 | -60.4715
|  | 778.224 | -64.8973
|  | 778.228 | -63.6406
|  | 778.232 | -60.6664
|  | 778.236 | -62.1823
|  | 778.24 | -61.3487
|  | 778.244 | -62.5643
|  | 778.248 | -63.431
|  | 778.252 | -61.0622
|  | 778.256 | -58.0298
|  | 778.26 | -78.7502
|  | 778.264 | -64.6321
|  | 778.268 | -60.6553
|  | 778.272 | -64.3953
|  | 778.276 | -64.2819
|  | 778.28 | -62.219
|  | 778.284 | -60.6716
|  | 778.288 | -64.5028
|  | 778.292 | -65.7977
|  | 778.296 | -64.1753
|  | 778.3 | -70.1573
|  | 778.304 | -64.7299
|  | 778.308 | -66.2355
|  | 778.312 | -60.6945
|  | 778.316 | -64.3958
|  | 778.32 | -60.6849
|  | 778.324 | -60.4151
|  | 778.328 | -61.9407
|  | 778.332 | -66.6544
|  | 778.336 | -62.0341
|  | 778.34 | -62.233
|  | 778.344 | -62.0305
|  | 778.348 | -60.0648
|  | 778.352 | -64.7593
|  | 778.356 | -70.8864
|  | 778.36 | -63.5166
|  | 778.364 | -62.5064
|  | 778.368 | -63.1655
|  | 778.372 | -70.8055
|  | 778.376 | -210
|  | 778.38 | -68.8098
|  | 778.384 | -66.6712
|  | 778.388 | -60.6888
|  | 778.392 | -60.7836
|  | 778.396 | -65.6516
|  | 778.4 | -62.2527
|  | 778.404 | -63.7349
|  | 778.408 | -66.0367
|  | 778.412 | -61.5886
|  | 778.416 | -62.986
|  | 778.42 | -63.1239
|  | 778.424 | -61.9042
|  | 778.428 | -60.4994
|  | 778.432 | -64.8325
|  | 778.436 | -63.4469
|  | 778.44 | -60.7325
|  | 778.444 | -61.8275
|  | 778.448 | -60.7924
|  | 778.452 | -63.7098
|  | 778.456 | -58.6458
|  | 778.46 | -60.0237
|  | 778.464 | -60.6303
|  | 778.468 | -60.7355
|  | 778.472 | -62.216
|  | 778.476 | -61.5173
|  | 778.48 | -63.2965
|  | 778.484 | -63.8404
|  | 778.488 | -61.0511
|  | 778.492 | -61.2593
|  | 778.496 | -210
|  | 778.5 | -74.3572
|  | 778.504 | -62.5675
|  | 778.508 | -62.5382
|  | 778.512 | -61.5909
|  | 778.516 | -60.1521
|  | 778.52 | -61.5224
|  | 778.524 | -64.4666
|  | 778.528 | -60.5802
|  | 778.532 | -60.0154
|  | 778.536 | -60.3227
|  | 778.54 | -59.8457
|  | 778.544 | -63.8292
|  | 778.548 | -61.8916
|  | 778.552 | -64.1923
|  | 778.556 | -62.4376
|  | 778.56 | -65.5924
|  | 778.564 | -66.4303
|  | 778.568 | -62.2262
|  | 778.572 | -60.8068
|  | 778.576 | -61.626
|  | 778.58 | -67.5996
|  | 778.584 | -61.3024
|  | 778.588 | -62.8202
|  | 778.592 | -69.4553
|  | 778.596 | -62.5666
|  | 778.6 | -210
|  | 778.604 | -62.2267
|  | 778.608 | -60.2059
|  | 778.612 | -62.7198
|  | 778.616 | -62.0104
|  | 778.62 | -61.8195
|  | 778.624 | -61.0929
|  | 778.628 | -62.3694
|  | 778.632 | -62.0392
|  | 778.636 | -210
|  | 778.64 | -62.5409
|  | 778.644 | -60.728
|  | 778.648 | -63.9396
|  | 778.652 | -68.0998
|  | 778.656 | -60.5328
|  | 778.66 | -63.7424
|  | 778.664 | -61.9372
|  | 778.668 | -61.9617
|  | 778.672 | -71.0352
|  | 778.676 | -63.9404
|  | 778.68 | -63.3801
|  | 778.684 | -66.7656
|  | 778.688 | -61.3575
|  | 778.692 | -64.5864
|  | 778.696 | -60.3897
|  | 778.7 | -61.8952
|  | 778.704 | -59.089
|  | 778.708 | -66.1551
|  | 778.712 | -210
|  | 778.716 | -63.9665
|  | 778.72 | -63.3959
|  | 778.724 | -59.7897
|  | 778.728 | -61.8478
|  | 778.732 | -59.2261
|  | 778.736 | -63.3247
|  | 778.74 | -61.6744
|  | 778.744 | -61.9214
|  | 778.748 | -65.2486
|  | 778.752 | -64.837
|  | 778.756 | -64.3529
|  | 778.76 | -62.4124
|  | 778.764 | -61.4627
|  | 778.768 | -60.0115
|  | 778.772 | -60.7621
|  | 778.776 | -61.7712
|  | 778.78 | -63.6059
|  | 778.784 | -61.0912
|  | 778.788 | -60.5468
|  | 778.792 | -60.3483
|  | 778.796 | -62.2792
|  | 778.8 | -62.2326
|  | 778.804 | -59.7478
|  | 778.808 | -60.6803
|  | 778.812 | -66.7298
|  | 778.816 | -59.5421
|  | 778.82 | -60.6809
|  | 778.824 | -59.6185
|  | 778.828 | -61.2422
|  | 778.832 | -60.2866
|  | 778.836 | -61.178
|  | 778.84 | -62.3544
|  | 778.844 | -58.9273
|  | 778.848 | -61.9328
|  | 778.852 | -60.3596
|  | 778.856 | -62.3817
|  | 778.86 | -60.0594
|  | 778.864 | -59.7997
|  | 778.868 | -59.1795
|  | 778.872 | -62.3177
|  | 778.876 | -60.4453
|  | 778.88 | -63.5077
|  | 778.884 | -62.5197
|  | 778.888 | -60.5986
|  | 778.892 | -60.5762
|  | 778.896 | -61.1224
|  | 778.9 | -63.5013
|  | 778.904 | -61.5077
|  | 778.908 | -64.6683
|  | 778.912 | -61.45
|  | 778.916 | -62.2733
|  | 778.92 | -62.0362
|  | 778.924 | -64.8521
|  | 778.928 | -61.9796
|  | 778.932 | -58.4317
|  | 778.936 | -63.2876
|  | 778.94 | -59.8112
|  | 778.944 | -61.4642
|  | 778.948 | -61.0027
|  | 778.952 | -61.6298
|  | 778.956 | -64.9957
|  | 778.96 | -61.5618
|  | 778.964 | -63.7469
|  | 778.968 | -65.8184
|  | 778.972 | -68.2479
|  | 778.976 | -210
|  | 778.98 | -65.3245
|  | 778.984 | -62.2774
|  | 778.988 | -62.4119
|  | 778.992 | -64.1454
|  | 778.996 | -62.4984
|  | 779 | -63.9268
|  | 779.004 | -59.0817
|  | 779.008 | -59.94
|  | 779.012 | -61.0518
|  | 779.016 | -64.5437
|  | 779.02 | -60.1588
|  | 779.024 | -70.4154
|  | 779.028 | -61.9998
|  | 779.032 | -62.1384
|  | 779.036 | -61.1448
|  | 779.04 | -62.1294
|  | 779.044 | -61.8066
|  | 779.048 | -63.4898
|  | 779.052 | -60.0691
|  | 779.056 | -60.4837
|  | 779.06 | -60.1661
|  | 779.064 | -68.5572
|  | 779.068 | -60.5449
|  | 779.072 | -62.2925
|  | 779.076 | -62.2571
|  | 779.08 | -59.8185
|  | 779.084 | -59.678
|  | 779.088 | -60.4348
|  | 779.092 | -65.8906
|  | 779.096 | -60.1558
|  | 779.1 | -63.1829
|  | 779.104 | -63.1773
|  | 779.108 | -60.3339
|  | 779.112 | -60.5548
|  | 779.116 | -58.2967
|  | 779.12 | -59.6109
|  | 779.124 | -60.0897
|  | 779.128 | -69.1543
|  | 779.132 | -62.5666
|  | 779.136 | -59.9944
|  | 779.14 | -61.5123
|  | 779.144 | -63.5347
|  | 779.148 | -59.0043
|  | 779.152 | -62.3601
|  | 779.156 | -59.7353
|  | 779.16 | -59.8931
|  | 779.164 | -64.7615
|  | 779.168 | -61.2474
|  | 779.172 | -59.6083
|  | 779.176 | -60.6827
|  | 779.18 | -59.7411
|  | 779.184 | -64.2248
|  | 779.188 | -59.9965
|  | 779.192 | -66.4864
|  | 779.196 | -62.565
|  | 779.2 | -58.5689
|  | 779.204 | -65.3871
|  | 779.208 | -62.1679
|  | 779.212 | -60.4024
|  | 779.216 | -60.5825
|  | 779.22 | -60.1351
|  | 779.224 | -61.225
|  | 779.228 | -61.5603
|  | 779.232 | -63.5098
|  | 779.236 | -60.4137
|  | 779.24 | -60.7226
|  | 779.244 | -59.6403
|  | 779.248 | -59.8225
|  | 779.252 | -61.1343
|  | 779.256 | -61.2777
|  | 779.26 | -63.4303
|  | 779.264 | -61.9127
|  | 779.268 | -67.0751
|  | 779.272 | -61.2639
|  | 779.276 | -60.9683
|  | 779.28 | -61.6147
|  | 779.284 | -59.5884
|  | 779.288 | -62.2127
|  | 779.292 | -64.4425
|  | 779.296 | -59.0356
|  | 779.3 | -60.2123
|  | 779.304 | -60.4051
|  | 779.308 | -63.9298
|  | 779.312 | -60.8264
|  | 779.316 | -62.0622
|  | 779.32 | -59.8395
|  | 779.324 | -63.6087
|  | 779.328 | -63.4877
|  | 779.332 | -63.1801
|  | 779.336 | -59.9789
|  | 779.34 | -61.5905
|  | 779.344 | -65.9572
|  | 779.348 | -63.6778
|  | 779.352 | -62.0957
|  | 779.356 | -61.1848
|  | 779.36 | -65.1712
|  | 779.364 | -60.967
|  | 779.368 | -60.9622
|  | 779.372 | -63.9017
|  | 779.376 | -61.6925
|  | 779.38 | -62.5864
|  | 779.384 | -63.7792
|  | 779.388 | -61.5895
|  | 779.392 | -62.7992
|  | 779.396 | -61.8587
|  | 779.4 | -64.0362
|  | 779.404 | -61.4295
|  | 779.408 | -58.9677
|  | 779.412 | -66.4272
|  | 779.416 | -61.9073
|  | 779.42 | -65.0874
|  | 779.424 | -63.3246
|  | 779.428 | -61.2218
|  | 779.432 | -64.9698
|  | 779.436 | -63.7075
|  | 779.44 | -60.3395
|  | 779.444 | -60.3233
|  | 779.448 | -62.1123
|  | 779.452 | -60.9026
|  | 779.456 | -61.0629
|  | 779.46 | -61.7387
|  | 779.464 | -63.6238
|  | 779.468 | -62.1542
|  | 779.472 | -58.8987
|  | 779.476 | -64.6402
|  | 779.48 | -57.7277
|  | 779.484 | -58.63
|  | 779.488 | -62.837
|  | 779.492 | -63.7783
|  | 779.496 | -62.6977
|  | 779.5 | -65.8714
|  | 779.504 | -62.876
|  | 779.508 | -60.6128
|  | 779.512 | -61.3267
|  | 779.516 | -63.6045
|  | 779.52 | -62.5512
|  | 779.524 | -58.8207
|  | 779.528 | -61.4052
|  | 779.532 | -59.8492
|  | 779.536 | -61.3754
|  | 779.54 | -61.2307
|  | 779.544 | -61.5581
|  | 779.548 | -61.9117
|  | 779.552 | -61.2461
|  | 779.556 | -60.3091
|  | 779.56 | -59.7752
|  | 779.564 | -60.1407
|  | 779.568 | -59.5619
|  | 779.572 | -61.0314
|  | 779.576 | -62.785
|  | 779.58 | -62.941
|  | 779.584 | -60.6256
|  | 779.588 | -65.8677
|  | 779.592 | -60.2608
|  | 779.596 | -61.5184
|  | 779.6 | -70.5075
|  | 779.604 | -64.2775
|  | 779.608 | -62.6344
|  | 779.612 | -61.0231
|  | 779.616 | -59.8805
|  | 779.62 | -59.9124
|  | 779.624 | -59.9484
|  | 779.628 | -60.6616
|  | 779.632 | -61.0007
|  | 779.636 | -63.8819
|  | 779.64 | -61.6905
|  | 779.644 | -60.4821
|  | 779.648 | -60.4111
|  | 779.652 | -61.2401
|  | 779.656 | -61.0713
|  | 779.66 | -60.1814
|  | 779.664 | -58.905
|  | 779.668 | -58.7953
|  | 779.672 | -59.6684
|  | 779.676 | -61.6384
|  | 779.68 | -58.7948
|  | 779.684 | -58.2405
|  | 779.688 | -59.2639
|  | 779.692 | -58.5425
|  | 779.696 | -61.4314
|  | 779.7 | -61.2233
|  | 779.704 | -59.2647
|  | 779.708 | -58.4571
|  | 779.712 | -59.6645
|  | 779.716 | -59.051
|  | 779.72 | -59.9029
|  | 779.724 | -61.3977
|  | 779.728 | -59.8014
|  | 779.732 | -61.1398
|  | 779.736 | -60.6218
|  | 779.74 | -59.8855
|  | 779.744 | -59.5598
|  | 779.748 | -59.6534
|  | 779.752 | -60.3537
|  | 779.756 | -57.1915
|  | 779.76 | -60.9974
|  | 779.764 | -61.5468
|  | 779.768 | -60.5355
|  | 779.772 | -60.2364
|  | 779.776 | -62.8459
|  | 779.78 | -60.3555
|  | 779.784 | -61.5742
|  | 779.788 | -61.0785
|  | 779.792 | -60.9772
|  | 779.796 | -61.0224
|  | 779.8 | -62.5623
|  | 779.804 | -59.7328
|  | 779.808 | -62.4625
|  | 779.812 | -59.1582
|  | 779.816 | -59.0618
|  | 779.82 | -59.1549
|  | 779.824 | -58.7032
|  | 779.828 | -59.8229
|  | 779.832 | -61.227
|  | 779.836 | -60.1047
|  | 779.84 | -59.8282
|  | 779.844 | -60.7877
|  | 779.848 | -59.3256
|  | 779.852 | -59.6163
|  | 779.856 | -58.2832
|  | 779.86 | -60.0586
|  | 779.864 | -59.9858
|  | 779.868 | -58.3071
|  | 779.872 | -58.5105
|  | 779.876 | -59.307
|  | 779.88 | -60.2254
|  | 779.884 | -62.6743
|  | 779.888 | -59.1928
|  | 779.892 | -59.1104
|  | 779.896 | -58.7493
|  | 779.9 | -57.9667
|  | 779.904 | -57.7736
|  | 779.908 | -58.1733
|  | 779.912 | -56.8933
|  | 779.916 | -57.7534
|  | 779.92 | -57.9328
|  | 779.924 | -57.4669
|  | 779.928 | -56.9066
|  | 779.932 | -58.5921
|  | 779.936 | -56.8594
|  | 779.94 | -56.5962
|  | 779.944 | -56.2583
|  | 779.948 | -55.9542
|  | 779.952 | -55.98
|  | 779.956 | -56.3937
|  | 779.96 | -56.2764
|  | 779.964 | -55.4046
|  | 779.968 | -55.4953
|  | 779.972 | -55.6126
|  | 779.976 | -54.5024
|  | 779.98 | -54.9021
|  | 779.984 | -54.0737
|  | 779.988 | -53.9755
|  | 779.992 | -54.2326
|  | 779.996 | -53.7313
|  | 780 | -53.2215
|  | 780.004 | -53.2466
|  | 780.008 | -53.1512
|  | 780.012 | -53.002
|  | 780.016 | -52.3113
|  | 780.02 | -51.5359
|  | 780.024 | -50.5988
|  | 780.028 | -49.2695
|  | 780.032 | -47.525
|  | 780.036 | -45.8932
|  | 780.04 | -44.5335
|  | 780.044 | -43.3169
|  | 780.048 | -42.0674
|  | 780.052 | -40.5877
|  | 780.056 | -39.4004
|  | 780.06 | -38.7017
|  | 780.064 | -37.7435
|  | 780.068 | -36.9094
|  | 780.072 | -36.1507
|  | 780.076 | -35.4694
|  | 780.08 | -34.8256
|  | 780.084 | -34.0619
|  | 780.088 | -32.6414
|  | 780.092 | -31.2988
|  | 780.096 | -30.5581
|  | 780.1 | -29.8374
|  | 780.104 | -29.2102
|  | 780.108 | -28.5348
|  | 780.112 | -27.8594
|  | 780.116 | -27.2919
|  | 780.12 | -26.4774
|  | 780.124 | -25.9113
|  | 780.128 | -25.5477
|  | 780.132 | -25.0565
|  | 780.136 | -24.6518
|  | 780.14 | -24.3588
|  | 780.144 | -24.0719
|  | 780.148 | -23.6726
|  | 780.152 | -22.8906
|  | 780.156 | -22.2723
|  | 780.16 | -21.8119
|  | 780.164 | -21.1336
|  | 780.168 | -20.4513
|  | 780.172 | -19.8565
|  | 780.176 | -19.2856
|  | 780.18 | -18.3194
|  | 780.184 | -16.872
|  | 780.188 | -15.2115
|  | 780.192 | -13.927
|  | 780.196 | -12.437
|  | 780.2 | -9.8947
|  | 780.204 | -7.528
|  | 780.208 | -5.7869
|  | 780.212 | -4.5843
|  | 780.216 | -3.6932
|  | 780.22 | -2.7277
|  | 780.224 | -2.0078
|  | 780.228 | -1.4858
|  | 780.232 | -0.9871
|  | 780.236 | -0.7407
|  | 780.24 | -0.6932
|  | 780.244 | -0.8506
|  | 780.248 | -1.2102
|  | 780.252 | -1.9246
|  | 780.256 | -2.6913
|  | 780.26 | -3.3276
|  | 780.264 | -4.2338
|  | 780.268 | -5.6717
|  | 780.272 | -7.4591
|  | 780.276 | -9.7897
|  | 780.28 | -12.4283
|  | 780.284 | -14.5898
|  | 780.288 | -16.56
|  | 780.292 | -17.8411
|  | 780.296 | -18.8291
|  | 780.3 | -19.7648
|  | 780.304 | -20.1834
|  | 780.308 | -20.5633
|  | 780.312 | -20.9886
|  | 780.316 | -21.3088
|  | 780.32 | -21.8467
|  | 780.324 | -22.4121
|  | 780.328 | -22.7974
|  | 780.332 | -23.1139
|  | 780.336 | -23.3399
|  | 780.34 | -23.6609
|  | 780.344 | -24.0737
|  | 780.348 | -24.4438
|  | 780.352 | -24.8311
|  | 780.356 | -25.1706
|  | 780.36 | -25.427
|  | 780.364 | -25.7876
|  | 780.368 | -26.1881
|  | 780.372 | -26.6301
|  | 780.376 | -27.0534
|  | 780.38 | -27.5075
|  | 780.384 | -28.1361
|  | 780.388 | -29.2034
|  | 780.392 | -30.0399
|  | 780.396 | -30.5573
|  | 780.4 | -31.4306
|  | 780.404 | -32.6463
|  | 780.408 | -33.879
|  | 780.412 | -34.9664
|  | 780.416 | -35.915
|  | 780.42 | -37.4792
|  | 780.424 | -39.0689
|  | 780.428 | -40.1148
|  | 780.432 | -41.4642
|  | 780.436 | -43.0457
|  | 780.44 | -44.6943
|  | 780.444 | -46.5124
|  | 780.448 | -48.2594
|  | 780.452 | -49.9437
|  | 780.456 | -51.1411
|  | 780.46 | -51.3992
|  | 780.464 | -51.7576
|  | 780.468 | -52.5155
|  | 780.472 | -52.6224
|  | 780.476 | -52.5224
|  | 780.48 | -53.1682
|  | 780.484 | -53.6145
|  | 780.488 | -53.9961
|  | 780.492 | -54.998
|  | 780.496 | -55.0542
|  | 780.5 | -54.2513
|  | 780.504 | -54.6892
|  | 780.508 | -55.1518
|  | 780.512 | -54.7866
|  | 780.516 | -55.2794
|  | 780.52 | -55.4039
|  | 780.524 | -56.2349
|  | 780.528 | -55.3559
|  | 780.532 | -55.1671
|  | 780.536 | -55.8486
|  | 780.54 | -56.2956
|  | 780.544 | -55.6217
|  | 780.548 | -56.6037
|  | 780.552 | -56.6475
|  | 780.556 | -56.327
|  | 780.56 | -55.5782
|  | 780.564 | -56.8612
|  | 780.568 | -57.5079
|  | 780.572 | -56.7402
|  | 780.576 | -56.956
|  | 780.58 | -56.4486
|  | 780.584 | -56.699
|  | 780.588 | -57.3524
|  | 780.592 | -58.2394
|  | 780.596 | -56.6424
|  | 780.6 | -57.3927
|  | 780.604 | -57.2127
|  | 780.608 | -57.6587
|  | 780.612 | -58.4052
|  | 780.616 | -58.4993
|  | 780.62 | -58.1313
|  | 780.624 | -57.3417
|  | 780.628 | -57.6541
|  | 780.632 | -58.8663
|  | 780.636 | -58.162
|  | 780.64 | -58.1129
|  | 780.644 | -58.3558
|  | 780.648 | -57.961
|  | 780.652 | -58.7072
|  | 780.656 | -60.1552
|  | 780.66 | -57.8665
|  | 780.664 | -58.8983
|  | 780.668 | -58.1467
|  | 780.672 | -59.9699
|  | 780.676 | -57.8065
|  | 780.68 | -57.3426
|  | 780.684 | -58.0802
|  | 780.688 | -58.8666
|  | 780.692 | -57.2729
|  | 780.696 | -58.7687
|  | 780.7 | -58.8303
|  | 780.704 | -59.2228
|  | 780.708 | -60.9189
|  | 780.712 | -59.6427
|  | 780.716 | -59.8618
|  | 780.72 | -65.0281
|  | 780.724 | -59.8322
|  | 780.728 | -70.4297
|  | 780.732 | -60.6814
|  | 780.736 | -60.5551
|  | 780.74 | -60.5769
|  | 780.744 | -60.2126
|  | 780.748 | -60.5395
|  | 780.752 | -59.4924
|  | 780.756 | -63.0981
|  | 780.76 | -63.5699
|  | 780.764 | -60.2123
|  | 780.768 | -61.3379
|  | 780.772 | -59.1649
|  | 780.776 | -58.1037
|  | 780.78 | -60.4077
|  | 780.784 | -58.3524
|  | 780.788 | -59.248
|  | 780.792 | -59.3548
|  | 780.796 | -63.3248
|  | 780.8 | -58.42
|  | 780.804 | -60.5493
|  | 780.808 | -60.6403
|  | 780.812 | -58.9781
|  | 780.816 | -59.8071
|  | 780.82 | -59.0147
|  | 780.824 | -58.8634
|  | 780.828 | -61.7221
|  | 780.832 | -61.6527
|  | 780.836 | -58.1426
|  | 780.84 | -59.6918
|  | 780.844 | -58.584
|  | 780.848 | -60.1144
|  | 780.852 | -60.2778
|  | 780.856 | -58.9265
|  | 780.86 | -59.7183
|  | 780.864 | -59.4139
|  | 780.868 | -58.9365
|  | 780.872 | -57.5205
|  | 780.876 | -58.033
|  | 780.88 | -59.0755
|  | 780.884 | -59.6554
|  | 780.888 | -59.4701
|  | 780.892 | -61.0328
|  | 780.896 | -57.7881
|  | 780.9 | -57.1842
|  | 780.904 | -58.9463
|  | 780.908 | -60.6444
|  | 780.912 | -60.6654
|  | 780.916 | -59.5971
|  | 780.92 | -59.7355
|  | 780.924 | -58.7265
|  | 780.928 | -59.9189
|  | 780.932 | -59.4008
|  | 780.936 | -59.279
|  | 780.94 | -60.4334
|  | 780.944 | -59.7662
|  | 780.948 | -62.0897
|  | 780.952 | -62.6655
|  | 780.956 | -61.642
|  | 780.96 | -60.5184
|  | 780.964 | -62.2312
|  | 780.968 | -61.6303
|  | 780.972 | -61.5608
|  | 780.976 | -61.4292
|  | 780.98 | -65.7825
|  | 780.984 | -61.7737
|  | 780.988 | -62.1913
|  | 780.992 | -59.8185
|  | 780.996 | -59.1116
|  | 781 | -58.8343
|  | 781.004 | -62.8249
|  | 781.008 | -61.6046
|  | 781.012 | -60.7476
|  | 781.016 | -60.1303
|  | 781.02 | -59.2444
|  | 781.024 | -61.3059
|  | 781.028 | -62.765
|  | 781.032 | -60.5475
|  | 781.036 | -60.3871
|  | 781.04 | -61.9869
|  | 781.044 | -63.403
|  | 781.048 | -61.4984
|  | 781.052 | -61.1229
|  | 781.056 | -60.9339
|  | 781.06 | -60.7551
|  | 781.064 | -63.6138
|  | 781.068 | -62.0112
|  | 781.072 | -62.6662
|  | 781.076 | -60.3319
|  | 781.08 | -66.0859
|  | 781.084 | -66.6431
|  | 781.088 | -62.4832
|  | 781.092 | -60.9362
|  | 781.096 | -63.6715
|  | 781.1 | -61.0504
|  | 781.104 | -61.8147
|  | 781.108 | -60.6947
|  | 781.112 | -66.328
|  | 781.116 | -60.0158
|  | 781.12 | -65.9225
|  | 781.124 | -61.7228
|  | 781.128 | -63.1268
|  | 781.132 | -60.4505
|  | 781.136 | -61.1945
|  | 781.14 | -62.0246
|  | 781.144 | -60.3894
|  | 781.148 | -60.1996
|  | 781.152 | -59.4915
|  | 781.156 | -63.0381
|  | 781.16 | -59.6502
|  | 781.164 | -61.5092
|  | 781.168 | -63.449
|  | 781.172 | -61.5841
|  | 781.176 | -59.47
|  | 781.18 | -60.6717
|  | 781.184 | -58.2281
|  | 781.188 | -59.7153
|  | 781.192 | -63.0601
|  | 781.196 | -59.8845
|  | 781.2 | -60.4038
|  | 781.204 | -60.3927
|  | 781.208 | -59.3243
|  | 781.212 | -60.2257
|  | 781.216 | -63.0872
|  | 781.22 | -59.8467
|  | 781.224 | -59.7213
|  | 781.228 | -61.2127
|  | 781.232 | -60.5576
|  | 781.236 | -60.2265
|  | 781.24 | -60.0534
|  | 781.244 | -59.8165
|  | 781.248 | -60.4121
|  | 781.252 | -58.8227
|  | 781.256 | -61.1749
|  | 781.26 | -59.9039
|  | 781.264 | -63.3753
|  | 781.268 | -62.2396
|  | 781.272 | -61.1933
|  | 781.276 | -60.115
|  | 781.28 | -61.1203
|  | 781.284 | -60.2469
|  | 781.288 | -61.2465
|  | 781.292 | -60.0153
|  | 781.296 | -59.9208
|  | 781.3 | -59.5135
|  | 781.304 | -62.9828
|  | 781.308 | -61.4303
|  | 781.312 | -59.0013
|  | 781.316 | -60.6503
|  | 781.32 | -60.8092
|  | 781.324 | -60.7884
|  | 781.328 | -58.6255
|  | 781.332 | -60.2822
|  | 781.336 | -60.064
|  | 781.34 | -61.8751
|  | 781.344 | -61.9725
|  | 781.348 | -62.9439
|  | 781.352 | -57.7552
|  | 781.356 | -61.0153
|  | 781.36 | -60.1859
|  | 781.364 | -61.0046
|  | 781.368 | -61.1213
|  | 781.372 | -62.0159
|  | 781.376 | -62.4949
|  | 781.38 | -59.05
|  | 781.384 | -61.1113
|  | 781.388 | -60.6924
|  | 781.392 | -62.697
|  | 781.396 | -61.8727
|  | 781.4 | -62.2483
|  | 781.404 | -59.5772
|  | 781.408 | -62.2774
|  | 781.412 | -63.0617
|  | 781.416 | -58.9825
|  | 781.42 | -61.8427
|  | 781.424 | -59.4797
|  | 781.428 | -59.1139
|  | 781.432 | -60.0655
|  | 781.436 | -59.907
|  | 781.44 | -60.6328
|  | 781.444 | -58.6724
|  | 781.448 | -59.0731
|  | 781.452 | -59.9211
|  | 781.456 | -64.1499
|  | 781.46 | -62.518
|  | 781.464 | -58.9536
|  | 781.468 | -60.4388
|  | 781.472 | -60.0111
|  | 781.476 | -63.5541
|  | 781.48 | -63.1816
|  | 781.484 | -64.7785
|  | 781.488 | -59.7921
|  | 781.492 | -60.4476
|  | 781.496 | -57.9954
|  | 781.5 | -59.5478
|  | 781.504 | -61.0072
|  | 781.508 | -58.0428
|  | 781.512 | -59.2475
|  | 781.516 | -58.2882
|  | 781.52 | -59.5011
|  | 781.524 | -58.4331
|  | 781.528 | -59.4382
|  | 781.532 | -58.4774
|  | 781.536 | -59.26
|  | 781.54 | -61.047
|  | 781.544 | -59.92
|  | 781.548 | -60.4111
|  | 781.552 | -59.9134
|  | 781.556 | -58.7115
|  | 781.56 | -60.1385
|  | 781.564 | -59.2564
|  | 781.568 | -61.726
|  | 781.572 | -62.9462
|  | 781.576 | -59.2952
|  | 781.58 | -59.6263
|  | 781.584 | -60.6036
|  | 781.588 | -60.1462
|  | 781.592 | -60.6206
|  | 781.596 | -58.9043
|  | 781.6 | -59.6613
|  | 781.604 | -58.4439
|  | 781.608 | -60.563
|  | 781.612 | -62.5513
|  | 781.616 | -59.483
|  | 781.62 | -60.2872
|  | 781.624 | -59.7943
|  | 781.628 | -59.4128
|  | 781.632 | -60.0041
|  | 781.636 | -58.2372
|  | 781.64 | -60.9559
|  | 781.644 | -59.9442
|  | 781.648 | -60.1715
|  | 781.652 | -59.9335
|  | 781.656 | -64.5499
|  | 781.66 | -60.8926
|  | 781.664 | -59.5626
|  | 781.668 | -59.5799
|  | 781.672 | -62.5369
|  | 781.676 | -61.3493
|  | 781.68 | -61.8449
|  | 781.684 | -60.5389
|  | 781.688 | -58.9543
|  | 781.692 | -58.3356
|  | 781.696 | -59.4135
|  | 781.7 | -61.7487
|  | 781.704 | -60.8662
|  | 781.708 | -60.2589
|  | 781.712 | -60.4403
|  | 781.716 | -62.8201
|  | 781.72 | -64.9078
|  | 781.724 | -64.2062
|  | 781.728 | -60.6366
|  | 781.732 | -58.9127
|  | 781.736 | -62.6359
|  | 781.74 | -60.4017
|  | 781.744 | -59.1903
|  | 781.748 | -59.9902
|  | 781.752 | -60.3557
|  | 781.756 | -64.5239
|  | 781.76 | -60.1045
|  | 781.764 | -59.6918
|  | 781.768 | -60.5217
|  | 781.772 | -65.2375
|  | 781.776 | -65.1623
|  | 781.78 | -60.5741
|  | 781.784 | -62.3898
|  | 781.788 | -60.5142
|  | 781.792 | -59.9858
|  | 781.796 | -58.3531
|  | 781.8 | -58.9139
|  | 781.804 | -59.2027
|  | 781.808 | -65.4352
|  | 781.812 | -63.0951
|  | 781.816 | -59.9485
|  | 781.82 | -59.3386
|  | 781.824 | -60.5517
|  | 781.828 | -59.8373
|  | 781.832 | -60.6292
|  | 781.836 | -61.1857
|  | 781.84 | -63.2542
|  | 781.844 | -58.9732
|  | 781.848 | -59.6089
|  | 781.852 | -62.0481
|  | 781.856 | -59.4632
|  | 781.86 | -60.9778
|  | 781.864 | -59.9776
|  | 781.868 | -63.4285
|  | 781.872 | -60.8012
|  | 781.876 | -62.0599
|  | 781.88 | -61.7787
|  | 781.884 | -61.5374
|  | 781.888 | -58.7418
|  | 781.892 | -59.4794
|  | 781.896 | -60.4278
|  | 781.9 | -60.5823
|  | 781.904 | -61.0643
|  | 781.908 | -62.9629
|  | 781.912 | -61.5132
|  | 781.916 | -63.7382
|  | 781.92 | -58.5937
|  | 781.924 | -60.712
|  | 781.928 | -60.4389
|  | 781.932 | -59.1165
|  | 781.936 | -70.0011
|  | 781.94 | -60.9725
|  | 781.944 | -64.6905
|  | 781.948 | -60.4229
|  | 781.952 | -59.8262
|  | 781.956 | -60.7204
|  | 781.96 | -60.6544
|  | 781.964 | -63.6753
|  | 781.968 | -59.2487
|  | 781.972 | -58.6882
|  | 781.976 | -58.9592
|  | 781.98 | -62.2525
|  | 781.984 | -59.9228
|  | 781.988 | -59.8966
|  | 781.992 | -62.6037
|  | 781.996 | -60.0393
|  | 782 | -59.7487
|  | 782.004 | -65.3187
|  | 782.008 | -60.1042
|  | 782.012 | -63.1603
|  | 782.016 | -68.937
|  | 782.02 | -58.5133
|  | 782.024 | -60.4084
|  | 782.028 | -61.294
|  | 782.032 | -61.2848
|  | 782.036 | -58.4324
|  | 782.04 | -59.9454
|  | 782.044 | -61.5939
|  | 782.048 | -57.8204
|  | 782.052 | -59.4052
|  | 782.056 | -60.0828
|  | 782.06 | -59.006
|  | 782.064 | -61.1771
|  | 782.068 | -62.8452
|  | 782.072 | -62.121
|  | 782.076 | -61.1042
|  | 782.08 | -61.1873
|  | 782.084 | -61.4389
|  | 782.088 | -60.9241
|  | 782.092 | -59.8342
|  | 782.096 | -59.1689
|  | 782.1 | -62.2749
|  | 782.104 | -60.2564
|  | 782.108 | -60.7751
|  | 782.112 | -58.719
|  | 782.116 | -58.5699
|  | 782.12 | -60.4085
|  | 782.124 | -59.4632
|  | 782.128 | -59.0677
|  | 782.132 | -61.4074
|  | 782.136 | -58.315
|  | 782.14 | -59.2395
|  | 782.144 | -59.4252
|  | 782.148 | -63.4914
|  | 782.152 | -62.2445
|  | 782.156 | -60.9893
|  | 782.16 | -59.389
|  | 782.164 | -60.6164
|  | 782.168 | -59.0672
|  | 782.172 | -63.8106
|  | 782.176 | -59.3962
|  | 782.18 | -60.4879
|  | 782.184 | -61.7102
|  | 782.188 | -61.21
|  | 782.192 | -63.4798
|  | 782.196 | -60.4352
|  | 782.2 | -63.7326
|  | 782.204 | -58.5879
|  | 782.208 | -59.6589
|  | 782.212 | -59.5627
|  | 782.216 | -62.2733
|  | 782.22 | -62.5314
|  | 782.224 | -61.0114
|  | 782.228 | -60.7447
|  | 782.232 | -60.5587
|  | 782.236 | -61.804
|  | 782.24 | -59.1708
|  | 782.244 | -58.8512
|  | 782.248 | -58.998
|  | 782.252 | -60.298
|  | 782.256 | -61.258
|  | 782.26 | -62.2974
|  | 782.264 | -59.3085
|  | 782.268 | -59.4702
|  | 782.272 | -60.9829
|  | 782.276 | -64.2934
|  | 782.28 | -62.2959
|  | 782.284 | -59.9415
|  | 782.288 | -61.26
|  | 782.292 | -60.5805
|  | 782.296 | -62.7315
|  | 782.3 | -60.2539
|  | 782.304 | -62.6989
|  | 782.308 | -61.0252
|  | 782.312 | -62.0248
|  | 782.316 | -60.3773
|  | 782.32 | -64.5893
|  | 782.324 | -63.2729
|  | 782.328 | -60.264
|  | 782.332 | -59.3103
|  | 782.336 | -63.0598
|  | 782.34 | -59.9203
|  | 782.344 | -70.7753
|  | 782.348 | -60.6083
|  | 782.352 | -61.2241
|  | 782.356 | -64.2674
|  | 782.36 | -62.8124
|  | 782.364 | -61.1191
|  | 782.368 | -60.7193
|  | 782.372 | -58.6963
|  | 782.376 | -62.006
|  | 782.38 | -62.1013
|  | 782.384 | -60.7239
|  | 782.388 | -60.4316
|  | 782.392 | -61.2611
|  | 782.396 | -59.7032
|  | 782.4 | -59.8039
|  | 782.404 | -59.9835
|  | 782.408 | -61.2013
|  | 782.412 | -60.3888
|  | 782.416 | -60.5522
|  | 782.42 | -59.38
|  | 782.424 | -58.8398
|  | 782.428 | -61.109
|  | 782.432 | -59.1431
|  | 782.436 | -60.7223
|  | 782.44 | -59.0778
|  | 782.444 | -62.6387
|  | 782.448 | -60.9728
|  | 782.452 | -59.6855
|  | 782.456 | -59.9413
|  | 782.46 | -60.8509
|  | 782.464 | -58.6959
|  | 782.468 | -59.9639
|  | 782.472 | -59.0079
|  | 782.476 | -60.6938
|  | 782.48 | -66.2923
|  | 782.484 | -61.2823
|  | 782.488 | -60.8037
|  | 782.492 | -60.0618
|  | 782.496 | -62.3746
|  | 782.5 | -61.0015
|  | 782.504 | -58.1155
|  | 782.508 | -59.9674
|  | 782.512 | -61.4143
|  | 782.516 | -63.3193
|  | 782.52 | -60.2888
|  | 782.524 | -60.786
|  | 782.528 | -62.3809
|  | 782.532 | -60.4572
|  | 782.536 | -63.0883
|  | 782.54 | -60.3507
|  | 782.544 | -64.9448
|  | 782.548 | -60.2433
|  | 782.552 | -59.0841
|  | 782.556 | -60.554
|  | 782.56 | -60.9256
|  | 782.564 | -60.3534
|  | 782.568 | -59.1795
|  | 782.572 | -60.9329
|  | 782.576 | -60.8329
|  | 782.58 | -66.2012
|  | 782.584 | -62.013
|  | 782.588 | -61.0664
|  | 782.592 | -65.0148
|  | 782.596 | -62.6365
|  | 782.6 | -59.6318
|  | 782.604 | -59.9244
|  | 782.608 | -64.3326
|  | 782.612 | -60.1261
|  | 782.616 | -65.0724
|  | 782.62 | -61.4832
|  | 782.624 | -60.6012
|  | 782.628 | -62.5329
|  | 782.632 | -62.8896
|  | 782.636 | -62.5969
|  | 782.64 | -59.935
|  | 782.644 | -60.1972
|  | 782.648 | -60.8543
|  | 782.652 | -62.8345
|  | 782.656 | -61.3107
|  | 782.66 | -61.1303
|  | 782.664 | -61.599
|  | 782.668 | -60.8813
|  | 782.672 | -58.8347
|  | 782.676 | -59.0826
|  | 782.68 | -59.0751
|  | 782.684 | -65.2092
|  | 782.688 | -60.4706
|  | 782.692 | -59.9075
|  | 782.696 | -59.5051
|  | 782.7 | -60.2949
|  | 782.704 | -59.3807
|  | 782.708 | -59.4953
|  | 782.712 | -58.2736
|  | 782.716 | -60.9791
|  | 782.72 | -61.5021
|  | 782.724 | -60.2379
|  | 782.728 | -60.363
|  | 782.732 | -60.2344
|  | 782.736 | -59.0283
|  | 782.74 | -61.5023
|  | 782.744 | -59.8987
|  | 782.748 | -59.7146
|  | 782.752 | -61.2816
|  | 782.756 | -62.9523
|  | 782.76 | -58.6475
|  | 782.764 | -59.2682
|  | 782.768 | -59.0206
|  | 782.772 | -58.8488
|  | 782.776 | -58.6388
|  | 782.78 | -59.7351
|  | 782.784 | -60.2489
|  | 782.788 | -58.8433
|  | 782.792 | -57.9969
|  | 782.796 | -58.5607
|  | 782.8 | -60.0819
|  | 782.804 | -62.9137
|  | 782.808 | -59.1627
|  | 782.812 | -59.8317
|  | 782.816 | -59.996
|  | 782.82 | -61.2009
|  | 782.824 | -64.0704
|  | 782.828 | -60.7937
|  | 782.832 | -60.4399
|  | 782.836 | -59.1637
|  | 782.84 | -62.4338
|  | 782.844 | -60.719
|  | 782.848 | -59.3929
|  | 782.852 | -60.528
|  | 782.856 | -59.0464
|  | 782.86 | -59.9714
|  | 782.864 | -60.3084
|  | 782.868 | -59.5208
|  | 782.872 | -62.4488
|  | 782.876 | -61.0042
|  | 782.88 | -59.5408
|  | 782.884 | -62.2353
|  | 782.888 | -59.4747
|  | 782.892 | -59.6666
|  | 782.896 | -62.2414
|  | 782.9 | -61.3831
|  | 782.904 | -59.9369
|  | 782.908 | -67.0372
|  | 782.912 | -61.2201
|  | 782.916 | -58.5429
|  | 782.92 | -59.5397
|  | 782.924 | -59.9904
|  | 782.928 | -59.8121
|  | 782.932 | -58.7726
|  | 782.936 | -61.2646
|  | 782.94 | -59.133
|  | 782.944 | -61.3628
|  | 782.948 | -60.4204
|  | 782.952 | -61.2531
|  | 782.956 | -64.6259
|  | 782.96 | -59.6624
|  | 782.964 | -64.8695
|  | 782.968 | -63.6413
|  | 782.972 | -59.2159
|  | 782.976 | -59.3129
|  | 782.98 | -62.0628
|  | 782.984 | -61.4484
|  | 782.988 | -62.0701
|  | 782.992 | -59.3632
|  | 782.996 | -62.4647
|  | 783 | -62.5152
|  | 783.004 | -61.0361
|  | 783.008 | -61.5006
|  | 783.012 | -63.0195
|  | 783.016 | -61.5357
|  | 783.02 | -60.7669
|  | 783.024 | -62.1459
|  | 783.028 | -60.5001
|  | 783.032 | -61.139
|  | 783.036 | -60.9038
|  | 783.04 | -63.4141
|  | 783.044 | -60.2551
|  | 783.048 | -60.4384
|  | 783.052 | -59.8723
|  | 783.056 | -60.4144
|  | 783.06 | -63.4249
|  | 783.064 | -58.7131
|  | 783.068 | -58.2301
|  | 783.072 | -59.8276
|  | 783.076 | -61.7426
|  | 783.08 | -59.9829
|  | 783.084 | -60.0705
|  | 783.088 | -62.3574
|  | 783.092 | -62.2748
|  | 783.096 | -61.375
|  | 783.1 | -59.1402
|  | 783.104 | -59.2912
|  | 783.108 | -60.6845
|  | 783.112 | -58.108
|  | 783.116 | -59.5052
|  | 783.12 | -61.2223
|  | 783.124 | -59.698
|  | 783.128 | -63.539
|  | 783.132 | -62.1033
|  | 783.136 | -59.9444
|  | 783.14 | -60.6562
|  | 783.144 | -60.5319
|  | 783.148 | -61.5584
|  | 783.152 | -59.5136
|  | 783.156 | -61.6817
|  | 783.16 | -59.4473
|  | 783.164 | -59.7529
|  | 783.168 | -62.9777
|  | 783.172 | -67.5751
|  | 783.176 | -60.1058
|  | 783.18 | -61.3591
|  | 783.184 | -59.3148
|  | 783.188 | -61.3921
|  | 783.192 | -59.9449
|  | 783.196 | -63.1666
|  | 783.2 | -61.9309
|  | 783.204 | -61.2203
|  | 783.208 | -59.7072
|  | 783.212 | -61.8084
|  | 783.216 | -63.2568
|  | 783.22 | -60.816
|  | 783.224 | -62.031
|  | 783.228 | -61.0816
|  | 783.232 | -58.8019
|  | 783.236 | -60.8186
|  | 783.24 | -59.7459
|  | 783.244 | -60.6507
|  | 783.248 | -64.8517
|  | 783.252 | -63.9438
|  | 783.256 | -60.6713
|  | 783.26 | -64.8898
|  | 783.264 | -60.6994
|  | 783.268 | -62.0919
|  | 783.272 | -60.0079
|  | 783.276 | -60.7717
|  | 783.28 | -62.2364
|  | 783.284 | -60.9567
|  | 783.288 | -58.5621
|  | 783.292 | -61.4679
|  | 783.296 | -64.7904
|  | 783.3 | -59.7479
|  | 783.304 | -60.391
|  | 783.308 | -59.3482
|  | 783.312 | -61.2614
|  | 783.316 | -62.573
|  | 783.32 | -61.2263
|  | 783.324 | -59.6227
|  | 783.328 | -60.1424
|  | 783.332 | -59.3133
|  | 783.336 | -61.6401
|  | 783.34 | -59.8401
|  | 783.344 | -58.2248
|  | 783.348 | -60.7316
|  | 783.352 | -61.3675
|  | 783.356 | -59.5802
|  | 783.36 | -61.2654
|  | 783.364 | -59.685
|  | 783.368 | -59.9479
|  | 783.372 | -61.0108
|  | 783.376 | -61.0219
|  | 783.38 | -58.6828
|  | 783.384 | -61.2765
|  | 783.388 | -59.1599
|  | 783.392 | -62.0153
|  | 783.396 | -58.4852
|  | 783.4 | -61.6149
|  | 783.404 | -59.8039
|  | 783.408 | -62.2234
|  | 783.412 | -61.6378
|  | 783.416 | -60.5081
|  | 783.42 | -60.7133
|  | 783.424 | -60.8048
|  | 783.428 | -61.8482
|  | 783.432 | -62.6891
|  | 783.436 | -60.6088
|  | 783.44 | -60.7214
|  | 783.444 | -74.6048
|  | 783.448 | -63.473
|  | 783.452 | -60.8349
|  | 783.456 | -59.9655
|  | 783.46 | -60.7249
|  | 783.464 | -60.4457
|  | 783.468 | -63.2623
|  | 783.472 | -59.6891
|  | 783.476 | -61.947
|  | 783.48 | -61.5614
|  | 783.484 | -62.8976
|  | 783.488 | -63.217
|  | 783.492 | -61.7669
|  | 783.496 | -60.8517
|  | 783.5 | -59.9713
|  | 783.504 | -61.4491
|  | 783.508 | -57.9883
|  | 783.512 | -63.4184
|  | 783.516 | -62.2931
|  | 783.52 | -58.3786
|  | 783.524 | -59.9065
|  | 783.528 | -61.0521
|  | 783.532 | -61.4401
|  | 783.536 | -59.8441
|  | 783.54 | -58.0235
|  | 783.544 | -59.3197
|  | 783.548 | -58.7134
|  | 783.552 | -59.5044
|  | 783.556 | -59.1893
|  | 783.56 | -59.7417
|  | 783.564 | -60.2695
|  | 783.568 | -60.8345
|  | 783.572 | -59.2208
|  | 783.576 | -59.667
|  | 783.58 | -61.9903
|  | 783.584 | -60.5918
|  | 783.588 | -58.4516
|  | 783.592 | -60.0691
|  | 783.596 | -57.7668
|  | 783.6 | -61.5499
|  | 783.604 | -63.2698
|  | 783.608 | -58.1221
|  | 783.612 | -58.9701
|  | 783.616 | -60.6575
|  | 783.62 | -59.8384
|  | 783.624 | -60.837
|  | 783.628 | -58.861
|  | 783.632 | -58.8332
|  | 783.636 | -60.1511
|  | 783.64 | -60.1146
|  | 783.644 | -60.6533
|  | 783.648 | -59.6217
|  | 783.652 | -60.7533
|  | 783.656 | -59.5969
|  | 783.66 | -60.1936
|  | 783.664 | -58.6534
|  | 783.668 | -59.6227
|  | 783.672 | -61.4531
|  | 783.676 | -58.6189
|  | 783.68 | -60.9435
|  | 783.684 | -59.682
|  | 783.688 | -60.3531
|  | 783.692 | -59.1985
|  | 783.696 | -58.8325
|  | 783.7 | -60.8731
|  | 783.704 | -60.0697
|  | 783.708 | -62.4665
|  | 783.712 | -58.9795
|  | 783.716 | -59.6454
|  | 783.72 | -59.2132
|  | 783.724 | -59.5548
|  | 783.728 | -58.7807
|  | 783.732 | -65.959
|  | 783.736 | -61.3445
|  | 783.74 | -61.7254
|  | 783.744 | -60.7491
|  | 783.748 | -59.9017
|  | 783.752 | -60.2334
|  | 783.756 | -61.6841
|  | 783.76 | -62.4382
|  | 783.764 | -62.049
|  | 783.768 | -58.8626
|  | 783.772 | -59.7557
|  | 783.776 | -59.7398
|  | 783.78 | -59.6198
|  | 783.784 | -62.7829
|  | 783.788 | -62.9221
|  | 783.792 | -60.5387
|  | 783.796 | -66.1937
|  | 783.8 | -63.5414
|  | 783.804 | -61.6432
|  | 783.808 | -60.5335
|  | 783.812 | -61.9112
|  | 783.816 | -62.1558
|  | 783.82 | -59.4813
|  | 783.824 | -61.9422
|  | 783.828 | -61.1679
|  | 783.832 | -61.8342
|  | 783.836 | -60.0588
|  | 783.84 | -61.0746
|  | 783.844 | -61.5444
|  | 783.848 | -58.7832
|  | 783.852 | -63.6713
|  | 783.856 | -60.1062
|  | 783.86 | -61.0367
|  | 783.864 | -61.1288
|  | 783.868 | -61.8621
|  | 783.872 | -60.9426
|  | 783.876 | -62.6374
|  | 783.88 | -60.6144
|  | 783.884 | -63.7448
|  | 783.888 | -59.6978
|  | 783.892 | -63.1019
|  | 783.896 | -64.6975
|  | 783.9 | -60.3536
|  | 783.904 | -60.1935
|  | 783.908 | -59.758
|  | 783.912 | -62.9405
|  | 783.916 | -61.1817
|  | 783.92 | -59.4763
|  | 783.924 | -60.3844
|  | 783.928 | -60.0778
|  | 783.932 | -58.272
|  | 783.936 | -60.0908
|  | 783.94 | -60.5682
|  | 783.944 | -62.6235
|  | 783.948 | -62.8425
|  | 783.952 | -59.8347
|  | 783.956 | -59.4975
|  | 783.96 | -59.6687
|  | 783.964 | -59.513
|  | 783.968 | -60.8665
|  | 783.972 | -59.4617
|  | 783.976 | -59.7657
|  | 783.98 | -61.2653
|  | 783.984 | -61.9876
|  | 783.988 | -59.0119
|  | 783.992 | -64.031
|  | 783.996 | -59.3819
|  | 784 | -60.1827
|  | 784.004 | -59.1118
|  | 784.008 | -59.9878
|  | 784.012 | -59.0092
|  | 784.016 | -59.9343
|  | 784.02 | -61.2309
|  | 784.024 | -58.5335
|  | 784.028 | -60.0724
|  | 784.032 | -63.7989
|  | 784.036 | -60.41
|  | 784.04 | -61.1977
|  | 784.044 | -59.8756
|  | 784.048 | -60.0892
|  | 784.052 | -59.9199
|  | 784.056 | -59.0259
|  | 784.06 | -61.0784
|  | 784.064 | -62.0686
|  | 784.068 | -58.1147
|  | 784.072 | -61.495
|  | 784.076 | -60.713
|  | 784.08 | -59.6126
|  | 784.084 | -62.1172
|  | 784.088 | -65.5912
|  | 784.092 | -63.7858
|  | 784.096 | -59.0485
|  | 784.1 | -59.0938
|  | 784.104 | -63.6614
|  | 784.108 | -61.8028
|  | 784.112 | -60.7636
|  | 784.116 | -60.9044
|  | 784.12 | -63.9093
|  | 784.124 | -63.2118
|  | 784.128 | -61.3729
|  | 784.132 | -60.137
|  | 784.136 | -60.4031
|  | 784.14 | -61.9487
|  | 784.144 | -62.0875
|  | 784.148 | -59.6066
|  | 784.152 | -59.2482
|  | 784.156 | -62.5017
|  | 784.16 | -61.2631
|  | 784.164 | -59.9477
|  | 784.168 | -60.5046
|  | 784.172 | -64.4342
|  | 784.176 | -60.7927
|  | 784.18 | -60.9539
|  | 784.184 | -210
|  | 784.188 | -64.027
|  | 784.192 | -60.2475
|  | 784.196 | -62.6272
|  | 784.2 | -66.0981
|  | 784.204 | -60.878
|  | 784.208 | -61.995
|  | 784.212 | -62.4569
|  | 784.216 | -60.8726
|  | 784.22 | -60.1612
|  | 784.224 | -59.2195
|  | 784.228 | -61.1737
|  | 784.232 | -62.4798
|  | 784.236 | -59.3439
|  | 784.24 | -63.3748
|  | 784.244 | -64.0495
|  | 784.248 | -59.0584
|  | 784.252 | -61.9498
|  | 784.256 | -64.4958
|  | 784.26 | -59.1133
|  | 784.264 | -60.4959
|  | 784.268 | -60.4944
|  | 784.272 | -60.3996
|  | 784.276 | -60.2992
|  | 784.28 | -60.819
|  | 784.284 | -59.7439
|  | 784.288 | -61.7804
|  | 784.292 | -61.7357
|  | 784.296 | -60.7474
|  | 784.3 | -59.3364
|  | 784.304 | -60.0218
|  | 784.308 | -61.6356
|  | 784.312 | -60.7634
|  | 784.316 | -59.199
|  | 784.32 | -58.0653
|  | 784.324 | -60.1579
|  | 784.328 | -60.1263
|  | 784.332 | -61.2095
|  | 784.336 | -61.9825
|  | 784.34 | -58.9125
|  | 784.344 | -59.792
|  | 784.348 | -60.8047
|  | 784.352 | -61.6047
|  | 784.356 | -59.5675
|  | 784.36 | -61.076
|  | 784.364 | -61.0809
|  | 784.368 | -60.2328
|  | 784.372 | -58.1695
|  | 784.376 | -60.3156
|  | 784.38 | -59.8512
|  | 784.384 | -61.5605
|  | 784.388 | -60.1123
|  | 784.392 | -59.6755
|  | 784.396 | -61.6384
|  | 784.4 | -60.2127
|  | 784.404 | -62.801
|  | 784.408 | -60.6125
|  | 784.412 | -61.0115
|  | 784.416 | -59.1059
|  | 784.42 | -59.6961
|  | 784.424 | -61.4243
|  | 784.428 | -59.0721
|  | 784.432 | -60.3546
|  | 784.436 | -59.4466
|  | 784.44 | -60.1299
|  | 784.444 | -60.0078
|  | 784.448 | -59.6903
|  | 784.452 | -59.1633
|  | 784.456 | -59.1844
|  | 784.46 | -60.6534
|  | 784.464 | -61.0648
|  | 784.468 | -61.4331
|  | 784.472 | -62.4986
|  | 784.476 | -61.5442
|  | 784.48 | -58.8229
|  | 784.484 | -59.5526
|  | 784.488 | -60.3837
|  | 784.492 | -60.5052
|  | 784.496 | -62.0102
|  | 784.5 | -60.1667
|  | 784.504 | -61.2089
|  | 784.508 | -63.236
|  | 784.512 | -64.6476
|  | 784.516 | -61.4199
|  | 784.52 | -64.2212
|  | 784.524 | -59.9919
|  | 784.528 | -59.8606
|  | 784.532 | -59.2892
|  | 784.536 | -60.5557
|  | 784.54 | -60.4819
|  | 784.544 | -63.7462
|  | 784.548 | -62.2389
|  | 784.552 | -58.8927
|  | 784.556 | -60.5295
|  | 784.56 | -62.5502
|  | 784.564 | -61.7115
|  | 784.568 | -61.8275
|  | 784.572 | -60.5767
|  | 784.576 | -60.8747
|  | 784.58 | -59.1713
|  | 784.584 | -60.3182
|  | 784.588 | -61.2486
|  | 784.592 | -61.0735
|  | 784.596 | -59.3485
|  | 784.6 | -60.5807
|  | 784.604 | -59.2338
|  | 784.608 | -64.189
|  | 784.612 | -59.207
|  | 784.616 | -61.0177
|  | 784.62 | -61.2264
|  | 784.624 | -60.5948
|  | 784.628 | -63.6991
|  | 784.632 | -66.4105
|  | 784.636 | -61.8547
|  | 784.64 | -60.8681
|  | 784.644 | -59.5539
|  | 784.648 | -58.5535
|  | 784.652 | -59.1315
|  | 784.656 | -59.5096
|  | 784.66 | -60.0762
|  | 784.664 | -60.6421
|  | 784.668 | -61.3501
|  | 784.672 | -59.0563
|  | 784.676 | -58.9153
|  | 784.68 | -60.6816
|  | 784.684 | -60.7627
|  | 784.688 | -59.3502
|  | 784.692 | -61.9702
|  | 784.696 | -60.8255
|  | 784.7 | -60.9232
|  | 784.704 | -59.8675
|  | 784.708 | -63.4524
|  | 784.712 | -62.9599
|  | 784.716 | -59.4934
|  | 784.72 | -60.8573
|  | 784.724 | -63.5912
|  | 784.728 | -59.74
|  | 784.732 | -60.1241
|  | 784.736 | -59.254
|  | 784.74 | -60.3061
|  | 784.744 | -62.2685
|  | 784.748 | -61.391
|  | 784.752 | -63.565
|  | 784.756 | -59.9037
|  | 784.76 | -60.1985
|  | 784.764 | -59.8252
|  | 784.768 | -60.8692
|  | 784.772 | -60.7452
|  | 784.776 | -60.2428
|  | 784.78 | -59.0043
|  | 784.784 | -59.3838
|  | 784.788 | -61.2008
|  | 784.792 | -60.1189
|  | 784.796 | -61.1016
|  | 784.8 | -60.9161
|  | 784.804 | -60.7397
|  | 784.808 | -59.3938
|  | 784.812 | -60.2209
|  | 784.816 | -60.2129
|  | 784.82 | -58.493
|  | 784.824 | -60.4357
|  | 784.828 | -61.2763
|  | 784.832 | -59.4352
|  | 784.836 | -61.2167
|  | 784.84 | -59.7182
|  | 784.844 | -59.2496
|  | 784.848 | -60.0223
|  | 784.852 | -60.7401
|  | 784.856 | -61.4431
|  | 784.86 | -60.4864
|  | 784.864 | -60.3498
|  | 784.868 | -61.5799
|  | 784.872 | -59.3841
|  | 784.876 | -59.9875
|  | 784.88 | -60.3439
|  | 784.884 | -59.7068
|  | 784.888 | -60.5422
|  | 784.892 | -59.5127
|  | 784.896 | -58.8288
|  | 784.9 | -59.6913
|  | 784.904 | -58.6959
|  | 784.908 | -60.2538
|  | 784.912 | -58.1435
|  | 784.916 | -58.0625
|  | 784.92 | -58.3
|  | 784.924 | -59.2522
|  | 784.928 | -60.9654
|  | 784.932 | -60.9265
|  | 784.936 | -60.3899
|  | 784.94 | -59.1129
|  | 784.944 | -60.946
|  | 784.948 | -61.3459
|  | 784.952 | -58.7467
|  | 784.956 | -60.6707
|  | 784.96 | -62.5508
|  | 784.964 | -60.2773
|  | 784.968 | -65.6771
|  | 784.972 | -59.8073
|  | 784.976 | -59.2588
|  | 784.98 | -63.5972
|  | 784.984 | -64.8931
|  | 784.988 | -60.9119
|  | 784.992 | -65.3911
|  | 784.996 | -64.3901
|  | 785 | -62.2851
|  | 785.004 | -62.9821
|  | 785.008 | -77.7543
|  | 785.012 | -59.7217
|  | 785.016 | -59.4586
|  | 785.02 | -60.5137
|  | 785.024 | -65.8506
|  | 785.028 | -60.2885
|  | 785.032 | -62.274
|  | 785.036 | -60.6941
|  | 785.04 | -60.5243
|  | 785.044 | -62.6578
|  | 785.048 | -60.5938
|  | 785.052 | -61.062
|  | 785.056 | -66.5997
|  | 785.06 | -61.2704
|  | 785.064 | -67.2977
|  | 785.068 | -63.8678
|  | 785.072 | -62.3446
|  | 785.076 | -60.0163
|  | 785.08 | -60.0672
|  | 785.084 | -59.8411
|  | 785.088 | -62.5848
|  | 785.092 | -61.2305
|  | 785.096 | -60.7906
|  | 785.1 | -63.5764
|  | 785.104 | -62.8217
|  | 785.108 | -63.7049
|  | 785.112 | -62.7608
|  | 785.116 | -61.1502
|  | 785.12 | -61.1511
|  | 785.124 | -62.4856
|  | 785.128 | -61.7233
|  | 785.132 | -61.1092
|  | 785.136 | -58.8927
|  | 785.14 | -60.232
|  | 785.144 | -62.802
|  | 785.148 | -61.0164
|  | 785.152 | -61.5272
|  | 785.156 | -59.5642
|  | 785.16 | -58.9006
|  | 785.164 | -59.45
|  | 785.168 | -62.9886
|  | 785.172 | -60.2265
|  | 785.176 | -60.0746
|  | 785.18 | -59.5272
|  | 785.184 | -60.4665
|  | 785.188 | -59.2257
|  | 785.192 | -59.8437
|  | 785.196 | -61.0552
|  | 785.2 | -63.2085
|  | 785.204 | -59.6121
|  | 785.208 | -60.8916
|  | 785.212 | -59.2044
|  | 785.216 | -60.9132
|  | 785.22 | -62.8574
|  | 785.224 | -60.2888
|  | 785.228 | -64.103
|  | 785.232 | -65.5181
|  | 785.236 | -60.3886
|  | 785.24 | -59.6434
|  | 785.244 | -59.6136
|  | 785.248 | -63.7149
|  | 785.252 | -61.0116
|  | 785.256 | -59.9066
|  | 785.26 | -60.2517
|  | 785.264 | -65.0598
|  | 785.268 | -63.1426
|  | 785.272 | -64.2087
|  | 785.276 | -66.2431
|  | 785.28 | -61.0589
|  | 785.284 | -61.8418
|  | 785.288 | -65.351
|  | 785.292 | -63.4661
|  | 785.296 | -61.7943
|  | 785.3 | -60.7536
|  | 785.304 | -61.2079
|  | 785.308 | -60.7397
|  | 785.312 | -60.8033
|  | 785.316 | -60.2307
|  | 785.32 | -60.2229
|  | 785.324 | -61.0753
|  | 785.328 | -59.2789
|  | 785.332 | -61.5581
|  | 785.336 | -64.257
|  | 785.34 | -60.3744
|  | 785.344 | -61.2276
|  | 785.348 | -60.6655
|  | 785.352 | -63.1047
|  | 785.356 | -61.2713
|  | 785.36 | -62.9153
|  | 785.364 | -60.1967
|  | 785.368 | -62.4183
|  | 785.372 | -61.4909
|  | 785.376 | -62.2365
|  | 785.38 | -61.0553
|  | 785.384 | -60.7364
|  | 785.388 | -61.2603
|  | 785.392 | -61.6288
|  | 785.396 | -58.3924
|  | 785.4 | -65.0873
|  | 785.404 | -63.581
|  | 785.408 | -62.431
|  | 785.412 | -61.3424
|  | 785.416 | -60.0891
|  | 785.42 | -64.7049
|  | 785.424 | -61.5436
|  | 785.428 | -60.9401
|  | 785.432 | -60.3177
|  | 785.436 | -62.4112
|  | 785.44 | -60.0249
|  | 785.444 | -61.5068
|  | 785.448 | -60.6971
|  | 785.452 | -59.8483
|  | 785.456 | -62.0173
|  | 785.46 | -58.8121
|  | 785.464 | -58.3759
|  | 785.468 | -62.0969
|  | 785.472 | -60.4371
|  | 785.476 | -58.7186
|  | 785.48 | -61.6232
|  | 785.484 | -60.8221
|  | 785.488 | -60.0727
|  | 785.492 | -61.61
|  | 785.496 | -62.1949
|  | 785.5 | -62.6447
|  | 785.504 | -60.0694
|  | 785.508 | -60.4113
|  | 785.512 | -63.3882
|  | 785.516 | -59.1425
|  | 785.52 | -61.6782
|  | 785.524 | -61.9713
|  | 785.528 | -59.1983
|  | 785.532 | -60.6903
|  | 785.536 | -58.6373
|  | 785.54 | -59.0448
|  | 785.544 | -59.732
|  | 785.548 | -61.5957
|  | 785.552 | -61.8593
|  | 785.556 | -60.463
|  | 785.56 | -60.7535
|  | 785.564 | -62.5431
|  | 785.568 | -59.5053
|  | 785.572 | -58.2738
|  | 785.576 | -59.251
|  | 785.58 | -59.6687
|  | 785.584 | -59.5846
|  | 785.588 | -59.5154
|  | 785.592 | -62.7828
|  | 785.596 | -59.676
|  | 785.6 | -62.1665
|  | 785.604 | -62.7156
|  | 785.608 | -61.3197
|  | 785.612 | -59.6921
|  | 785.616 | -58.9147
|  | 785.62 | -60.4204
|  | 785.624 | -60.7654
|  | 785.628 | -59.115
|  | 785.632 | -60.5696
|  | 785.636 | -61.1178
|  | 785.64 | -61.0289
|  | 785.644 | -61.1139
|  | 785.648 | -73.5057
|  | 785.652 | -61.1875
|  | 785.656 | -60.8026
|  | 785.66 | -60.926
|  | 785.664 | -58.8266
|  | 785.668 | -61.9969
|  | 785.672 | -60.1465
|  | 785.676 | -59.9952
|  | 785.68 | -58.9229
|  | 785.684 | -61.4918
|  | 785.688 | -61.0577
|  | 785.692 | -60.0825
|  | 785.696 | -59.2388
|  | 785.7 | -63.5307
|  | 785.704 | -60.8263
|  | 785.708 | -62.5833
|  | 785.712 | -61.3924
|  | 785.716 | -61.882
|  | 785.72 | -61.846
|  | 785.724 | -60.7727
|  | 785.728 | -59.0393
|  | 785.732 | -59.8107
|  | 785.736 | -60.1201
|  | 785.74 | -59.5674
|  | 785.744 | -59.8131
|  | 785.748 | -59.5337
|  | 785.752 | -67.2749
|  | 785.756 | -60.6322
|  | 785.76 | -69.4783
|  | 785.764 | -61.6777
|  | 785.768 | -60.113
|  | 785.772 | -58.7411
|  | 785.776 | -62.8238
|  | 785.78 | -62.36
|  | 785.784 | -61.4262
|  | 785.788 | -60.3784
|  | 785.792 | -59.3136
|  | 785.796 | -60.6248
|  | 785.8 | -60.8445
|  | 785.804 | -61.3093
|  | 785.808 | -63.3107
|  | 785.812 | -59.5681
|  | 785.816 | -60.1272
|  | 785.82 | -61.539
|  | 785.824 | -59.6204
|  | 785.828 | -61.6301
|  | 785.832 | -60.9032
|  | 785.836 | -63.8005
|  | 785.84 | -60.5729
|  | 785.844 | -61.1074
|  | 785.848 | -63.7715
|  | 785.852 | -60.2547
|  | 785.856 | -65.5907
|  | 785.86 | -60.1505
|  | 785.864 | -59.3513
|  | 785.868 | -61.5814
|  | 785.872 | -61.8409
|  | 785.876 | -59.9345
|  | 785.88 | -61.8705
|  | 785.884 | -60.0348
|  | 785.888 | -62.8129
|  | 785.892 | -61.9491
|  | 785.896 | -60.5461
|  | 785.9 | -59.6078
|  | 785.904 | -62.7069
|  | 785.908 | -59.3382
|  | 785.912 | -59.4062
|  | 785.916 | -61.4967
|  | 785.92 | -60.7424
|  | 785.924 | -61.0964
|  | 785.928 | -64.5294
|  | 785.932 | -64.143
|  | 785.936 | -60.1213
|  | 785.94 | -62.6275
|  | 785.944 | -60.9367
|  | 785.948 | -63.3573
|  | 785.952 | -63.4844
|  | 785.956 | -62.6617
|  | 785.96 | -62.1106
|  | 785.964 | -62.3943
|  | 785.968 | -60.9562
|  | 785.972 | -62.5558
|  | 785.976 | -62.3591
|  | 785.98 | -61.3566
|  | 785.984 | -61.1995
|  | 785.988 | -59.4945
|  | 785.992 | -65.41
|  | 785.996 | -62.487
|  | 786 | -58.3069
|  | 786.004 | -59.7126
|  | 786.008 | -60.9471
|  | 786.012 | -62.1916
|  | 786.016 | -63.2672
|  | 786.02 | -61.4392
|  | 786.024 | -61.4738
|  | 786.028 | -59.5273
|  | 786.032 | -58.8984
|  | 786.036 | -62.0059
|  | 786.04 | -61.8291
|  | 786.044 | -61.3307
|  | 786.048 | -65.1803
|  | 786.052 | -60.5248
|  | 786.056 | -64.3591
|  | 786.06 | -63.3561
|  | 786.064 | -60.3465
|  | 786.068 | -62.447
|  | 786.072 | -61.677
|  | 786.076 | -60.1074
|  | 786.08 | -60.007
|  | 786.084 | -61.3364
|  | 786.088 | -62.0135
|  | 786.092 | -61.0326
|  | 786.096 | -60.7888
|  | 786.1 | -61.1713
|  | 786.104 | -59.517
|  | 786.108 | -61.3394
|  | 786.112 | -61.0981
|  | 786.116 | -60.8381
|  | 786.12 | -61.6617
|  | 786.124 | -61.9895
|  | 786.128 | -59.1138
|  | 786.132 | -59.8345
|  | 786.136 | -61.8469
|  | 786.14 | -61.0253
|  | 786.144 | -62.7119
|  | 786.148 | -60.0149
|  | 786.152 | -60.5915
|  | 786.156 | -62.462
|  | 786.16 | -60.9565
|  | 786.164 | -61.7442
|  | 786.168 | -62.2045
|  | 786.172 | -65.9667
|  | 786.176 | -61.1097
|  | 786.18 | -64.9671
|  | 786.184 | -61.5788
|  | 786.188 | -62.7575
|  | 786.192 | -62.0716
|  | 786.196 | -62.8707
|  | 786.2 | -62.5688
|  | 786.204 | -61.6785
|  | 786.208 | -61.6529
|  | 786.212 | -60.5308
|  | 786.216 | -69.1113
|  | 786.22 | -62.3582
|  | 786.224 | -59.9626
|  | 786.228 | -61.3384
|  | 786.232 | -66.7098