## Graph
Product Raw Data
Metal-Core PCB UV LEDs
DISCLAIMER: The data presented here are typical. Slight variations in performance data will occur from lot to lot. Please contact Technical Support with any questions regarding the use or reliability of this data.
This data may be used in publications. However, please cite Thorlabs as the source.
Additional Information:
For each LED, the normalized output spectrum has been scaled to the minimum specified output power and plotted in the graph to the right. Due to variations in the manufacturing process and operating parameters such as temperature and current, the actual spectral output of any given LED will vary. Output plots are only intended to be used as a guideline.

## Spectra Scaled to Min Power
LED Item # | M365D2 |  | M375D4 |  | M385D1 |  | M385D2 |  | M395D3 |  | M395D4 |  | M405D2
Min Output Power (mW) | 1150 |  | 1270 |  | 270 |  | 1650 |  | 400 |  | 1420 |  | 1500
Scaling Constant | 85.7289 |  | 112.0709 |  | 22.1677 |  | 122.8385 |  | 24.1571 |  | 90.1231 |  | 91.58
Spectra | Wavelength (nm) | Spectral Flux (mW/nm) | Wavelength (nm) | Spectral Flux (mW/nm) | Wavelength (nm) | Spectral Flux (mW/nm) | Wavelength (nm) | Spectral Flux (mW/nm) | Wavelength (nm) | Spectral Flux (mW/nm) | Wavelength (nm) | Spectral Flux (mW/nm) | Wavelength (nm) | Spectral Flux (mW/nm)
| 199.9755 | -0.082112 | 360.0292 | 0.30819 | 319.0612 | 0.00077065 | 199.9755 | 0 | 199.9755 | 0 | 200.0376 | 0.0073224 | 199.9755 | 0
| 200.1769 | -0.043425 | 360.1077 | -0.41802 | 319.1756 | 0 | 200.1769 | 0 | 200.1769 | 0 | 200.2403 | -0.021658 | 200.1769 | 0
| 200.3784 | 0.0084978 | 360.1863 | 0.5738 | 319.2899 | 0 | 200.3784 | 0 | 200.3784 | 0 | 200.443 | 0.043435 | 200.3784 | 0
| 200.5799 | -0.011264 | 360.2648 | -0.52113 | 319.4043 | 0.01922 | 200.5799 | 0 | 200.5799 | 0 | 200.6458 | 0.037192 | 200.5799 | 0
| 200.7814 | 0.071946 | 360.3433 | 0.57941 | 319.5186 | 0 | 200.7814 | 0 | 200.7814 | 0 | 200.8485 | 0.05993 | 200.7814 | 0
| 200.9829 | 0.015083 | 360.4219 | -0.33845 | 319.633 | 0.0084567 | 200.9829 | 0 | 200.9829 | 0 | 201.0513 | -0.043068 | 200.9829 | 0
| 201.1845 | 0.04613 | 360.5004 | 0.59061 | 319.7473 | 0 | 201.1845 | 0 | 201.1845 | 0 | 201.2541 | 0.071976 | 201.1845 | 0
| 201.3861 | -0.05521 | 360.5789 | -0.46621 | 319.8616 | 0.0073034 | 201.3861 | 0 | 201.3861 | 0 | 201.4569 | -0.028797 | 201.3861 | 0
| 201.5876 | 0.073666 | 360.6575 | 0.67467 | 319.976 | 0 | 201.5876 | 0 | 201.5876 | 0 | 201.6597 | 0.070189 | 201.5876 | 0
| 201.7892 | -0.039301 | 360.736 | -0.41354 | 320.0903 | 0 | 201.7892 | 0 | 201.7892 | 0 | 201.8626 | -0.039941 | 201.7892 | 0
| 201.9909 | 0.19609 | 360.8146 | 0.5413 | 320.2046 | 0.0030824 | 201.9909 | 0 | 201.9909 | 0 | 202.0655 | 0.08624 | 201.9909 | 0
| 202.1925 | -0.0203 | 360.8931 | -0.24656 | 320.3189 | 0.0099941 | 202.1925 | 0 | 202.1925 | 0 | 202.2683 | -0.030578 | 202.1925 | 0
| 202.3942 | 0.037624 | 360.9717 | 0.40346 | 320.4332 | 0.0061645 | 202.3942 | 0 | 202.3942 | 0 | 202.4713 | 0.055924 | 202.3942 | 0
| 202.5959 | -0.043692 | 361.0502 | -0.5738 | 320.5475 | 0 | 202.5959 | 0 | 202.5959 | 0 | 202.6742 | -0.016761 | 202.5959 | 0
| 202.7976 | 0.038838 | 361.1288 | 0.50656 | 320.6618 | 0 | 202.7976 | 0 | 202.7976 | 0 | 202.8771 | 0.044777 | 202.7976 | 0
| 202.9993 | -0.038123 | 361.2073 | -0.27345 | 320.7761 | 0.0073034 | 202.9993 | 0 | 202.9993 | 0 | 203.08 | 0.034515 | 202.9993 | 0
| 203.201 | 0.0038682 | 361.2859 | 0.70156 | 320.8904 | 0 | 203.201 | 0 | 203.201 | 0 | 203.283 | 0.0068692 | 203.201 | 0
| 203.4028 | -0.062154 | 361.3645 | -0.24656 | 321.0047 | 0.0049971 | 203.4028 | 0 | 203.4028 | 0 | 203.486 | -0.06536 | 203.4028 | 0
| 203.6046 | 0.022765 | 361.443 | 0.30483 | 321.119 | 0 | 203.6046 | 0 | 203.6046 | 0 | 203.689 | 0.067514 | 203.6046 | 0
| 203.8063 | 0.00913 | 361.5216 | -0.31604 | 321.2333 | 0.006919 | 203.8063 | 0 | 203.8063 | 0 | 203.892 | -0.00070831 | 203.8063 | 0
| 204.0082 | 0.040385 | 361.6002 | 0.43932 | 321.3476 | 0 | 204.0082 | 0 | 204.0082 | 0 | 204.0951 | 0.046557 | 204.0082 | 0
| 204.21 | -0.048148 | 361.6787 | -0.43484 | 321.4619 | 0.028445 | 204.21 | 0 | 204.21 | 0 | 204.2981 | -0.0056124 | 204.21 | 0
| 204.4118 | -0.0076631 | 361.7573 | 0.5301 | 321.5762 | 0.010788 | 204.4118 | 0 | 204.4118 | 0 | 204.5012 | 0.072865 | 204.4118 | 0
| 204.6137 | -0.019871 | 361.8359 | -0.29363 | 321.6904 | 0 | 204.6137 | 0 | 204.6137 | 0 | 204.7043 | -0.010075 | 204.6137 | 0
| 204.8156 | 0.073595 | 361.9145 | 0.62872 | 321.8047 | 0.016953 | 204.8156 | 0 | 204.8156 | 0 | 204.9074 | 0.056811 | 204.8156 | 0
| 205.0175 | -0.056858 | 361.9931 | -0.24207 | 321.919 | 0.011532 | 205.0175 | 0 | 205.0175 | 0 | 205.1105 | -0.024339 | 205.0175 | 0
| 205.2194 | 0.051573 | 362.0716 | 0.74415 | 322.0332 | 0 | 205.2194 | 0 | 205.2194 | 0 | 205.3136 | 0.074647 | 205.2194 | 0
| 205.4214 | -0.016305 | 362.1502 | -0.32276 | 322.1475 | 0.0092255 | 205.4214 | 0 | 205.4214 | 0 | 205.5168 | -0.015865 | 205.4214 | 0
| 205.6233 | -0.038076 | 362.2288 | 0.13673 | 322.2617 | 0 | 205.6233 | 0 | 205.6233 | 0 | 205.72 | 0.061715 | 205.6233 | 0
| 205.8253 | -0.0080986 | 362.3074 | -0.5032 | 322.376 | 0 | 205.8253 | 0 | 205.8253 | 0 | 205.9232 | 0.020249 | 205.8253 | 0
| 206.0273 | 0.12605 | 362.386 | 0.24768 | 322.4902 | 0 | 206.0273 | 0 | 206.0273 | 0 | 206.1264 | 0.095161 | 206.0273 | 0
| 206.2293 | 0.016676 | 362.4646 | -0.19724 | 322.6045 | 0.031136 | 206.2293 | 0 | 206.2293 | 0 | 206.3296 | 0.0019709 | 206.2293 | 0
| 206.4314 | 0.033378 | 362.5432 | 0.16138 | 322.7187 | 0.0073205 | 206.4314 | 0 | 206.4314 | 0 | 206.5328 | 0.033626 | 206.4314 | 0
| 206.6334 | 0.0066285 | 362.6218 | -0.31044 | 322.833 | 0.0088411 | 206.6334 | 0 | 206.6334 | 0 | 206.7361 | -0.057336 | 206.6334 | 0
| 206.8355 | 0.084145 | 362.7004 | 0.36535 | 322.9472 | 0 | 206.8355 | 0 | 206.8355 | 0 | 206.9394 | 0.055035 | 206.8355 | 0
| 207.0376 | 0.00047873 | 362.779 | -0.15354 | 323.0614 | 0.0096097 | 207.0376 | 0 | 207.0376 | 0 | 207.1427 | 0.023373 | 207.0376 | 0
| 207.2397 | 0.036512 | 362.8576 | 0.57492 | 323.1756 | 0 | 207.2397 | 0 | 207.2397 | 0 | 207.346 | 0.084013 | 207.2397 | 0
| 207.4418 | -0.068642 | 362.9363 | -0.1569 | 323.2899 | 0.024986 | 207.4418 | 0 | 207.4418 | 0 | 207.5493 | 0.0033105 | 207.4418 | 0
| 207.644 | -0.026978 | 363.0149 | 0.52897 | 323.4041 | 0 | 207.644 | 0 | 207.644 | 0 | 207.7526 | 0.042544 | 207.644 | 0
| 207.8462 | -0.017651 | 363.0935 | -0.46734 | 323.5183 | 0.0076878 | 207.8462 | 0 | 207.8462 | 0 | 207.956 | -0.014537 | 207.8462 | 0
| 208.0483 | 0.015242 | 363.1721 | 0.32725 | 323.6325 | 0 | 208.0483 | 0 | 208.0483 | 0 | 208.1594 | 0.022478 | 208.0483 | 0
| 208.2506 | -0.029093 | 363.2507 | -0.45165 | 323.7467 | 0.0065348 | 208.2506 | 0 | 208.2506 | 0 | 208.3628 | 0.005089 | 208.2506 | 0
| 208.4528 | 0.0040991 | 363.3294 | 0.55027 | 323.8609 | 0 | 208.4528 | 0 | 208.4528 | 0 | 208.5662 | 0.099177 | 208.4528 | 0
| 208.655 | -0.070404 | 363.408 | -0.26 | 323.9751 | 0.0019219 | 208.655 | 0 | 208.655 | 0 | 208.7696 | -0.0016003 | 208.655 | 0
| 208.8573 | 0.040349 | 363.4866 | 0.28354 | 324.0893 | 0.0092469 | 208.8573 | 0 | 208.8573 | 0 | 208.9731 | 0.060826 | 208.8573 | 0
| 209.0596 | -0.065285 | 363.5653 | -0.42811 | 324.2035 | 0.014991 | 209.0596 | 0 | 209.0596 | 0 | 209.1765 | -0.044846 | 209.0596 | 0
| 209.2619 | -0.0085446 | 363.6439 | 0.67915 | 324.3177 | 0.0061645 | 209.2619 | 0 | 209.2619 | 0 | 209.38 | 0.068409 | 209.2619 | 0
| 209.4642 | -0.11113 | 363.7225 | -0.25776 | 324.4319 | 0.016913 | 209.4642 | 0 | 209.4642 | 0 | 209.5835 | -0.089886 | 209.4642 | 0
| 209.6665 | 0.059389 | 363.8012 | 0.60294 | 324.5461 | 0 | 209.6665 | 0 | 209.6665 | 0 | 209.787 | 0.081338 | 209.6665 | 0
| 209.8689 | -0.088376 | 363.8798 | -0.27345 | 324.6602 | 0.0015375 | 209.8689 | 0 | 209.8689 | 0 | 209.9905 | -0.022553 | 209.8689 | 0
| 210.0712 | 0.10729 | 363.9585 | 0.6713 | 324.7744 | 0 | 210.0712 | 0 | 210.0712 | 0 | 210.1941 | 0.082229 | 210.0712 | 0
| 210.2736 | -0.049745 | 364.0371 | -0.36535 | 324.8886 | 0.003844 | 210.2736 | 0 | 210.2736 | 0 | 210.3977 | 0.00018897 | 210.2736 | 0
| 210.476 | 0.083454 | 364.1158 | 0.07682 | 325.0028 | 0 | 210.476 | 0 | 210.476 | 0 | 210.6012 | 0.038532 | 210.476 | 0
| 210.6785 | 0.010327 | 364.1944 | -0.20285 | 325.1169 | 0.0123 | 210.6785 | 0 | 210.6785 | 0 | 210.8048 | -0.039497 | 210.6785 | 0
| 210.8809 | 0.12392 | 364.2731 | 0.034081 | 325.2311 | 0 | 210.8809 | 0 | 210.8809 | 0 | 211.0085 | 0.059039 | 210.8809 | 0
| 211.0834 | -0.095435 | 364.3517 | -0.56372 | 325.3452 | 0.02537 | 211.0834 | 0 | 211.0834 | 0 | 211.2121 | -0.033697 | 211.0834 | 0
| 211.2859 | 0.032714 | 364.4304 | 0.80579 | 325.4594 | 0 | 211.2859 | 0 | 211.2859 | 0 | 211.4157 | 0.11567 | 211.2859 | 0
| 211.4884 | -0.053089 | 364.5091 | -0.45389 | 325.5736 | 0 | 211.4884 | 0 | 211.4884 | 0 | 211.6194 | -0.068034 | 211.4884 | 0
| 211.6909 | 0.021451 | 364.5877 | 0.51665 | 325.6877 | 0 | 211.6909 | 0 | 211.6909 | 0 | 211.8231 | 0.11656 | 211.6909 | 0
| 211.8934 | 0.025407 | 364.6664 | -0.01351 | 325.8018 | 0.010763 | 211.8934 | 0 | 211.8934 | 0 | 212.0268 | -0.037717 | 211.8934 | 0
| 212.096 | 0.013649 | 364.745 | 0.50544 | 325.916 | 0 | 212.096 | 0 | 212.096 | 0 | 212.2305 | 0.066175 | 212.096 | 0
| 212.2986 | -0.046954 | 364.8237 | -0.41466 | 326.0301 | 0 | 212.2986 | 0 | 212.2986 | 0 | 212.4342 | 0.0099925 | 212.2986 | 0
| 212.5012 | -0.00016673 | 364.9024 | 0.54466 | 326.1443 | 0 | 212.5012 | 0 | 212.5012 | 0 | 212.638 | 0.047448 | 212.5012 | 0
| 212.7038 | -0.0075808 | 364.9811 | -0.36871 | 326.2584 | 0.0065348 | 212.7038 | 0 | 212.7038 | 0 | 212.8418 | -0.039943 | 212.7038 | 0
| 212.9064 | -0.09949 | 365.0598 | 0.4494 | 326.3725 | 0 | 212.9064 | 0 | 212.9064 | 0 | 213.0455 | 0.056814 | 212.9064 | 0
| 213.1091 | -0.037769 | 365.1384 | -0.38777 | 326.4866 | 0.006919 | 213.1091 | 0 | 213.1091 | 0 | 213.2493 | 0.01579 | 213.1091 | 0
| 213.3117 | 0.20068 | 365.2171 | 0.79907 | 326.6008 | 0.0026971 | 213.3117 | 0 | 213.3117 | 0 | 213.4532 | 0.059488 | 213.3117 | 0
| 213.5144 | -0.054337 | 365.2958 | -0.74527 | 326.7149 | 0.022295 | 213.5144 | 0 | 213.5144 | 0 | 213.657 | -0.014974 | 213.5144 | 0
| 213.7171 | 0.01895 | 365.3745 | 0.86183 | 326.829 | 0.015026 | 213.7171 | 0 | 213.7171 | 0 | 213.8608 | 0.067515 | 213.7171 | 0
| 213.9199 | -0.045769 | 365.4532 | 0.083358 | 326.9431 | 0.0057659 | 213.9199 | 0 | 213.9199 | 0 | 214.0647 | -0.069373 | 213.9199 | 0
| 214.1226 | 0.10299 | 365.5319 | 0.85846 | 327.0572 | 0 | 214.1226 | 0 | 214.1226 | 0 | 214.2686 | 0.051015 | 214.1226 | 0
| 214.3254 | 0.017987 | 365.6106 | 0.17595 | 327.1713 | 0.017682 | 214.3254 | 0 | 214.3254 | 0 | 214.4725 | 0.025599 | 214.3254 | 0
| 214.5281 | 0.021565 | 365.6893 | 0.9739 | 327.2854 | 0.0065499 | 214.5281 | 0 | 214.5281 | 0 | 214.6764 | 0.0073204 | 214.5281 | 0
| 214.7309 | -0.081364 | 365.768 | -0.099922 | 327.3995 | 0.006919 | 214.7309 | 0 | 214.7309 | 0 | 214.8804 | -0.0029375 | 214.7309 | 0
| 214.9338 | 0.034652 | 365.8467 | 0.97614 | 327.5136 | 0.0034675 | 214.9338 | 0 | 214.9338 | 0 | 215.0843 | 0.096052 | 214.9338 | 0
| 215.1366 | -0.10373 | 365.9254 | 0.30483 | 327.6277 | 0 | 215.1366 | 0 | 215.1366 | 0 | 215.2883 | -0.012744 | 215.1366 | 0
| 215.3395 | 0.00032079 | 366.0041 | 1.7203 | 327.7418 | 0.011173 | 215.3395 | 0 | 215.3395 | 0 | 215.4923 | 0.0068751 | 215.3395 | 0
| 215.5423 | -0.020866 | 366.0828 | 0.31492 | 327.8558 | 0.014607 | 215.5423 | 0 | 215.5423 | 0 | 215.6963 | -0.017206 | 215.5423 | 0
| 215.7452 | 0.0037009 | 366.1615 | 1.4995 | 327.9699 | 0 | 215.7452 | 0 | 215.7452 | 0 | 215.9003 | 0.071084 | 215.7452 | 0
| 215.9481 | -0.039858 | 366.2402 | 0.62648 | 328.084 | 0.0080722 | 215.9481 | 0 | 215.9481 | 0 | 216.1043 | 0.047003 | 215.9481 | 0
| 216.1511 | 0.0063635 | 366.3189 | 1.6833 | 328.1981 | 0.015797 | 216.1511 | 0 | 216.1511 | 0 | 216.3084 | 0.0037505 | 216.1511 | 0
| 216.354 | 0.0064015 | 366.3977 | 0.6601 | 328.3121 | 0.011916 | 216.354 | 0 | 216.354 | 0 | 216.5125 | -0.053324 | 216.354 | 0
| 216.557 | 0.016464 | 366.4764 | 1.6037 | 328.4262 | 0 | 216.557 | 0 | 216.557 | 0 | 216.7166 | 0.086681 | 216.557 | 0
| 216.76 | -0.059065 | 366.5551 | 0.83493 | 328.5403 | 0 | 216.76 | 0 | 216.76 | 0 | 216.9207 | -0.018101 | 216.76 | 0
| 216.963 | 0.023715 | 366.6338 | 1.9355 | 328.6543 | 0 | 216.963 | 0 | 216.963 | 0 | 217.1248 | 0.046117 | 216.963 | 0
| 217.166 | 0.0025176 | 366.7126 | 1.4726 | 328.7684 | 0.022679 | 217.166 | 0 | 217.166 | 0 | 217.3289 | -0.028798 | 217.166 | 0
| 217.369 | 0.070255 | 366.7913 | 1.9837 | 328.8824 | 0.0011558 | 217.369 | 0 | 217.369 | 0 | 217.5331 | 0.032734 | 217.369 | 0
| 217.5721 | -0.069134 | 366.87 | 1.6217 | 328.9965 | 0.010379 | 217.5721 | 0 | 217.5721 | 0 | 217.7372 | 0.027833 | 217.5721 | 0
| 217.7752 | 0.076274 | 366.9488 | 2.8813 | 329.1105 | 0 | 217.7752 | 0 | 217.7752 | 0 | 217.9414 | 0.1014 | 217.7752 | 0
| 217.9783 | -0.071621 | 367.0275 | 1.8604 | 329.2246 | 0.003844 | 217.9783 | 0 | 217.9783 | 0 | 218.1456 | 0.034965 | 217.9783 | 0
| 218.1814 | 0.01636 | 367.1063 | 2.516 | 329.3386 | 0 | 218.1814 | 0 | 218.1814 | 0 | 218.3499 | 0.033179 | 218.1814 | 0
| 218.3845 | -0.093617 | 367.185 | 2.1462 | 329.4526 | 0 | 218.3845 | 0 | 218.3845 | 0 | 218.5541 | 0.0024148 | 218.3845 | 0
| 218.5877 | 0.017945 | 367.2638 | 3.4126 | 329.5667 | 0 | 218.5877 | 0 | 218.5877 | 0 | 218.7584 | 0.037194 | 218.5877 | 0
| 218.7908 | -0.040114 | 367.3425 | 2.7513 | 329.6807 | 0.0080722 | 218.7908 | 0 | 218.7908 | 0 | 218.9626 | -0.010515 | 218.7908 | 0
| 218.994 | 0.021402 | 367.4213 | 3.4944 | 329.7947 | 0 | 218.994 | 0 | 218.994 | 0 | 219.1669 | 0.1014 | 218.994 | 0
| 219.1972 | -0.13008 | 367.5 | 2.9228 | 329.9087 | 0.016913 | 219.1972 | 0 | 219.1972 | 0 | 219.3712 | -0.07874 | 219.1972 | 0
| 219.4004 | 0.063698 | 367.5788 | 4.3999 | 330.0228 | 0 | 219.4004 | 0 | 219.4004 | 0 | 219.5756 | 0.070187 | 219.4004 | 0
| 219.6037 | -0.061554 | 367.6575 | 3.6098 | 330.1368 | 0.01922 | 219.6037 | 0 | 219.6037 | 0 | 219.7799 | -0.029688 | 219.6037 | 0
| 219.807 | 0.0093657 | 367.7363 | 4.8336 | 330.2508 | 0.015797 | 219.807 | 0 | 219.807 | 0 | 219.9843 | 0.04299 | 219.807 | 0
| 220.0102 | 0.0025628 | 367.815 | 4.3775 | 330.3648 | 0.0065348 | 220.0102 | 0 | 220.0102 | 0 | 220.1886 | 0.0028627 | 220.0102 | 0
| 220.2135 | 0.013552 | 367.8938 | 5.2662 | 330.4788 | 0.0026971 | 220.2135 | 0 | 220.2135 | 0 | 220.393 | 0.029165 | 220.2135 | 0
| 220.4168 | -0.069174 | 367.9726 | 4.4671 | 330.5928 | 0.0061503 | 220.4168 | 0 | 220.4168 | 0 | 220.5974 | -0.013637 | 220.4168 | 0
| 220.6202 | 0.043756 | 368.0514 | 5.9622 | 330.7068 | 0 | 220.6202 | 0 | 220.6202 | 0 | 220.8019 | 0.041205 | 220.6202 | 0
| 220.8235 | -0.10252 | 368.1301 | 5.1104 | 330.8208 | 0.0011533 | 220.8235 | 0 | 220.8235 | 0 | 221.0063 | -0.009181 | 220.8235 | 0
| 221.0269 | 0.043457 | 368.2089 | 6.3253 | 330.9348 | 0.0015411 | 221.0269 | 0 | 221.0269 | 0 | 221.2108 | 0.056815 | 221.0269 | 0
| 221.2303 | -0.048412 | 368.2877 | 6.1314 | 331.0488 | 0 | 221.2303 | 0 | 221.2303 | 0 | 221.4153 | 0.012671 | 221.2303 | 0
| 221.4337 | 0.10842 | 368.3665 | 6.9966 | 331.1627 | 0 | 221.4337 | 0 | 221.4337 | 0 | 221.6197 | 0.062169 | 221.4337 | 0
| 221.6371 | -0.021494 | 368.4452 | 6.7949 | 331.2767 | 0.0053815 | 221.6371 | 0 | 221.6371 | 0 | 221.8242 | -0.028355 | 221.6371 | 0
| 221.8406 | 0.048599 | 368.524 | 7.7688 | 331.3907 | 0.018494 | 221.8406 | 0 | 221.8406 | 0 | 222.0288 | 0.092927 | 221.8406 | 0
| 222.044 | -0.022615 | 368.6028 | 7.1176 | 331.5047 | 0.028829 | 222.044 | 0 | 222.044 | 0 | 222.2333 | -0.031025 | 222.044 | 0
| 222.2475 | 0.061107 | 368.6816 | 8.6821 | 331.6187 | 0 | 222.2475 | 0 | 222.2475 | 0 | 222.4379 | 0.083114 | 222.2475 | 0
| 222.451 | -0.020246 | 368.7604 | 8.4277 | 331.7326 | 0.025754 | 222.451 | 0 | 222.451 | 0 | 222.6425 | -0.013192 | 222.451 | 0
| 222.6545 | 0.091724 | 368.8392 | 9.4666 | 331.8466 | 0 | 222.6545 | 0 | 222.6545 | 0 | 222.847 | 0.056811 | 222.6545 | 0
| 222.8581 | 0.013023 | 368.918 | 8.8861 | 331.9606 | 0 | 222.8581 | 0 | 222.8581 | 0 | 223.0517 | -0.0038294 | 222.8581 | 0
| 223.0616 | 0.019849 | 368.9968 | 10.1346 | 332.0745 | 0 | 223.0616 | 0 | 223.0616 | 0 | 223.2563 | 0.030954 | 223.0616 | 0
| 223.2652 | -0.0581 | 369.0756 | 10.5358 | 332.1885 | 0.0011533 | 223.2652 | 0 | 223.2652 | 0 | 223.4609 | 0.015795 | 223.2652 | 0
| 223.4688 | 0.0081911 | 369.1544 | 11.1062 | 332.3024 | 0 | 223.4688 | 0 | 223.4688 | 0 | 223.6656 | 0.046112 | 223.4688 | 0
| 223.6724 | 0.0071885 | 369.2332 | 10.5683 | 332.4164 | 0.029598 | 223.6724 | 0 | 223.6724 | 0 | 223.8703 | -0.0078408 | 223.6724 | 0
| 223.876 | 0.034175 | 369.312 | 12.4825 | 332.5303 | 0 | 223.876 | 0 | 223.876 | 0 | 224.075 | 0.072415 | 223.876 | 0
| 224.0797 | -0.12296 | 369.3908 | 11.8526 | 332.6443 | 0.0096097 | 224.0797 | 0 | 224.0797 | 0 | 224.2797 | 0.017126 | 224.0797 | 0
| 224.2834 | -0.0071115 | 369.4696 | 13.2983 | 332.7582 | 0.0069352 | 224.2834 | 0 | 224.2834 | 0 | 224.4844 | 0.089362 | 224.2834 | 0
| 224.487 | 0.021367 | 369.5484 | 13.3757 | 332.8721 | 0 | 224.487 | 0 | 224.487 | 0 | 224.6891 | 0.0046457 | 224.487 | 0
| 224.6907 | -0.018545 | 369.6273 | 14.5076 | 332.9861 | 0 | 224.6907 | 0 | 224.6907 | 0 | 224.8939 | 0.047006 | 224.6907 | 0
| 224.8945 | -0.049628 | 369.7061 | 14.1915 | 333.1 | 0.029598 | 224.8945 | 0 | 224.8945 | 0 | 225.0987 | 0.009544 | 224.8945 | 0
| 225.0982 | 0.055886 | 369.7849 | 15.3122 | 333.2139 | 0.027355 | 225.0982 | 0 | 225.0982 | 0 | 225.3035 | 0.10809 | 225.0982 | 0
| 225.302 | -0.12097 | 369.8637 | 16.7893 | 333.3278 | 0.019988 | 225.302 | 0 | 225.302 | 0 | 225.5083 | -0.0087298 | 225.302 | 0
| 225.5057 | 0.010294 | 369.9425 | 16.3814 | 333.4418 | 0 | 225.5057 | 0 | 225.5057 | 0 | 225.7131 | 0.081779 | 225.5057 | 0
| 225.7095 | -0.042657 | 370.0214 | 17.9627 | 333.5557 | 0.0099941 | 225.7095 | 0 | 225.7095 | 0 | 225.918 | -0.037269 | 225.7095 | 0
| 225.9133 | 0.053534 | 370.1002 | 17.9784 | 333.6696 | 0.010788 | 225.9133 | 0 | 225.9133 | 0 | 226.1228 | 0.088023 | 225.9133 | 0
| 226.1172 | -0.068266 | 370.1791 | 19.3972 | 333.7835 | 0.01922 | 226.1172 | 0 | 226.1172 | 0 | 226.3277 | 0.021588 | 226.1172 | 0
| 226.321 | 0.067224 | 370.2579 | 19.432 | 333.8974 | 0 | 226.321 | 0 | 226.321 | 0 | 226.5326 | 0.046554 | 226.321 | 0
| 226.5249 | -0.014015 | 370.3367 | 20.7914 | 334.0113 | 0.013454 | 226.5249 | 0 | 226.5249 | 0 | 226.7375 | 0.0010775 | 226.5249 | 0
| 226.7288 | 0.09063 | 370.4156 | 20.992 | 334.1252 | 0 | 226.7288 | 0 | 226.7288 | 0 | 226.9424 | 0.063945 | 226.7288 | 0
| 226.9327 | -0.049406 | 370.4944 | 23.0037 | 334.2391 | 0.0023063 | 226.9327 | 0 | 226.9327 | 0 | 227.1474 | -0.00070838 | 226.9327 | 0
| 227.1366 | -0.0027539 | 370.5732 | 23.0014 | 334.353 | 0 | 227.1366 | 0 | 227.1366 | 0 | 227.3524 | 0.082675 | 227.1366 | 0
| 227.3405 | -0.028178 | 370.6521 | 24.6903 | 334.4669 | 0.017682 | 227.3405 | 0 | 227.3405 | 0 | 227.5573 | -0.031476 | 227.3405 | 0
| 227.5445 | 0.054343 | 370.731 | 25.1039 | 334.5808 | 0 | 227.5445 | 0 | 227.5445 | 0 | 227.7623 | 0.14019 | 227.5445 | 0
| 227.7485 | -0.02873 | 370.8098 | 26.3927 | 334.6947 | 0.010379 | 227.7485 | 0 | 227.7485 | 0 | 227.9673 | -0.0051649 | 227.7485 | 0
| 227.9525 | 0.10679 | 370.8887 | 25.7225 | 334.8086 | 0.0073205 | 227.9525 | 0 | 227.9525 | 0 | 228.1724 | 0.096051 | 227.9525 | 0
| 228.1565 | -0.017796 | 370.9675 | 27.7028 | 334.9224 | 0 | 228.1565 | 0 | 228.1565 | 0 | 228.3774 | 0.014008 | 228.1565 | 0
| 228.3605 | 0.00024505 | 371.0464 | 27.5291 | 335.0363 | 0.012329 | 228.3605 | 0 | 228.3605 | 0 | 228.5825 | 0.016683 | 228.3605 | 0
| 228.5646 | -0.022632 | 371.1252 | 29.4534 | 335.1502 | 0.038823 | 228.5646 | 0 | 228.5646 | 0 | 228.7876 | 0.014452 | 228.5646 | 0
| 228.7686 | 0.046579 | 371.2041 | 30.0171 | 335.2641 | 0.012329 | 228.7686 | 0 | 228.7686 | 0 | 228.9926 | 0.044769 | 228.7686 | 0
| 228.9727 | 0.021136 | 371.283 | 31.7676 | 335.3779 | 0.0092255 | 228.9727 | 0 | 228.9727 | 0 | 229.1978 | -0.017204 | 228.9727 | 0
| 229.1768 | 0.056162 | 371.3618 | 32.4445 | 335.4918 | 0 | 229.1768 | 0 | 229.1768 | 0 | 229.4029 | 0.038087 | 229.1768 | 0
| 229.3809 | -0.063497 | 371.4407 | 34.3699 | 335.6056 | 0 | 229.3809 | 0 | 229.3809 | 0 | 229.608 | 0.03675 | 229.3809 | 0
| 229.5851 | 0.014013 | 371.5196 | 34.6602 | 335.7195 | 0.0053939 | 229.5851 | 0 | 229.5851 | 0 | 229.8132 | 0.059039 | 229.5851 | 0
| 229.7892 | -0.075777 | 371.5985 | 36.5396 | 335.8334 | 0.013838 | 229.7892 | 0 | 229.7892 | 0 | 230.0184 | -0.0020422 | 229.7892 | 0
| 229.9934 | 0.012643 | 371.6773 | 36.5855 | 335.9472 | 0 | 229.9934 | 0 | 229.9934 | 0 | 230.2236 | 0.01133 | 229.9934 | 0
| 230.1976 | -0.14098 | 371.7562 | 38.5255 | 336.0611 | 0.034211 | 230.1976 | 0 | 230.1976 | 0 | 230.4288 | 0.02025 | 230.1976 | 0
| 230.4018 | 0.031943 | 371.8351 | 39.2192 | 336.1749 | 0.013485 | 230.4018 | 0 | 230.4018 | 0 | 230.634 | -0.0047219 | 230.4018 | 0
| 230.6061 | 0.00047776 | 371.914 | 41.2544 | 336.2887 | 0.026523 | 230.6061 | 0 | 230.6061 | 0 | 230.8393 | 0.017129 | 230.6061 | 0
| 230.8103 | 0.051822 | 371.9929 | 41.4292 | 336.4026 | 0 | 230.8103 | 0 | 230.8103 | 0 | 231.0445 | 0.064397 | 230.8103 | 0
| 231.0146 | -0.050082 | 372.0718 | 44.1582 | 336.5164 | 0.0080722 | 231.0146 | 0 | 231.0146 | 0 | 231.2498 | -0.030587 | 231.0146 | 0
| 231.2189 | -0.050782 | 372.1507 | 43.915 | 336.6302 | 0.015026 | 231.2189 | 0 | 231.2189 | 0 | 231.4551 | 0.037196 | 231.2189 | 0
| 231.4232 | 0.0031454 | 372.2296 | 45.9547 | 336.7441 | 0.028445 | 231.4232 | 0 | 231.4232 | 0 | 231.6604 | 0.0095528 | 231.4232 | 0
| 231.6275 | -0.030416 | 372.3084 | 46.9062 | 336.8579 | 0.0023117 | 231.6275 | 0 | 231.6275 | 0 | 231.8657 | 0.072415 | 231.6275 | 0
| 231.8318 | -0.045072 | 372.3874 | 48.8607 | 336.9717 | 0.017298 | 231.8318 | 0 | 231.8318 | 0 | 232.0711 | 0.0055344 | 231.8318 | 0
| 232.0362 | 0.047677 | 372.4663 | 49.9747 | 337.0855 | 0 | 232.0362 | 0 | 232.0362 | 0 | 232.2764 | 0.057262 | 232.0362 | 0
| 232.2406 | -0.069413 | 372.5452 | 51.7667 | 337.1994 | 0.0088411 | 232.2406 | 0 | 232.2406 | 0 | 232.4818 | -0.011409 | 232.2406 | 0
| 232.445 | -0.026326 | 372.6241 | 52.7294 | 337.3132 | 0.0069352 | 232.445 | 0 | 232.445 | 0 | 232.6872 | 0.028275 | 232.445 | 0
| 232.6494 | -0.038171 | 372.703 | 54.0854 | 337.427 | 0.0123 | 232.6494 | 0 | 232.6494 | 0 | 232.8926 | -0.027459 | 232.6494 | 0
| 232.8538 | 0.060679 | 372.7819 | 55.0066 | 337.5408 | 0 | 232.8538 | 0 | 232.8538 | 0 | 233.0981 | 0.087131 | 232.8538 | 0
| 233.0583 | -0.057147 | 372.8608 | 56.5543 | 337.6546 | 0 | 233.0583 | 0 | 233.0583 | 0 | 233.3035 | -0.048862 | 233.0583 | 0
| 233.2627 | 0.0035406 | 372.9397 | 57.2122 | 337.7684 | 0.014641 | 233.2627 | 0 | 233.2627 | 0 | 233.509 | 0.019806 | 233.2627 | 0
| 233.4672 | -0.02892 | 373.0186 | 59.1409 | 337.8822 | 0.00076885 | 233.4672 | 0 | 233.4672 | 0 | 233.7144 | -0.00070696 | 233.4672 | 0
| 233.6717 | 0.032394 | 373.0976 | 59.8582 | 337.996 | 0 | 233.6717 | 0 | 233.6717 | 0 | 233.9199 | 0.046999 | 233.6717 | 0
| 233.8763 | -0.038264 | 373.1765 | 62.4246 | 338.1098 | 0.014991 | 233.8763 | 0 | 233.8763 | 0 | 234.1255 | 0.034074 | 233.8763 | 0
| 234.0808 | 0.0075949 | 373.2554 | 63.2999 | 338.2236 | 0.018108 | 234.0808 | 0 | 234.0808 | 0 | 234.331 | 0.062609 | 234.0808 | 0
| 234.2854 | -0.029604 | 373.3343 | 65.8988 | 338.3374 | 0.0065348 | 234.2854 | 0 | 234.2854 | 0 | 234.5365 | -0.04262 | 234.2854 | 0
| 234.4899 | 0.0013077 | 373.4133 | 67.0935 | 338.4511 | 0 | 234.4899 | 0 | 234.4899 | 0 | 234.7421 | 0.032286 | 234.4899 | 0
| 234.6945 | -0.048257 | 373.4922 | 69.2385 | 338.5649 | 0.021526 | 234.6945 | 0 | 234.6945 | 0 | 234.9477 | 0.033626 | 234.6945 | 0
| 234.8991 | -0.067459 | 373.5711 | 70.4041 | 338.6787 | 0 | 234.8991 | 0 | 234.8991 | 0 | 235.1533 | 0.079109 | 234.8991 | 0
| 235.1038 | -0.054072 | 373.6501 | 72.2241 | 338.7925 | 0.0092255 | 235.1038 | 0 | 235.1038 | 0 | 235.3589 | 0.0024132 | 235.1038 | 0
| 235.3084 | 0.14027 | 373.729 | 72.9032 | 338.9063 | 0 | 235.3084 | 0 | 235.3084 | 0 | 235.5645 | -0.018991 | 235.3084 | 0
| 235.5131 | -0.0013216 | 373.8079 | 74.7042 | 339.02 | 0.0026907 | 235.5131 | 0 | 235.5131 | 0 | 235.7701 | 0.013114 | 235.5131 | 0
| 235.7178 | 0.022132 | 373.8869 | 75.3901 | 339.1338 | 0 | 235.7178 | 0 | 235.7178 | 0 | 235.9758 | 0.070189 | 235.7178 | 0
| 235.9225 | 0.039057 | 373.9658 | 77.9498 | 339.2476 | 0.0123 | 235.9225 | 0 | 235.9225 | 0 | 236.1815 | 0.032737 | 235.9225 | 0
| 236.1272 | -0.011223 | 374.0448 | 78.9831 | 339.3613 | 0 | 236.1272 | 0 | 236.1272 | 0 | 236.3872 | 0.1014 | 236.1272 | 0
| 236.3319 | 0.0060046 | 374.1237 | 81.3388 | 339.4751 | 0.028445 | 236.3319 | 0 | 236.3319 | 0 | 236.5929 | 0.051016 | 236.3319 | 0
| 236.5367 | 0.030543 | 374.2027 | 82.1637 | 339.5888 | 0 | 236.5367 | 0 | 236.5367 | 0 | 236.7986 | 0.08268 | 236.5367 | 0
| 236.7415 | -0.080445 | 374.2816 | 84.2751 | 339.7026 | 0 | 236.7415 | 0 | 236.7415 | 0 | 237.0044 | 0.030059 | 236.7415 | 0
| 236.9463 | 0.065396 | 374.3606 | 84.8534 | 339.8163 | 0 | 236.9463 | 0 | 236.9463 | 0 | 237.2101 | 0.066625 | 236.9463 | 0
| 237.1511 | -0.056294 | 374.4395 | 87.0679 | 339.9301 | 0.020373 | 237.1511 | 0 | 237.1511 | 0 | 237.4159 | -0.006059 | 237.1511 | 0
| 237.3559 | 0.0079333 | 374.5185 | 86.8639 | 340.0438 | 0.00077065 | 237.3559 | 0 | 237.3559 | 0 | 237.6217 | 0.038089 | 237.3559 | 0
| 237.5608 | -0.014373 | 374.5975 | 89.7027 | 340.1575 | 0.018835 | 237.5608 | 0 | 237.5608 | 0 | 237.8275 | -0.0288 | 237.5608 | 0
| 237.7656 | 0.0058211 | 374.6764 | 90.1711 | 340.2713 | 0 | 237.7656 | 0 | 237.7656 | 0 | 238.0333 | 0.060826 | 237.7656 | 0
| 237.9705 | 0.018844 | 374.7554 | 91.6617 | 340.385 | 0 | 237.9705 | 0 | 237.9705 | 0 | 238.2392 | 0.0041966 | 237.9705 | 0
| 238.1754 | 0.015638 | 374.8344 | 92.2355 | 340.4987 | 0 | 238.1754 | 0 | 238.1754 | 0 | 238.445 | 0.06662 | 238.1754 | 0
| 238.3803 | -0.040291 | 374.9133 | 93.9277 | 340.6125 | 0.032289 | 238.3803 | 0 | 238.3803 | 0 | 238.6509 | 0.05057 | 238.3803 | 0
| 238.5853 | 0.0076353 | 374.9923 | 94.8075 | 340.7262 | 0 | 238.5853 | 0 | 238.5853 | 0 | 238.8568 | 0.060381 | 238.5853 | 0
| 238.7902 | 0.089444 | 375.0713 | 96.2779 | 340.8399 | 0.020373 | 238.7902 | 0 | 238.7902 | 0 | 239.0627 | -0.0082837 | 238.7902 | 0
| 238.9952 | 0.036224 | 375.1503 | 96.446 | 340.9536 | 0 | 238.9952 | 0 | 238.9952 | 0 | 239.2686 | 0.10318 | 238.9952 | 0
| 239.2002 | -0.05322 | 375.2293 | 98.4341 | 341.0674 | 0.0053815 | 239.2002 | 0 | 239.2002 | 0 | 239.4746 | 0.042549 | 239.2002 | 0
| 239.4052 | 0.024237 | 375.3082 | 98.6325 | 341.1811 | 0 | 239.4052 | 0 | 239.4052 | 0 | 239.6805 | 0.0684 | 239.4052 | 0
| 239.6102 | -0.02053 | 375.3872 | 99.6714 | 341.2948 | 0.014607 | 239.6102 | 0 | 239.6102 | 0 | 239.8865 | 0.015341 | 239.6102 | 0
| 239.8153 | 0.03656 | 375.4662 | 99.5515 | 341.4085 | 0.0061645 | 239.8153 | 0 | 239.8153 | 0 | 240.0925 | 0.12236 | 239.8153 | 0
| 240.0204 | -0.080768 | 375.5452 | 101.9632 | 341.5222 | 0 | 240.0204 | 0 | 240.0204 | 0 | 240.2985 | -0.025677 | 240.0204 | 0
| 240.2254 | 0.032937 | 375.6242 | 101.9363 | 341.6359 | 0 | 240.2254 | 0 | 240.2254 | 0 | 240.5045 | 0.045219 | 240.2254 | 0
| 240.4305 | -0.0010583 | 375.7032 | 103.7866 | 341.7496 | 0.011532 | 240.4305 | 0 | 240.4305 | 0 | 240.7106 | -0.027903 | 240.4305 | 0
| 240.6357 | 0.031392 | 375.7822 | 104.3739 | 341.8633 | 0 | 240.6357 | 0 | 240.6357 | 0 | 240.9166 | 0.043883 | 240.6357 | 0
| 240.8408 | -0.090909 | 375.8612 | 106.3295 | 341.977 | 0 | 240.8408 | 0 | 240.8408 | 0 | 241.1227 | -0.038609 | 240.8408 | 0
| 241.0459 | 0.046906 | 375.9402 | 106.9414 | 342.0907 | 0 | 241.0459 | 0 | 241.0459 | 0 | 241.3288 | 0.023819 | 241.0459 | 0
| 241.2511 | -0.065097 | 376.0192 | 108.4286 | 342.2044 | 0.0042282 | 241.2511 | 0 | 241.2511 | 0 | 241.5349 | 0.0024179 | 241.2511 | 0
| 241.4563 | 0.065931 | 376.0982 | 106.6254 | 342.318 | 0.0050088 | 241.4563 | 0 | 241.4563 | 0 | 241.741 | 0.0635 | 241.4563 | 0
| 241.6615 | -0.058248 | 376.1772 | 107.4614 | 342.4317 | 0.0026907 | 241.6615 | 0 | 241.6615 | 0 | 241.9472 | 0.045667 | 241.6615 | 0
| 241.8667 | 0.066307 | 376.2562 | 107.0669 | 342.5454 | 0 | 241.8667 | 0 | 241.8667 | 0 | 242.1533 | 0.043438 | 241.8667 | 0
| 242.072 | -0.05269 | 376.3352 | 107.9153 | 342.6591 | 0.010379 | 242.072 | 0 | 242.072 | 0 | 242.3595 | -0.028356 | 242.072 | 0
| 242.2773 | 0.068154 | 376.4143 | 108.0991 | 342.7728 | 0 | 242.2773 | 0 | 242.2773 | 0 | 242.5657 | 0.039418 | 242.2773 | 0
| 242.4825 | -0.037105 | 376.4933 | 109.667 | 342.8864 | 0.0030752 | 242.4825 | 0 | 242.4825 | 0 | 242.7719 | -0.0015954 | 242.4825 | 0
| 242.6878 | 0.081674 | 376.5723 | 110.2935 | 343.0001 | 0 | 242.6878 | 0 | 242.6878 | 0 | 242.9781 | 0.057702 | 242.6878 | 0
| 242.8932 | -0.026806 | 376.6513 | 111.6125 | 343.1138 | 0.023832 | 242.8932 | 0 | 242.8932 | 0 | 243.1844 | -0.00026035 | 242.8932 | 0
| 243.0985 | 0.017353 | 376.7303 | 111.0813 | 343.2274 | 0 | 243.0985 | 0 | 243.0985 | 0 | 243.3906 | -0.011851 | 243.0985 | 0
| 243.3038 | -0.071732 | 376.8094 | 112.0709 | 343.3411 | 0.0061503 | 243.3038 | 0 | 243.3038 | 0 | 243.5969 | 0.039417 | 243.3038 | 0
| 243.5092 | -0.040954 | 376.8884 | 111.2718 | 343.4547 | 0.0019264 | 243.5092 | 0 | 243.5092 | 0 | 243.8032 | 0.016237 | 243.5092 | 0
| 243.7146 | -0.02553 | 376.9674 | 111.5397 | 343.5684 | 0.015376 | 243.7146 | 0 | 243.7146 | 0 | 244.0095 | 0.0095486 | 243.7146 | 0
| 243.92 | 0.035157 | 377.0465 | 110.9748 | 343.682 | 0 | 243.92 | 0 | 243.92 | 0 | 244.2158 | 0.011777 | 243.92 | 0
| 244.1254 | -0.049789 | 377.1255 | 111.6237 | 343.7957 | 0.0061503 | 244.1254 | 0 | 244.1254 | 0 | 244.4221 | 0.023376 | 244.1254 | 0
| 244.3309 | -0.036523 | 377.2045 | 110.8538 | 343.9093 | 0.0034675 | 244.3309 | 0 | 244.3309 | 0 | 244.6285 | 0.061719 | 244.3309 | 0
| 244.5363 | 0.048446 | 377.2836 | 111.71 | 344.023 | 0.0076878 | 244.5363 | 0 | 244.5363 | 0 | 244.8349 | 0.0059858 | 244.5363 | 0
| 244.7418 | -0.010552 | 377.3626 | 110.5243 | 344.1366 | 0 | 244.7418 | 0 | 244.7418 | 0 | 245.0413 | 0.079107 | 244.7418 | 0
| 244.9473 | 0.019984 | 377.4417 | 111.1037 | 344.2502 | 0.014607 | 244.9473 | 0 | 244.9473 | 0 | 245.2477 | -0.01988 | 244.9473 | 0
| 245.1528 | 0.09348 | 377.5207 | 110.0088 | 344.3639 | 0 | 245.1528 | 0 | 245.1528 | 0 | 245.4541 | 0.023818 | 245.1528 | 0
| 245.3584 | -0.12904 | 377.5998 | 110.1242 | 344.4775 | 0.026523 | 245.3584 | 0 | 245.3584 | 0 | 245.6605 | -0.020772 | 245.3584 | 0
| 245.5639 | -0.012511 | 377.6788 | 108.553 | 344.5911 | 0.011944 | 245.5639 | 0 | 245.5639 | 0 | 245.867 | 0.055471 | 245.5639 | 0
| 245.7695 | -0.0085173 | 377.7579 | 109.101 | 344.7048 | 0.016913 | 245.7695 | 0 | 245.7695 | 0 | 246.0734 | 0.057706 | 245.7695 | 0
| 245.9751 | 0.0063263 | 377.8369 | 107.7248 | 344.8184 | 0 | 245.9751 | 0 | 245.9751 | 0 | 246.2799 | 0.077325 | 245.9751 | 0
| 246.1807 | -0.011325 | 377.916 | 107.0322 | 344.932 | 0.014607 | 246.1807 | 0 | 246.1807 | 0 | 246.4864 | -0.020326 | 246.1807 | 0
| 246.3863 | -0.013347 | 377.995 | 105.3197 | 345.0456 | 0 | 246.3863 | 0 | 246.3863 | 0 | 246.6929 | 0.075539 | 246.3863 | 0
| 246.5919 | -0.042626 | 378.0741 | 105.1718 | 345.1592 | 0.0049971 | 246.5919 | 0 | 246.5919 | 0 | 246.8995 | -0.0020405 | 246.5919 | 0
| 246.7976 | 0.033595 | 378.1532 | 104.3156 | 345.2729 | 0 | 246.7976 | 0 | 246.7976 | 0 | 247.106 | 0.079997 | 246.7976 | 0
| 247.0033 | -0.044858 | 378.2322 | 104.6328 | 345.3865 | 0.0011533 | 247.0033 | 0 | 247.0033 | 0 | 247.3126 | 0.0077679 | 247.0033 | 0
| 247.209 | 0.025676 | 378.3113 | 102.8004 | 345.5001 | 0.013485 | 247.209 | 0 | 247.209 | 0 | 247.5192 | 0.08268 | 247.209 | 0
| 247.4147 | 0.0073295 | 378.3904 | 103.2868 | 345.6137 | 0.0088411 | 247.4147 | 0 | 247.4147 | 0 | 247.7258 | 0.02783 | 247.4147 | 0
| 247.6204 | 0.063622 | 378.4695 | 101.4219 | 345.7273 | 0 | 247.6204 | 0 | 247.6204 | 0 | 247.9324 | 0.025157 | 247.6204 | 0
| 247.8261 | -0.044363 | 378.5485 | 101.3771 | 345.8409 | 0.015376 | 247.8261 | 0 | 247.8261 | 0 | 248.139 | 0.017577 | 247.8261 | 0
| 248.0319 | -0.010352 | 378.6276 | 99.287 | 345.9545 | 0 | 248.0319 | 0 | 248.0319 | 0 | 248.3457 | 0.047449 | 248.0319 | 0
| 248.2377 | -0.047561 | 378.7067 | 99.0998 | 346.0681 | 0.015376 | 248.2377 | 0 | 248.2377 | 0 | 248.5524 | -0.0060573 | 248.2377 | 0
| 248.4435 | -0.015299 | 378.7858 | 98.3243 | 346.1817 | 0.0065499 | 248.4435 | 0 | 248.4435 | 0 | 248.759 | 0.050575 | 248.4435 | 0
| 248.6493 | -0.024209 | 378.8649 | 97.2249 | 346.2952 | 0.0015375 | 248.6493 | 0 | 248.6493 | 0 | 248.9657 | 0.0091041 | 248.6493 | 0
| 248.8551 | 0.022917 | 378.9439 | 95.3634 | 346.4088 | 0 | 248.8551 | 0 | 248.8551 | 0 | 249.1725 | -0.0024904 | 248.8551 | 0
| 249.061 | -0.019362 | 379.023 | 95.0182 | 346.5224 | 0.0076878 | 249.061 | 0 | 249.061 | 0 | 249.3792 | -0.027459 | 249.061 | 0
| 249.2669 | -0.0065592 | 379.1021 | 92.7712 | 346.636 | 0 | 249.2669 | 0 | 249.2669 | 0 | 249.5859 | 0.054134 | 249.2669 | 0
| 249.4728 | -0.11753 | 379.1812 | 92.1043 | 346.7496 | 0 | 249.4728 | 0 | 249.4728 | 0 | 249.7927 | -0.0024931 | 249.4728 | 0
| 249.6787 | -0.032478 | 379.2603 | 89.9705 | 346.8631 | 0 | 249.6787 | 0 | 249.6787 | 0 | 249.9995 | 0.018914 | 249.6787 | 0
| 249.8846 | -0.027459 | 379.3394 | 90.077 | 346.9767 | 0.028829 | 249.8846 | 0 | 249.8846 | 0 | 250.2063 | 0.010885 | 249.8846 | 0
| 250.0905 | 0.0067258 | 379.4185 | 88.8958 | 347.0903 | 0 | 250.0905 | 0 | 250.0905 | 0 | 250.4131 | 0.083569 | 250.0905 | 0
| 250.2965 | -0.0074117 | 379.4976 | 88.2581 | 347.2038 | 0.003844 | 250.2965 | 0 | 250.2965 | 0 | 250.6199 | -0.0042733 | 250.2965 | 0
| 250.5025 | -0.0053017 | 379.5767 | 86.0704 | 347.3174 | 0 | 250.5025 | 0 | 250.5025 | 0 | 250.8268 | 0.061269 | 250.5025 | 0
| 250.7085 | -0.055542 | 379.6558 | 85.5224 | 347.431 | 0.0034596 | 250.7085 | 0 | 250.7085 | 0 | 251.0336 | 0.018914 | 250.7085 | 0
| 250.9145 | 0.014708 | 379.7349 | 84.1361 | 347.5445 | 0 | 250.9145 | 0 | 250.9145 | 0 | 251.2405 | 0.01713 | 250.9145 | 0
| 251.1205 | 0.035106 | 379.8141 | 83.4446 | 347.6581 | 0.0019219 | 251.1205 | 0 | 251.1205 | 0 | 251.4474 | -0.031028 | 251.1205 | 0
| 251.3266 | -0.05554 | 379.8932 | 81.9586 | 347.7716 | 0.0042381 | 251.3266 | 0 | 251.3266 | 0 | 251.6543 | 0.023819 | 251.3266 | 0
| 251.5326 | -0.011904 | 379.9723 | 82.1592 | 347.8852 | 0.0015375 | 251.5326 | 0 | 251.5326 | 0 | 251.8613 | -0.0065025 | 251.5326 | 0
| 251.7387 | 0.069911 | 380.0514 | 81.2794 | 347.9987 | 0.0065499 | 251.7387 | 0 | 251.7387 | 0 | 252.0682 | 0.050567 | 251.7387 | 0
| 251.9448 | -0.049 | 380.1305 | 81.4935 | 348.1123 | 0.020373 | 251.9448 | 0 | 251.9448 | 0 | 252.2752 | -0.021663 | 251.9448 | 0
| 252.1509 | 0.063488 | 380.2097 | 79.8415 | 348.2258 | 0.0131 | 252.1509 | 0 | 252.1509 | 0 | 252.4821 | 0.084461 | 252.1509 | 0
| 252.3571 | 0.016165 | 380.2888 | 79.4459 | 348.3394 | 0 | 252.3571 | 0 | 252.3571 | 0 | 252.6891 | -0.023444 | 252.3571 | 0
| 252.5632 | 0.047809 | 380.3679 | 77.8601 | 348.4529 | 0.0073205 | 252.5632 | 0 | 252.5632 | 0 | 252.8961 | 0.035412 | 252.5632 | 0
| 252.7694 | -0.012429 | 380.447 | 76.8201 | 348.5664 | 0.0015375 | 252.7694 | 0 | 252.7694 | 0 | 253.1032 | -0.036825 | 252.7694 | 0
| 252.9756 | 0.053002 | 380.5262 | 75.2702 | 348.68 | 0 | 252.9756 | 0 | 252.9756 | 0 | 253.3102 | 0.034962 | 252.9756 | 0
| 253.1818 | 0.014616 | 380.6053 | 74.9922 | 348.7935 | 0 | 253.1818 | 0 | 253.1818 | 0 | 253.5173 | 0.034518 | 253.1818 | 0
| 253.3881 | -0.023767 | 380.6844 | 73.4636 | 348.907 | 0.0061645 | 253.3881 | 0 | 253.3881 | 0 | 253.7243 | 0.068406 | 253.3881 | 0
| 253.5943 | -0.047264 | 380.7636 | 73.8984 | 349.0205 | 0.012685 | 253.5943 | 0 | 253.5943 | 0 | 253.9314 | -0.033703 | 253.5943 | 0
| 253.8006 | 0.059093 | 380.8427 | 71.9002 | 349.1341 | 0.010017 | 253.8006 | 0 | 253.8006 | 0 | 254.1385 | -0.015866 | 253.8006 | 0
| 254.0068 | -0.035192 | 380.9219 | 71.7153 | 349.2476 | 0.0092255 | 254.0068 | 0 | 254.0068 | 0 | 254.3457 | -0.0082821 | 254.0068 | 0
| 254.2131 | 0.065061 | 381.001 | 70.4366 | 349.3611 | 0 | 254.2131 | 0 | 254.2131 | 0 | 254.5528 | 0.03585 | 254.2131 | 0
| 254.4195 | -0.0062261 | 381.0801 | 70.5016 | 349.4746 | 0.014223 | 254.4195 | 0 | 254.4195 | 0 | 254.76 | -0.012295 | 254.4195 | 0
| 254.6258 | -0.091523 | 381.1593 | 68.8866 | 349.5881 | 0 | 254.6258 | 0 | 254.6258 | 0 | 254.9671 | 0.043882 | 254.6258 | 0
| 254.8321 | -0.050195 | 381.2384 | 68.5033 | 349.7016 | 0 | 254.8321 | 0 | 254.8321 | 0 | 255.1743 | -0.020776 | 254.8321 | 0
| 255.0385 | 0.027329 | 381.3176 | 67.3938 | 349.8151 | 0 | 255.0385 | 0 | 255.0385 | 0 | 255.3815 | 0.057259 | 255.0385 | 0
| 255.2449 | -0.019203 | 381.3967 | 67.033 | 349.9286 | 0 | 255.2449 | 0 | 255.2449 | 0 | 255.5888 | -0.0065005 | 255.2449 | 0
| 255.4513 | 0.011038 | 381.4759 | 65.3687 | 350.0421 | 0 | 255.4513 | 0 | 255.4513 | 0 | 255.796 | 0.047894 | 255.4513 | 0
| 255.6577 | 0.0095706 | 381.5551 | 65.5245 | 350.1556 | 0.0042282 | 255.6577 | 0 | 255.6577 | 0 | 256.0032 | 0.039424 | 255.6577 | 0
| 255.8642 | 0.1164 | 381.6342 | 64.5932 | 350.2691 | 0 | 255.8642 | 0 | 255.8642 | 0 | 256.2105 | 0.11433 | 255.8642 | 0
| 256.0706 | -0.056784 | 381.7134 | 65.0639 | 350.3826 | 0.023063 | 256.0706 | 0 | 256.0706 | 0 | 256.4178 | -0.013633 | 256.0706 | 0
| 256.2771 | -0.019953 | 381.7926 | 63.4243 | 350.4961 | 0 | 256.2771 | 0 | 256.2771 | 0 | 256.6251 | 0.073756 | 256.2771 | 0
| 256.4836 | -0.0051948 | 381.8717 | 63.2775 | 350.6096 | 0 | 256.4836 | 0 | 256.4836 | 0 | 256.8324 | -0.027462 | 256.4836 | 0
| 256.6901 | 0.056792 | 381.9509 | 61.8396 | 350.7231 | 0 | 256.6901 | 0 | 256.6901 | 0 | 257.0398 | 0.013119 | 256.6901 | 0
| 256.8966 | -0.037521 | 382.0301 | 60.887 | 350.8366 | 0.012685 | 256.8966 | 0 | 256.8966 | 0 | 257.2471 | -0.01542 | 256.8966 | 0
| 257.1032 | 0.0017973 | 382.1092 | 58.6747 | 350.9501 | 0 | 257.1032 | 0 | 257.1032 | 0 | 257.4545 | 0.053245 | 257.1032 | 0
| 257.3098 | -0.082583 | 382.1884 | 58.8204 | 351.0635 | 0.0073034 | 257.3098 | 0 | 257.3098 | 0 | 257.6619 | -0.06581 | 257.3098 | 0
| 257.5163 | 0.0030923 | 382.2676 | 56.6406 | 351.177 | 0.0030824 | 257.5163 | 0 | 257.5163 | 0 | 257.8693 | 0.079553 | 257.5163 | 0
| 257.7229 | 0.0090382 | 382.3468 | 57.5518 | 351.2905 | 0.01922 | 257.7229 | 0 | 257.7229 | 0 | 258.0767 | 0.0095472 | 257.7229 | 0
| 257.9296 | -0.064176 | 382.426 | 55.8427 | 351.404 | 0.031593 | 257.9296 | 0 | 257.9296 | 0 | 258.2841 | 0.025151 | 257.9296 | 0
| 258.1362 | 0.039255 | 382.5052 | 55.6869 | 351.5174 | 0.0092255 | 258.1362 | 0 | 258.1362 | 0 | 258.4916 | -0.022557 | 258.1362 | 0
| 258.3428 | -0.028089 | 382.5843 | 54.4127 | 351.6309 | 0 | 258.3428 | 0 | 258.3428 | 0 | 258.699 | 0.046558 | 258.3428 | 0
| 258.5495 | -0.0021846 | 382.6635 | 54.1056 | 351.7444 | 0 | 258.5495 | 0 | 258.5495 | 0 | 258.9065 | -0.022557 | 258.5495 | 0
| 258.7562 | 0.014131 | 382.7427 | 51.9292 | 351.8578 | 0.0042381 | 258.7562 | 0 | 258.7562 | 0 | 259.114 | 0.032288 | 258.7562 | 0
| 258.9629 | -0.035527 | 382.8219 | 52.2531 | 351.9713 | 0.0084567 | 258.9629 | 0 | 258.9629 | 0 | 259.3215 | 0.011335 | 258.9629 | 0
| 259.1696 | 0.010584 | 382.9011 | 50.5429 | 352.0847 | 0 | 259.1696 | 0 | 259.1696 | 0 | 259.5291 | 0.096941 | 259.1696 | 0
| 259.3764 | 0.034621 | 382.9803 | 50.8129 | 352.1982 | 0 | 259.3764 | 0 | 259.3764 | 0 | 259.7366 | 0.0028569 | 259.3764 | 0
| 259.5831 | 0.0046256 | 383.0595 | 49.5252 | 352.3116 | 0.0080909 | 259.5831 | 0 | 259.5831 | 0 | 259.9442 | 0.094268 | 259.5831 | 0
| 259.7899 | -0.027954 | 383.1387 | 49.7584 | 352.4251 | 0.0053815 | 259.7899 | 0 | 259.7899 | 0 | 260.1518 | -0.021665 | 259.7899 | 0
| 259.9967 | -0.025317 | 383.2179 | 48.2656 | 352.5385 | 0.020035 | 259.9967 | 0 | 259.9967 | 0 | 260.3593 | 0.056369 | 259.9967 | 0
| 260.2035 | -0.032468 | 383.2971 | 48.8539 | 352.652 | 0.011532 | 260.2035 | 0 | 260.2035 | 0 | 260.567 | -0.01676 | 260.2035 | 0
| 260.4103 | 0.03899 | 383.3764 | 46.9947 | 352.7654 | 0 | 260.4103 | 0 | 260.4103 | 0 | 260.7746 | 0.13484 | 260.4103 | 0
| 260.6172 | -0.044509 | 383.4556 | 47.6503 | 352.8789 | 0.0019219 | 260.6172 | 0 | 260.6172 | 0 | 260.9822 | 0.00062718 | 260.6172 | 0
| 260.8241 | 0.067906 | 383.5348 | 45.8785 | 352.9923 | 0.013485 | 260.8241 | 0 | 260.8241 | 0 | 261.1899 | -0.014528 | 260.8241 | 0
| 261.0309 | -0.058804 | 383.614 | 46.3548 | 353.1057 | 0.020373 | 261.0309 | 0 | 261.0309 | 0 | 261.3976 | 0.00063057 | 261.0309 | 0
| 261.2378 | 0.1219 | 383.6932 | 44.3722 | 353.2192 | 0 | 261.2378 | 0 | 261.2378 | 0 | 261.6053 | 0.053247 | 261.2378 | 0
| 261.4448 | -0.0015364 | 383.7724 | 45.2027 | 353.3326 | 0.0026907 | 261.4448 | 0 | 261.4448 | 0 | 261.813 | -0.0011481 | 261.4448 | 0
| 261.6517 | 0.011214 | 383.8517 | 43.5317 | 353.446 | 0 | 261.6517 | 0 | 261.6517 | 0 | 262.0207 | 0.094712 | 261.6517 | 0
| 261.8586 | 0.031739 | 383.9309 | 44.1492 | 353.5594 | 0.012685 | 261.8586 | 0 | 261.8586 | 0 | 262.2284 | 0.042545 | 261.8586 | 0
| 262.0656 | 0.043303 | 384.0101 | 42.0154 | 353.6729 | 0 | 262.0656 | 0 | 262.0656 | 0 | 262.4362 | 0.067958 | 262.0656 | 0
| 262.2726 | 0.0023601 | 384.0893 | 42.3079 | 353.7863 | 0.014991 | 262.2726 | 0 | 262.2726 | 0 | 262.644 | 0.047006 | 262.2726 | 0
| 262.4796 | -0.013444 | 384.1686 | 40.8566 | 353.8997 | 0.0073205 | 262.4796 | 0 | 262.4796 | 0 | 262.8517 | 0.10007 | 262.4796 | 0
| 262.6866 | -0.053089 | 384.2478 | 41.4214 | 354.0131 | 0.021142 | 262.6866 | 0 | 262.6866 | 0 | 263.0596 | 0.018912 | 262.6866 | 0
| 262.8937 | 0.048648 | 384.327 | 39.8928 | 354.1265 | 0 | 262.8937 | 0 | 262.8937 | 0 | 263.2674 | 0.087578 | 262.8937 | 0
| 263.1007 | 0.039585 | 384.4063 | 40.2895 | 354.2399 | 0 | 263.1007 | 0 | 263.1007 | 0 | 263.4752 | -0.016313 | 263.1007 | 0
| 263.3078 | 0.01259 | 384.4855 | 39.3492 | 354.3533 | 0 | 263.3078 | 0 | 263.3078 | 0 | 263.6831 | 0.033628 | 263.3078 | 0
| 263.5149 | 0.0015478 | 384.5648 | 39.6372 | 354.4667 | 0.0123 | 263.5149 | 0 | 263.5149 | 0 | 263.891 | 0.014457 | 263.5149 | 0
| 263.722 | 0.13555 | 384.644 | 37.825 | 354.5801 | 0.0011558 | 263.722 | 0 | 263.722 | 0 | 264.0988 | 0.062608 | 263.722 | 0
| 263.9291 | 0.035257 | 384.7232 | 38.0593 | 354.6935 | 0.0061503 | 263.9291 | 0 | 263.9291 | 0 | 264.3067 | 0.013114 | 263.9291 | 0
| 264.1363 | 0.08085 | 384.8025 | 37.1493 | 354.8069 | 0 | 264.1363 | 0 | 264.1363 | 0 | 264.5146 | 0.078659 | 264.1363 | 0
| 264.3434 | -0.057235 | 384.8817 | 36.9487 | 354.9203 | 0.0096097 | 264.3434 | 0 | 264.3434 | 0 | 264.7226 | -0.0056109 | 264.3434 | 0
| 264.5506 | 0.050503 | 384.961 | 35.5276 | 355.0337 | 0 | 264.5506 | 0 | 264.5506 | 0 | 264.9305 | 0.10987 | 264.5506 | 0
| 264.7578 | -0.099832 | 385.0403 | 35.8851 | 355.1471 | 0.030751 | 264.7578 | 0 | 264.7578 | 0 | 265.1385 | -0.002491 | 264.7578 | 0
| 264.965 | 0.020599 | 385.1195 | 34.6075 | 355.2605 | 0.0023117 | 264.965 | 0 | 264.965 | 0 | 265.3465 | 0.074203 | 264.965 | 0
| 265.1723 | -0.10215 | 385.1988 | 35.6845 | 355.3739 | 0.01922 | 265.1723 | 0 | 265.1723 | 0 | 265.5545 | -0.02746 | 265.1723 | 0
| 265.3795 | 0.029148 | 385.278 | 33.758 | 355.4873 | 0.0088616 | 265.3795 | 0 | 265.3795 | 0 | 265.7625 | 0.058596 | 265.3795 | 0
| 265.5868 | -0.050385 | 385.3573 | 34.2556 | 355.6007 | 0.011147 | 265.5868 | 0 | 265.5868 | 0 | 265.9706 | 0.034962 | 265.5868 | 0
| 265.7941 | -0.0013155 | 385.4366 | 32.5835 | 355.714 | 0 | 265.7941 | 0 | 265.7941 | 0 | 266.1786 | -0.0042723 | 265.7941 | 0
| 266.0014 | -0.029539 | 385.5158 | 33.3164 | 355.8274 | 0.022295 | 266.0014 | 0 | 266.0014 | 0 | 266.3867 | 0.040763 | 266.0014 | 0
| 266.2087 | 0.0046634 | 385.5951 | 31.2129 | 355.9408 | 0 | 266.2087 | 0 | 266.2087 | 0 | 266.5947 | 0.0082099 | 266.2087 | 0
| 266.4161 | 0.019287 | 385.6744 | 31.9424 | 356.0542 | 0.02537 | 266.4161 | 0 | 266.4161 | 0 | 266.8028 | -0.023894 | 266.4161 | 0
| 266.6234 | 0.033988 | 385.7536 | 29.9678 | 356.1675 | 0.0077056 | 266.6234 | 0 | 266.6234 | 0 | 267.011 | 0.054141 | 266.6234 | 0
| 266.8308 | -0.091656 | 385.8329 | 31.6679 | 356.2809 | 0.018066 | 266.8308 | 0 | 266.8308 | 0 | 267.2191 | -0.06313 | 266.8308 | 0
| 267.0382 | 0.0015299 | 385.9122 | 29.1508 | 356.3943 | 0 | 267.0382 | 0 | 267.0382 | 0 | 267.4272 | 0.071523 | 267.0382 | 0
| 267.2456 | 0.0096979 | 385.9915 | 29.6203 | 356.5076 | 0.014607 | 267.2456 | 0 | 267.2456 | 0 | 267.6354 | 0.014453 | 267.2456 | 0
| 267.453 | 0.04184 | 386.0708 | 28.5714 | 356.621 | 0.011944 | 267.453 | 0 | 267.453 | 0 | 267.8436 | 0.038978 | 267.453 | 0
| 267.6605 | -0.023339 | 386.15 | 28.5747 | 356.7344 | 0.011532 | 267.6605 | 0 | 267.6605 | 0 | 268.0518 | 0.017129 | 267.6605 | 0
| 267.8679 | 0.034862 | 386.2293 | 27.3744 | 356.8477 | 0 | 267.8679 | 0 | 267.8679 | 0 | 268.2599 | 0.079107 | 267.8679 | 0
| 268.0754 | -0.072646 | 386.3086 | 28.2195 | 356.9611 | 0.039977 | 268.0754 | 0 | 268.0754 | 0 | 268.4682 | 0.012673 | 268.0754 | 0
| 268.2829 | 0.11043 | 386.3879 | 26.7681 | 357.0744 | 0 | 268.2829 | 0 | 268.2829 | 0 | 268.6764 | 0.099621 | 268.2829 | 0
| 268.4904 | -0.01002 | 386.4672 | 27.2579 | 357.1878 | 0 | 268.4904 | 0 | 268.4904 | 0 | 268.8847 | 0.012221 | 268.4904 | 0
| 268.6979 | 0.041502 | 386.5465 | 26.1159 | 357.3011 | 0 | 268.6979 | 0 | 268.6979 | 0 | 269.093 | 0.021145 | 268.6979 | 0
| 268.9055 | -0.064374 | 386.6258 | 26.5137 | 357.4145 | 0.021142 | 268.9055 | 0 | 268.9055 | 0 | 269.3012 | 0.0046454 | 268.9055 | 0
| 269.113 | 0.02193 | 386.7051 | 25.8906 | 357.5278 | 0.00077065 | 269.113 | 0 | 269.113 | 0 | 269.5096 | 0.066173 | 269.113 | 0
| 269.3206 | -0.044306 | 386.7844 | 25.653 | 357.6411 | 0 | 269.3206 | 0 | 269.3206 | 0 | 269.7179 | -0.0064985 | 269.3206 | 0
| 269.5282 | 0.11718 | 386.8637 | 24.715 | 357.7545 | 0.0092469 | 269.5282 | 0 | 269.5282 | 0 | 269.9262 | 0.051462 | 269.5282 | 0
| 269.7359 | -0.0076582 | 386.943 | 24.9907 | 357.8678 | 0.015376 | 269.7359 | 0 | 269.7359 | 0 | 270.1346 | 0.014454 | 269.7359 | 0
| 269.9435 | -0.01508 | 387.0223 | 23.1908 | 357.9811 | 0 | 269.9435 | 0 | 269.9435 | 0 | 270.3429 | 0.070636 | 269.9435 | 0
| 270.1511 | -0.0057383 | 387.1016 | 23.9753 | 358.0945 | 0.0080722 | 270.1511 | 0 | 270.1511 | 0 | 270.5513 | 0.018024 | 270.1511 | 0
| 270.3588 | 0.085453 | 387.1809 | 21.6723 | 358.2078 | 0.015026 | 270.3588 | 0 | 270.3588 | 0 | 270.7597 | 0.016237 | 270.3588 | 0
| 270.5665 | 0.020436 | 387.2602 | 22.6944 | 358.3211 | 0.0084567 | 270.5665 | 0 | 270.5665 | 0 | 270.9681 | 0.022928 | 270.5665 | 0
| 270.7742 | 0.0085302 | 387.3396 | 21.4246 | 358.4345 | 0 | 270.7742 | 0 | 270.7742 | 0 | 271.1766 | 0.046551 | 270.7742 | 0
| 270.9819 | -0.069344 | 387.4189 | 22.2147 | 358.5478 | 0.014223 | 270.9819 | 0 | 270.9819 | 0 | 271.385 | 0.029168 | 270.9819 | 0
| 271.1897 | 0.019506 | 387.4982 | 20.7824 | 358.6611 | 0.0065499 | 271.1897 | 0 | 271.1897 | 0 | 271.5935 | 0.034523 | 271.1897 | 0
| 271.3974 | -0.048073 | 387.5775 | 21.7418 | 358.7744 | 0.0049971 | 271.3974 | 0 | 271.3974 | 0 | 271.802 | 0.016683 | 271.3974 | 0
| 271.6052 | 0.0028752 | 387.6569 | 19.8859 | 358.8877 | 0 | 271.6052 | 0 | 271.6052 | 0 | 272.0105 | 0.065286 | 271.6052 | 0
| 271.813 | -0.11973 | 387.7362 | 21.4739 | 359.0011 | 0.024986 | 271.813 | 0 | 271.813 | 0 | 272.219 | -0.0065044 | 271.813 | 0
| 272.0208 | -0.019515 | 387.8155 | 19.3098 | 359.1144 | 0 | 272.0208 | 0 | 272.0208 | 0 | 272.4275 | 0.03675 | 272.0208 | 0
| 272.2286 | -0.037534 | 387.8948 | 20.268 | 359.2277 | 0.021142 | 272.2286 | 0 | 272.2286 | 0 | 272.6361 | 0.031391 | 272.2286 | 0
| 272.4365 | 0.058296 | 387.9742 | 18.1297 | 359.341 | 0.0057792 | 272.4365 | 0 | 272.4365 | 0 | 272.8446 | 0.072861 | 272.4365 | 0
| 272.6443 | -0.011292 | 388.0535 | 19.3838 | 359.4543 | 0.0042282 | 272.6443 | 0 | 272.6443 | 0 | 273.0532 | 0.010001 | 272.6443 | 0
| 272.8522 | 0.025637 | 388.1328 | 17.8372 | 359.5676 | 0.0026971 | 272.8522 | 0 | 272.8522 | 0 | 273.2618 | 0.07777 | 272.8522 | 0
| 273.0601 | -0.077459 | 388.2122 | 18.7685 | 359.6809 | 0.021142 | 273.0601 | 0 | 273.0601 | 0 | 273.4704 | 0.0033037 | 273.0601 | 0
| 273.268 | 0.038138 | 388.2915 | 17.6041 | 359.7942 | 0 | 273.268 | 0 | 273.268 | 0 | 273.679 | 0.069746 | 273.268 | 0
| 273.476 | 0.014035 | 388.3709 | 17.9661 | 359.9075 | 0 | 273.476 | 0 | 273.476 | 0 | 273.8877 | -0.012744 | 273.476 | 0
| 273.6839 | 0.081169 | 388.4502 | 16.5136 | 360.0208 | 0 | 273.6839 | 0 | 273.6839 | 0 | 274.0963 | 0.090253 | 273.6839 | 0
| 273.8919 | -0.065784 | 388.5296 | 17.3374 | 360.1341 | 0 | 273.8919 | 0 | 273.8919 | 0 | 274.305 | 0.010883 | 273.8919 | 0
| 274.0999 | 0.049756 | 388.6089 | 15.9959 | 360.2474 | 0 | 274.0999 | 0 | 274.0999 | 0 | 274.5137 | 0.093379 | 274.0999 | 0
| 274.3079 | -0.052001 | 388.6883 | 17.2858 | 360.3606 | 0.0046126 | 274.3079 | 0 | 274.3079 | 0 | 274.7224 | -0.055106 | 274.3079 | 0
| 274.5159 | 0.094683 | 388.7676 | 15.5028 | 360.4739 | 0.0092469 | 274.5159 | 0 | 274.5159 | 0 | 274.9312 | 0.046558 | 274.5159 | 0
| 274.7239 | -0.032645 | 388.847 | 16.2335 | 360.5872 | 0 | 274.7239 | 0 | 274.7239 | 0 | 275.1399 | 0.019358 | 274.7239 | 0
| 274.932 | 0.035183 | 388.9263 | 15.4221 | 360.7005 | 0 | 274.932 | 0 | 274.932 | 0 | 275.3486 | 0.049677 | 274.932 | 0
| 275.14 | -0.015107 | 389.0057 | 15.9757 | 360.8138 | 0 | 275.14 | 0 | 275.14 | 0 | 275.5574 | -0.010962 | 275.14 | 0
| 275.3481 | 0.078146 | 389.0851 | 15.0735 | 360.9271 | 0 | 275.3481 | 0 | 275.3481 | 0 | 275.7662 | 0.084902 | 275.3481 | 0
| 275.5562 | -0.14282 | 389.1644 | 15.7953 | 361.0403 | 0.0011533 | 275.5562 | 0 | 275.5562 | 0 | 275.975 | 0.014455 | 275.5562 | 0
| 275.7644 | 0.047155 | 389.2438 | 14.6981 | 361.1536 | 0 | 275.7644 | 0 | 275.7644 | 0 | 276.1838 | 0.057708 | 275.7644 | 0
| 275.9725 | -0.050397 | 389.3231 | 15.4983 | 361.2669 | 0.011916 | 275.9725 | 0 | 275.9725 | 0 | 276.3926 | -0.050642 | 275.9725 | 0
| 276.1807 | 0.012942 | 389.4025 | 13.3062 | 361.3801 | 0.009632 | 276.1807 | 0 | 276.1807 | 0 | 276.6015 | 0.0019687 | 276.1807 | 0
| 276.3888 | -0.031735 | 389.4819 | 15.1251 | 361.4934 | 0 | 276.3888 | 0 | 276.3888 | 0 | 276.8104 | -0.0078433 | 276.3888 | 0
| 276.597 | 0.084559 | 389.5613 | 13.4216 | 361.6067 | 0 | 276.597 | 0 | 276.597 | 0 | 277.0193 | 0.1179 | 276.597 | 0
| 276.8052 | -0.046229 | 389.6406 | 14.6219 | 361.7199 | 0.019988 | 276.8052 | 0 | 276.8052 | 0 | 277.2281 | 0.0099925 | 276.8052 | 0
| 277.0135 | 0.075021 | 389.72 | 13.1448 | 361.8332 | 0 | 277.0135 | 0 | 277.0135 | 0 | 277.4371 | 0.071977 | 277.0135 | 0
| 277.2217 | -0.025601 | 389.7994 | 14.2666 | 361.9465 | 0 | 277.2217 | 0 | 277.2217 | 0 | 277.646 | -0.0020424 | 277.2217 | 0
| 277.43 | 0.045248 | 389.8788 | 13.0182 | 362.0597 | 0 | 277.43 | 0 | 277.43 | 0 | 277.8549 | 0.086689 | 277.43 | 0
| 277.6383 | -0.039276 | 389.9582 | 14.7474 | 362.173 | 0.020373 | 277.6383 | 0 | 277.6383 | 0 | 278.0639 | 0.0055385 | 277.6383 | 0
| 277.8465 | 0.054639 | 390.0376 | 13.936 | 362.2862 | 0 | 277.8465 | 0 | 277.8465 | 0 | 278.2729 | 0.073758 | 277.8465 | 0
| 278.0549 | -0.054466 | 390.1169 | 12.7436 | 362.3995 | 0.013069 | 278.0549 | 0 | 278.0549 | 0 | 278.4819 | -0.0056148 | 278.0549 | 0
| 278.2632 | 0.062964 | 390.1963 | 13.4463 | 362.5127 | 0.011944 | 278.2632 | 0 | 278.2632 | 0 | 278.6909 | 0.05949 | 278.2632 | 0
| 278.4715 | -0.021806 | 390.2757 | 11.7159 | 362.626 | 0.0080722 | 278.4715 | 0 | 278.4715 | 0 | 278.8999 | -0.0042732 | 278.4715 | 0
| 278.6799 | -0.025176 | 390.3551 | 13.3219 | 362.7392 | 0.0057792 | 278.6799 | 0 | 278.6799 | 0 | 279.1089 | 0.059489 | 278.6799 | 0
| 278.8883 | -0.056109 | 390.4345 | 11.559 | 362.8524 | 0.00038442 | 278.8883 | 0 | 278.8883 | 0 | 279.318 | -0.0020466 | 278.8883 | 0
| 279.0967 | 0.042518 | 390.5139 | 12.85 | 362.9657 | 0.015797 | 279.0967 | 0 | 279.0967 | 0 | 279.5271 | 0.14509 | 279.0967 | 0
| 279.3051 | -0.013182 | 390.5933 | 11.4279 | 363.0789 | 0.013069 | 279.3051 | 0 | 279.3051 | 0 | 279.7362 | 0.0015257 | 279.3051 | 0
| 279.5135 | -0.0074934 | 390.6727 | 12.5631 | 363.1922 | 0 | 279.5135 | 0 | 279.5135 | 0 | 279.9453 | 0.033626 | 279.5135 | 0
| 279.722 | -0.01439 | 390.7521 | 10.7151 | 363.3054 | 0.0088411 | 279.722 | 0 | 279.722 | 0 | 280.1544 | -0.011854 | 279.722 | 0
| 279.9305 | 0.022917 | 390.8315 | 12.1664 | 363.4186 | 0.0080909 | 279.9305 | 0 | 279.9305 | 0 | 280.3635 | 0.045668 | 279.9305 | 0
| 280.1389 | -0.058194 | 390.911 | 10.8171 | 363.5318 | 0.011532 | 280.1389 | 0 | 280.1389 | 0 | 280.5727 | -0.013193 | 280.1389 | 0
| 280.3474 | 0.034837 | 390.9904 | 12.0039 | 363.6451 | 0.0023117 | 280.3474 | 0 | 280.3474 | 0 | 280.7819 | 0.088473 | 280.3474 | 0
| 280.556 | -0.10732 | 391.0698 | 10.566 | 363.7583 | 0.0015375 | 280.556 | 0 | 280.556 | 0 | 280.9911 | 0.035855 | 280.556 | 0
| 280.7645 | 0.062436 | 391.1492 | 11.9725 | 363.8715 | 0 | 280.7645 | 0 | 280.7645 | 0 | 281.2003 | 0.060376 | 280.7645 | 0
| 280.9731 | 0.0046779 | 391.2286 | 10.0292 | 363.9847 | 0 | 280.9731 | 0 | 280.9731 | 0 | 281.4095 | 0.005537 | 280.9731 | 0
| 281.1816 | 0.053574 | 391.308 | 11.4805 | 364.098 | 0 | 281.1816 | 0 | 281.1816 | 0 | 281.6187 | 0.061268 | 281.1816 | 0
| 281.3902 | 0.027198 | 391.3875 | 9.9194 | 364.2112 | 0.0042282 | 281.3902 | 0 | 281.3902 | 0 | 281.8279 | -0.0020436 | 281.3902 | 0
| 281.5988 | 0.055044 | 391.4669 | 11.4021 | 364.3244 | 0 | 281.5988 | 0 | 281.5988 | 0 | 282.0372 | 0.089364 | 281.5988 | 0
| 281.8075 | 0.01308 | 391.5463 | 9.749 | 364.4376 | 0.0057659 | 281.8075 | 0 | 281.8075 | 0 | 282.2465 | 0.056364 | 281.8075 | 0
| 282.0161 | 0.047099 | 391.6257 | 10.5918 | 364.5508 | 0.013485 | 282.0161 | 0 | 282.0161 | 0 | 282.4558 | 0.068405 | 282.0161 | 0
| 282.2247 | -0.11595 | 391.7052 | 9.4778 | 364.664 | 0.013069 | 282.2247 | 0 | 282.2247 | 0 | 282.6651 | -0.020327 | 282.2247 | 0
| 282.4334 | 0.0028552 | 391.7846 | 10.4405 | 364.7772 | 0 | 282.4334 | 0 | 282.4334 | 0 | 282.8744 | -0.014083 | 282.4334 | 0
| 282.6421 | -0.080137 | 391.864 | 9.3691 | 364.8904 | 0.030751 | 282.6421 | 0 | 282.6421 | 0 | 283.0838 | -0.012747 | 282.6421 | 0
| 282.8508 | 0.078414 | 391.9435 | 10.0001 | 365.0036 | 0.0084763 | 282.8508 | 0 | 282.8508 | 0 | 283.2931 | 0.075986 | 282.8508 | 0
| 283.0596 | -0.019105 | 392.0229 | 9.08 | 365.1168 | 0.0099941 | 283.0596 | 0 | 283.0596 | 0 | 283.5025 | -0.013192 | 283.0596 | 0
| 283.2683 | 0.09086 | 392.1023 | 10.0718 | 365.23 | 0 | 283.2683 | 0 | 283.2683 | 0 | 283.7119 | 0.042099 | 283.2683 | 0
| 283.4771 | -0.042492 | 392.1818 | 8.096 | 365.3432 | 0.033442 | 283.4771 | 0 | 283.4771 | 0 | 283.9213 | 0.062613 | 283.4771 | 0
| 283.6858 | 0.095305 | 392.2612 | 9.2077 | 365.4564 | 0 | 283.6858 | 0 | 283.6858 | 0 | 284.1307 | 0.061718 | 283.6858 | 0
| 283.8946 | -0.01043 | 392.3407 | 7.8741 | 365.5696 | 0.0061503 | 283.8946 | 0 | 283.8946 | 0 | 284.3402 | -0.029244 | 283.8946 | 0
| 284.1034 | -0.00048701 | 392.4201 | 9.5653 | 365.6828 | 0.0092469 | 284.1034 | 0 | 284.1034 | 0 | 284.5496 | 0.037636 | 284.1034 | 0
| 284.3123 | -0.04201 | 392.4996 | 8.4345 | 365.796 | 0.011532 | 284.3123 | 0 | 284.3123 | 0 | 284.7591 | -0.027013 | 284.3123 | 0
| 284.5211 | -0.10921 | 392.579 | 9.1483 | 365.9092 | 0 | 284.5211 | 0 | 284.5211 | 0 | 284.9686 | 0.055474 | 284.5211 | 0
| 284.73 | -0.0095178 | 392.6585 | 7.706 | 366.0224 | 0.030751 | 284.73 | 0 | 284.73 | 0 | 285.1781 | -0.0091793 | 284.73 | 0
| 284.9389 | 0.015345 | 392.7379 | 8.7628 | 366.1356 | 0 | 284.9389 | 0 | 284.9389 | 0 | 285.3876 | 0.079999 | 284.9389 | 0
| 285.1478 | -0.075245 | 392.8174 | 7.0717 | 366.2488 | 0.0049971 | 285.1478 | 0 | 285.1478 | 0 | 285.5971 | -0.040388 | 285.1478 | 0
| 285.3567 | 0.051373 | 392.8968 | 8.1386 | 366.3619 | 0 | 285.3567 | 0 | 285.3567 | 0 | 285.8067 | 0.079998 | 285.3567 | 0
| 285.5656 | -0.027771 | 392.9763 | 6.7859 | 366.4751 | 0 | 285.5656 | 0 | 285.5656 | 0 | 286.0163 | -0.0024879 | 285.5656 | 0
| 285.7746 | -0.0055261 | 393.0558 | 8.4602 | 366.5883 | 0.0080909 | 285.7746 | 0 | 285.7746 | 0 | 286.2258 | 0.075986 | 285.7746 | 0
| 285.9835 | 0.0057334 | 393.1352 | 6.7724 | 366.7015 | 0.02537 | 285.9835 | 0 | 285.9835 | 0 | 286.4354 | -0.014085 | 285.9835 | 0
| 286.1925 | 0.023349 | 393.2147 | 7.3855 | 366.8146 | 0.0034675 | 286.1925 | 0 | 286.1925 | 0 | 286.6451 | -0.0015999 | 286.1925 | 0
| 286.4015 | -0.029941 | 393.2942 | 7.019 | 366.9278 | 0.0019219 | 286.4015 | 0 | 286.4015 | 0 | 286.8547 | -0.038609 | 286.4015 | 0
| 286.6105 | 0.029665 | 393.3736 | 7.9895 | 367.041 | 0.018108 | 286.6105 | 0 | 286.6105 | 0 | 287.0643 | 0.072868 | 286.6105 | 0
| 286.8196 | 0.02195 | 393.4531 | 6.6144 | 367.1541 | 0 | 286.8196 | 0 | 286.8196 | 0 | 287.274 | 0.096056 | 286.8196 | 0
| 287.0286 | -0.026351 | 393.5326 | 8.2372 | 367.2673 | 0.0061645 | 287.0286 | 0 | 287.0286 | 0 | 287.4836 | 0.034967 | 287.0286 | 0
| 287.2377 | 0.033239 | 393.6121 | 6.8856 | 367.3805 | 0.013069 | 287.2377 | 0 | 287.2377 | 0 | 287.6934 | 0.012221 | 287.2377 | 0
| 287.4468 | 0.046032 | 393.6916 | 7.4 | 367.4936 | 0.0088616 | 287.4468 | 0 | 287.4468 | 0 | 287.903 | 0.010437 | 287.4468 | 0
| 287.6559 | 0.040733 | 393.771 | 5.951 | 367.6068 | 0 | 287.6559 | 0 | 287.6559 | 0 | 288.1128 | -0.021663 | 287.6559 | 0
| 287.865 | 0.048651 | 393.8505 | 7.6724 | 367.72 | 0 | 287.865 | 0 | 287.865 | 0 | 288.3225 | 0.043885 | 287.865 | 0
| 288.0741 | -0.03238 | 393.93 | 6.165 | 367.8331 | 0.0061503 | 288.0741 | 0 | 288.0741 | 0 | 288.5323 | -0.015871 | 288.0741 | 0
| 288.2833 | 0.078245 | 394.0095 | 7.3967 | 367.9463 | 0 | 288.2833 | 0 | 288.2833 | 0 | 288.742 | 0.067069 | 288.2833 | 0
| 288.4925 | -0.0057469 | 394.089 | 6.128 | 368.0594 | 0.016144 | 288.4925 | 0 | 288.4925 | 0 | 288.9518 | -0.0020438 | 288.4925 | 0
| 288.7017 | 0.04787 | 394.1685 | 6.6268 | 368.1726 | 0 | 288.7017 | 0 | 288.7017 | 0 | 289.1617 | 0.020698 | 288.7017 | 0
| 288.9109 | -0.14339 | 394.248 | 5.5991 | 368.2857 | 0.032289 | 288.9109 | 0 | 288.9109 | 0 | 289.3715 | -0.00026175 | 288.9109 | 0
| 289.1201 | -0.009031 | 394.3275 | 6.7601 | 368.3989 | 0.0030824 | 289.1201 | 0 | 289.1201 | 0 | 289.5813 | 0.084906 | 289.1201 | 0
| 289.3293 | 0.10351 | 394.407 | 5.6573 | 368.512 | 0.016144 | 289.3293 | 0 | 289.3293 | 0 | 289.7911 | -0.013636 | 289.3293 | 0
| 289.5386 | 0.054659 | 394.4865 | 6.685 | 368.6251 | 0.010788 | 289.5386 | 0 | 289.5386 | 0 | 290.001 | 0.038529 | 289.5386 | 0
| 289.7479 | -0.055625 | 394.566 | 6.0227 | 368.7383 | 0.011147 | 289.7479 | 0 | 289.7479 | 0 | 290.2109 | -0.010069 | 289.7479 | 0
| 289.9572 | 0.018911 | 394.6455 | 6.8868 | 368.8514 | 0.021191 | 289.9572 | 0 | 289.9572 | 0 | 290.4208 | 0.065284 | 289.9572 | 0
| 290.1665 | -0.019597 | 394.725 | 5.4108 | 368.9646 | 0.035364 | 290.1665 | 0 | 290.1665 | 0 | 290.6307 | -0.031914 | 290.1665 | 0
| 290.3758 | 0.041238 | 394.8045 | 6.8845 | 369.0777 | 0.022732 | 290.3758 | 0 | 290.3758 | 0 | 290.8406 | 0.086686 | 290.3758 | 0
| 290.5851 | 0.087537 | 394.884 | 5.0409 | 369.1908 | 0 | 290.5851 | 0 | 290.5851 | 0 | 291.0506 | 0.01356 | 290.5851 | 0
| 290.7945 | 0.025031 | 394.9635 | 6.8789 | 369.304 | 0.012714 | 290.7945 | 0 | 290.7945 | 0 | 291.2605 | 0.051462 | 290.7945 | 0
| 291.0039 | -0.052374 | 395.043 | 5.0992 | 369.4171 | 0.0073034 | 291.0039 | 0 | 291.0039 | 0 | 291.4705 | -0.0024905 | 291.0039 | 0
| 291.2133 | 0.098756 | 395.1225 | 6.2412 | 369.5302 | 0.0092469 | 291.2133 | 0 | 291.2133 | 0 | 291.6805 | 0.02025 | 291.2133 | 0
| 291.4227 | -0.004584 | 395.2021 | 4.9233 | 369.6434 | 0.020373 | 291.4227 | 0 | 291.4227 | 0 | 291.8905 | 0.034072 | 291.4227 | 0
| 291.6321 | 0.023452 | 395.2816 | 6.146 | 369.7565 | 0.014641 | 291.6321 | 0 | 291.6321 | 0 | 292.1005 | 0.14376 | 291.6321 | 0
| 291.8416 | -0.10787 | 395.3611 | 5.2169 | 369.8696 | 0.028445 | 291.8416 | 0 | 291.8416 | 0 | 292.3106 | 0.042543 | 291.8416 | 0
| 292.051 | 0.024564 | 395.4406 | 6.2155 | 369.9827 | 0.012714 | 292.051 | 0 | 292.051 | 0 | 292.5206 | 0.049683 | 292.051 | 0
| 292.2605 | -0.03048 | 395.5202 | 4.6588 | 370.0958 | 0.023448 | 292.2605 | 0 | 292.2605 | 0 | 292.7307 | 0.030508 | 292.2605 | 0
| 292.47 | 0.10698 | 395.5997 | 6.0148 | 370.209 | 0.0088616 | 292.47 | 0 | 292.47 | 0 | 292.9408 | 0.085791 | 292.47 | 0
| 292.6795 | -0.051901 | 395.6792 | 4.475 | 370.3221 | 0.03498 | 292.6795 | 0 | 292.6795 | 0 | 293.1509 | -0.023895 | 292.6795 | 0
| 292.889 | 0.025805 | 395.7588 | 6.2367 | 370.4352 | 0.024658 | 292.889 | 0 | 292.889 | 0 | 293.361 | 0.032291 | 292.889 | 0
| 293.0986 | 0.075891 | 395.8383 | 4.8359 | 370.5483 | 0.041514 | 293.0986 | 0 | 293.0986 | 0 | 293.5711 | -0.0087308 | 293.0986 | 0
| 293.3082 | 0.10829 | 395.9178 | 6.0003 | 370.6614 | 0.035446 | 293.3082 | 0 | 293.3082 | 0 | 293.7813 | 0.067071 | 293.3082 | 0
| 293.5177 | 0.029957 | 395.9974 | 4.6252 | 370.7745 | 0.042283 | 293.5177 | 0 | 293.5177 | 0 | 293.9915 | -0.0033823 | 293.5177 | 0
| 293.7273 | -0.035094 | 396.0769 | 5.9801 | 370.8876 | 0.041225 | 293.7273 | 0 | 293.7273 | 0 | 294.2016 | 0.053687 | 293.7273 | 0
| 293.9369 | -0.002501 | 396.1565 | 4.2833 | 371.0007 | 0.027676 | 293.9369 | 0 | 293.9369 | 0 | 294.4118 | -0.029239 | 293.9369 | 0
| 294.1466 | 0.048771 | 396.236 | 6.5696 | 371.1138 | 0.041611 | 294.1466 | 0 | 294.1466 | 0 | 294.622 | 0.084009 | 294.1466 | 0
| 294.3562 | 0.017428 | 396.3155 | 4.243 | 371.2269 | 0.053815 | 294.3562 | 0 | 294.3562 | 0 | 294.8323 | -0.057337 | 294.3562 | 0
| 294.5659 | 0.063568 | 396.3951 | 6.6436 | 371.34 | 0.051243 | 294.5659 | 0 | 294.5659 | 0 | 295.0425 | 0.060828 | 294.5659 | 0
| 294.7756 | -0.0438 | 396.4746 | 4.698 | 371.4531 | 0.074188 | 294.7756 | 0 | 294.7756 | 0 | 295.2528 | 0.010441 | 294.7756 | 0
| 294.9853 | 0.022338 | 396.5542 | 6.2468 | 371.5662 | 0.055096 | 294.9853 | 0 | 294.9853 | 0 | 295.463 | 0.044323 | 294.9853 | 0
| 295.195 | 0.030361 | 396.6337 | 4.0693 | 371.6793 | 0.071881 | 295.195 | 0 | 295.195 | 0 | 295.6733 | -0.026567 | 295.195 | 0
| 295.4047 | 0.031166 | 396.7133 | 5.2561 | 371.7924 | 0.059719 | 295.4047 | 0 | 295.4047 | 0 | 295.8836 | 0.062606 | 295.4047 | 0
| 295.6145 | -0.0043446 | 396.7928 | 3.6266 | 371.9055 | 0.097635 | 295.6145 | 0 | 295.6145 | 0 | 296.094 | 0.028275 | 295.6145 | 0
| 295.8242 | 0.057278 | 396.8724 | 4.809 | 372.0186 | 0.087845 | 295.8242 | 0 | 295.8242 | 0 | 296.3043 | 0.061721 | 295.8242 | 0
| 296.034 | 0.0057397 | 396.952 | 4.1309 | 372.1317 | 0.095329 | 296.034 | 0 | 296.034 | 0 | 296.5146 | -0.038609 | 296.034 | 0
| 296.2438 | -0.0050316 | 397.0315 | 5.3032 | 372.2448 | 0.11674 | 296.2438 | 0 | 296.2438 | 0 | 296.725 | 0.051461 | 296.2438 | 0
| 296.4537 | -0.063567 | 397.1111 | 4.0099 | 372.3579 | 0.13108 | 296.4537 | 0 | 296.4537 | 0 | 296.9354 | -0.0033818 | 296.4537 | 0
| 296.6635 | 0.00077453 | 397.1907 | 5.3985 | 372.471 | 0.14525 | 296.6635 | 0 | 296.6635 | 0 | 297.1458 | 0.054582 | 296.6635 | 0
| 296.8733 | -0.025147 | 397.2702 | 3.5807 | 372.584 | 0.1576 | 296.8733 | 0 | 296.8733 | 0 | 297.3562 | -0.029242 | 296.8733 | 0
| 297.0832 | -0.00059829 | 397.3498 | 5.3839 | 372.6971 | 0.17453 | 297.0832 | 0 | 297.0832 | 0 | 297.5667 | 0.07197 | 297.0832 | 0
| 297.2931 | -0.012262 | 397.4294 | 2.8544 | 372.8102 | 0.20642 | 297.2931 | 0 | 297.2931 | 0 | 297.7771 | -0.028796 | 297.2931 | 0
| 297.503 | 0.088758 | 397.509 | 4.7664 | 372.9233 | 0.1884 | 297.503 | 0 | 297.503 | 0 | 297.9876 | 0.088025 | 297.503 | 0
| 297.7129 | -0.025406 | 397.5885 | 3.3879 | 373.0363 | 0.25831 | 297.7129 | 0 | 297.7129 | 0 | 298.1981 | 0.030066 | 297.7129 | 0
| 297.9229 | 0.015555 | 397.6681 | 4.5523 | 373.1494 | 0.24658 | 297.9229 | 0 | 297.9229 | 0 | 298.4085 | 0.099174 | 297.9229 | 0
| 298.1328 | -0.018005 | 397.7477 | 2.7592 | 373.2625 | 0.30367 | 298.1328 | 0 | 298.1328 | 0 | 298.619 | 0.017575 | 298.1328 | 0
| 298.3428 | 0.024156 | 397.8273 | 4.7428 | 373.3756 | 0.31516 | 298.3428 | 0 | 298.3428 | 0 | 298.8296 | 0.031837 | 298.3428 | 0
| 298.5528 | -0.035354 | 397.9069 | 2.9183 | 373.4886 | 0.39362 | 298.5528 | 0 | 298.5528 | 0 | 299.0401 | -0.056448 | 298.5528 | 0
| 298.7628 | 0.0362 | 397.9865 | 4.6734 | 373.6017 | 0.44192 | 298.7628 | 0 | 298.7628 | 0 | 299.2507 | 0.056368 | 298.7628 | 0
| 298.9728 | 0.063008 | 398.0661 | 2.7928 | 373.7148 | 0.47549 | 298.9728 | 0 | 298.9728 | 0 | 299.4612 | 0.052795 | 298.9728 | 0
| 299.1828 | 0.005573 | 398.1456 | 4.7126 | 373.8278 | 0.53978 | 299.1828 | 0 | 299.1828 | 0 | 299.6718 | 0.064391 | 299.1828 | 0
| 299.3929 | -0.062402 | 398.2252 | 2.8152 | 373.9409 | 0.63847 | 299.3929 | 0 | 299.3929 | 0 | 299.8824 | -0.019432 | 299.3929 | 0
| 299.603 | 0.036607 | 398.3048 | 4.1119 | 374.054 | 0.63379 | 299.603 | 0 | 299.603 | 0 | 300.0931 | 0.063502 | 299.603 | 0
| 299.8131 | -0.11921 | 398.3844 | 2.6796 | 374.167 | 0.80876 | 299.8131 | 0 | 299.8131 | 0 | 300.3037 | 0.0050866 | 299.8131 | 0
| 300.0232 | 0.11964 | 398.464 | 3.5213 | 374.2801 | 0.83799 | 300.0232 | 0 | 300.0232 | 0 | 300.5143 | 0.072416 | 300.0232 | 0
| 300.2333 | 0.018586 | 398.5436 | 3.0427 | 374.3931 | 0.89794 | 300.2333 | 0 | 300.2333 | 0 | 300.725 | 0.083119 | 300.2333 | 0
| 300.4434 | 0.095402 | 398.6232 | 3.7353 | 374.5062 | 0.9478 | 300.4434 | 0 | 300.4434 | 0 | 300.9357 | 0.020693 | 300.4434 | 0
| 300.6536 | 0.0021459 | 398.7028 | 2.0845 | 374.6192 | 1.1086 | 300.6536 | 0 | 300.6536 | 0 | 301.1464 | 0.052361 | 300.6536 | 0
| 300.8638 | 0.049307 | 398.7824 | 3.6389 | 374.7323 | 1.1728 | 300.8638 | 0 | 300.8638 | 0 | 301.3571 | 0.055924 | 300.8638 | 0
| 301.0739 | 0.067737 | 398.8621 | 2.0285 | 374.8453 | 1.2424 | 301.0739 | 0 | 301.0739 | 0 | 301.5678 | 0.0028569 | 301.0739 | 0
| 301.2842 | 0.039559 | 398.9417 | 4.0458 | 374.9584 | 1.372 | 301.2842 | 0 | 301.2842 | 0 | 301.7786 | 0.031394 | 301.2842 | 0
| 301.4944 | -0.018257 | 399.0213 | 2.4969 | 375.0714 | 1.4422 | 301.4944 | 0 | 301.4944 | 0 | 301.9893 | 0.0077728 | 301.4944 | 0
| 301.7046 | 0.04375 | 399.1009 | 3.3823 | 375.1845 | 1.6355 | 301.7046 | 0 | 301.7046 | 0 | 302.2001 | 0.086241 | 301.7046 | 0
| 301.9149 | 0.019943 | 399.1805 | 1.8189 | 375.2975 | 1.7355 | 301.9149 | 0 | 301.9149 | 0 | 302.4109 | 0.029615 | 301.9149 | 0
| 302.1252 | 0.041804 | 399.2601 | 3.667 | 375.4106 | 1.8617 | 302.1252 | 0 | 302.1252 | 0 | 302.6217 | 0.086689 | 302.1252 | 0
| 302.3354 | -0.012329 | 399.3397 | 2.0565 | 375.5236 | 2.0607 | 302.3354 | 0 | 302.3354 | 0 | 302.8326 | -0.011854 | 302.3354 | 0
| 302.5458 | 0.10697 | 399.4194 | 3.2265 | 375.6366 | 2.0755 | 302.5458 | 0 | 302.5458 | 0 | 303.0434 | 0.063945 | 302.5458 | 0
| 302.7561 | -0.025889 | 399.499 | 1.9366 | 375.7497 | 2.1887 | 302.7561 | 0 | 302.7561 | 0 | 303.2542 | -0.053324 | 302.7561 | 0
| 302.9664 | -0.016628 | 399.5786 | 3.6064 | 375.8627 | 2.2451 | 302.9664 | 0 | 302.9664 | 0 | 303.4651 | 0.096054 | 302.9664 | 0
| 303.1768 | -0.048808 | 399.6582 | 1.7696 | 375.9757 | 2.482 | 303.1768 | 0 | 303.1768 | 0 | 303.676 | 0.029172 | 303.1768 | 0
| 303.3872 | 0.074334 | 399.7379 | 3.0562 | 376.0888 | 2.5964 | 303.3872 | 0 | 303.3872 | 0 | 303.8869 | 0.05191 | 303.3872 | 0
| 303.5975 | -0.058922 | 399.8175 | 1.4132 | 376.2018 | 2.7261 | 303.5975 | 0 | 303.5975 | 0 | 304.0978 | -0.029685 | 303.5975 | 0
| 303.808 | -0.046352 | 399.8971 | 4.0301 | 376.3148 | 2.8083 | 303.808 | 0 | 303.808 | 0 | 304.3087 | 0.15179 | 303.808 | 0
| 304.0184 | 0.012676 | 399.9768 | 1.5197 | 376.4279 | 2.9806 | 304.0184 | 0 | 304.0184 | 0 | 304.5197 | -0.022559 | 304.0184 | 0
| 304.2288 | 0.19136 | 400.0564 | 3.0853 | 376.5409 | 3.0988 | 304.2288 | 0 | 304.2288 | 0 | 304.7307 | 0.067517 | 304.2288 | 0
| 304.4393 | -0.067504 | 400.136 | 1.4289 | 376.6539 | 3.1812 | 304.4393 | 0 | 304.4393 | 0 | 304.9416 | 0.0073178 | 304.4393 | 0
| 304.6498 | 0.014649 | 400.2157 | 3.482 | 376.7669 | 3.315 | 304.6498 | 0 | 304.6498 | 0 | 305.1526 | 0.042099 | 304.6498 | 0
| 304.8603 | -0.035068 | 400.2953 | 1.6553 | 376.88 | 3.4853 | 304.8603 | 0 | 304.8603 | 0 | 305.3636 | 0.01802 | 304.8603 | 0
| 305.0708 | 0.073854 | 400.375 | 3.2344 | 376.993 | 3.6617 | 305.0708 | 0 | 305.0708 | 0 | 305.5746 | 0.052804 | 305.0708 | 0
| 305.2813 | -0.080071 | 400.4546 | 2.0643 | 377.106 | 3.7494 | 305.2813 | 0 | 305.2813 | 0 | 305.7857 | 0.033181 | 305.2813 | 0
| 305.4918 | 0.047268 | 400.5343 | 3.3756 | 377.219 | 3.9361 | 305.4918 | 0 | 305.4918 | 0 | 305.9967 | 0.083126 | 305.4918 | 0
| 305.7024 | -0.012561 | 400.6139 | 1.7349 | 377.332 | 4.0534 | 305.7024 | 0 | 305.7024 | 0 | 306.2078 | 0.018471 | 305.7024 | 0
| 305.913 | -0.024911 | 400.6936 | 3.1951 | 377.445 | 4.2347 | 305.913 | 0 | 305.913 | 0 | 306.4189 | 0.080445 | 305.913 | 0
| 306.1236 | -0.0069053 | 400.7732 | 1.1342 | 377.5581 | 4.3894 | 306.1236 | 0 | 306.1236 | 0 | 306.63 | 0.019352 | 306.1236 | 0
| 306.3342 | 0.056863 | 400.8529 | 3.6042 | 377.6711 | 4.6662 | 306.3342 | 0 | 306.3342 | 0 | 306.8411 | 0.053247 | 306.3342 | 0
| 306.5448 | -0.019433 | 400.9325 | 1.5499 | 377.7841 | 4.7169 | 306.5448 | 0 | 306.5448 | 0 | 307.0522 | 0.0091021 | 306.5448 | 0
| 306.7554 | 0.086564 | 401.0122 | 2.8511 | 377.8971 | 4.9501 | 306.7554 | 0 | 306.7554 | 0 | 307.2634 | 0.084454 | 306.7554 | 0
| 306.9661 | 0.016633 | 401.0919 | 1.3572 | 378.0101 | 5.0893 | 306.9661 | 0 | 306.9661 | 0 | 307.4745 | 0.038529 | 306.9661 | 0
| 307.1768 | 0.015615 | 401.1715 | 2.8343 | 378.1231 | 5.3832 | 307.1768 | 0 | 307.1768 | 0 | 307.6857 | 0.099172 | 307.1768 | 0
| 307.3875 | 0.0039923 | 401.2512 | 1.105 | 378.2361 | 5.6686 | 307.3875 | 0 | 307.3875 | 0 | 307.8969 | -0.021216 | 307.3875 | 0
| 307.5982 | 0.023687 | 401.3309 | 3.2758 | 378.3491 | 5.8008 | 307.5982 | 0 | 307.5982 | 0 | 308.1082 | 0.032291 | 307.5982 | 0
| 307.8089 | 0.021823 | 401.4105 | 0.94027 | 378.4621 | 6.0811 | 307.8089 | 0 | 307.8089 | 0 | 308.3194 | 0.024708 | 307.8089 | 0
| 308.0197 | 0.017164 | 401.4902 | 2.646 | 378.5751 | 6.1765 | 308.0197 | 0 | 308.0197 | 0 | 308.5306 | 0.032737 | 308.0197 | 0
| 308.2304 | -0.023689 | 401.5699 | 1.0053 | 378.6881 | 6.4428 | 308.2304 | 0 | 308.2304 | 0 | 308.7419 | -0.0078389 | 308.2304 | 0
| 308.4412 | -0.010188 | 401.6495 | 2.3423 | 378.8011 | 6.6446 | 308.4412 | 0 | 308.4412 | 0 | 308.9532 | 0.088023 | 308.4412 | 0
| 308.652 | -0.0020615 | 401.7292 | 0.71613 | 378.9141 | 7.0052 | 308.652 | 0 | 308.652 | 0 | 309.1644 | 0.026494 | 308.652 | 0
| 308.8628 | 0.018276 | 401.8089 | 2.544 | 379.0271 | 7.2965 | 308.8628 | 0 | 308.8628 | 0 | 309.3757 | 0.068853 | 308.8628 | 0
| 309.0736 | 0.052094 | 401.8886 | 0.76881 | 379.1401 | 7.5871 | 309.0736 | 0 | 309.0736 | 0 | 309.5871 | 0.0068725 | 309.0736 | 0
| 309.2845 | 0.016283 | 401.9683 | 3.6255 | 379.2531 | 7.8841 | 309.2845 | 0 | 309.2845 | 0 | 309.7984 | 0.033625 | 309.2845 | 0
| 309.4953 | -0.040337 | 402.048 | 0.42251 | 379.3661 | 8.1091 | 309.4953 | 0 | 309.4953 | 0 | 310.0097 | -0.022105 | 309.4953 | 0
| 309.7062 | 0.013401 | 402.1277 | 2.8892 | 379.4791 | 8.5541 | 309.7062 | 0 | 309.7062 | 0 | 310.2211 | 0.053694 | 309.7062 | 0
| 309.9171 | 0.038339 | 402.2073 | 1.1835 | 379.592 | 8.841 | 309.9171 | 0 | 309.9171 | 0 | 310.4325 | -0.02746 | 309.9171 | 0
| 310.128 | 0.081494 | 402.287 | 2.6875 | 379.705 | 9.325 | 310.128 | 0 | 310.128 | 0 | 310.6439 | 0.012672 | 310.128 | 0
| 310.3389 | -0.05979 | 402.3667 | 0.47742 | 379.818 | 9.5252 | 310.3389 | 0 | 310.3389 | 0 | 310.8553 | -0.023006 | 310.3389 | 0
| 310.5499 | 0.0012082 | 402.4464 | 2.0699 | 379.931 | 9.8695 | 310.5499 | 0 | 310.5499 | 0 | 311.0667 | 0.061274 | 310.5499 | 0
| 310.7609 | -0.065116 | 402.5261 | 0.052985 | 380.044 | 10.2356 | 310.7609 | 0 | 310.7609 | 0 | 311.2782 | 0.018465 | 310.7609 | 0
| 310.9718 | -0.011432 | 402.6058 | 3.4641 | 380.157 | 10.657 | 310.9718 | 0 | 310.9718 | 0 | 311.4896 | 0.01891 | 310.9718 | 0
| 311.1828 | -0.061981 | 402.6855 | 0.83605 | 380.2699 | 11.0182 | 311.1828 | 0 | 311.1828 | 0 | 311.7011 | -0.018097 | 311.1828 | 0
| 311.3938 | 0.081138 | 402.7652 | 2.182 | 380.3829 | 11.4025 | 311.3938 | 0 | 311.3938 | 0 | 311.9126 | 0.03675 | 311.3938 | 0
| 311.6049 | -0.0043085 | 402.8449 | 0.41354 | 380.4959 | 11.8585 | 311.6049 | 0 | 311.6049 | 0 | 312.1241 | -0.012301 | 311.6049 | 0
| 311.8159 | 0.061998 | 402.9246 | 2.2918 | 380.6089 | 12.3434 | 311.8159 | 0 | 311.8159 | 0 | 312.3356 | 0.11255 | 311.8159 | 0
| 312.027 | 0.021818 | 403.0043 | -0.098208 | 380.7218 | 12.8133 | 312.027 | 0 | 312.027 | 0 | 312.5471 | 0.026943 | 312.027 | 0
| 312.238 | 0.010069 | 403.084 | 2.7682 | 380.8348 | 13.124 | 312.238 | 0 | 312.238 | 0 | 312.7587 | -0.0065074 | 312.238 | 0
| 312.4491 | -0.020222 | 403.1637 | 0.1838 | 380.9478 | 13.6013 | 312.4491 | 0 | 312.4491 | 0 | 312.9703 | 0.049233 | 312.4491 | 0
| 312.6603 | 0.038485 | 403.2435 | 2.5642 | 381.0608 | 14.0013 | 312.6603 | 0 | 312.6603 | 0 | 313.1819 | 0.059932 | 312.6603 | 0
| 312.8714 | -0.096151 | 403.3232 | 0.16923 | 381.1737 | 14.5154 | 312.8714 | 0 | 312.8714 | 0 | 313.3934 | 0.052804 | 312.8714 | 0
| 313.0825 | 0.017931 | 403.4029 | 2.5261 | 381.2867 | 14.8061 | 313.0825 | 0 | 313.0825 | 0 | 313.605 | 0.04924 | 313.0825 | 0
| 313.2937 | 0.00078959 | 403.4826 | 0.24319 | 381.3997 | 15.2373 | 313.2937 | 0 | 313.2937 | 0 | 313.8167 | -0.022107 | 313.2937 | 0
| 313.5049 | 0.076935 | 403.5623 | 2.0218 | 381.5126 | 15.3944 | 313.5049 | 0 | 313.5049 | 0 | 314.0283 | 0.044325 | 313.5049 | 0
| 313.7161 | -0.040062 | 403.6421 | 0.71837 | 381.6256 | 15.9384 | 313.7161 | 0 | 313.7161 | 0 | 314.24 | 0.033627 | 313.7161 | 0
| 313.9273 | 0.054959 | 403.7218 | 3.3319 | 381.7385 | 16.2498 | 313.9273 | 0 | 313.9273 | 0 | 314.4517 | 0.060381 | 313.9273 | 0
| 314.1385 | 0.037798 | 403.8015 | 0.66458 | 381.8515 | 16.6372 | 314.1385 | 0 | 314.1385 | 0 | 314.6634 | 0.044769 | 314.1385 | 0
| 314.3497 | -0.0084185 | 403.8812 | 2.2201 | 381.9645 | 16.8107 | 314.3497 | 0 | 314.3497 | 0 | 314.8751 | 0.055921 | 314.3497 | 0
| 314.561 | -0.048015 | 403.961 | -0.46621 | 382.0774 | 17.2699 | 314.561 | 0 | 314.561 | 0 | 315.0868 | 0.050124 | 314.561 | 0
| 314.7723 | 0.059174 | 404.0407 | 2.3277 | 382.1904 | 17.5752 | 314.7723 | 0 | 314.7723 | 0 | 315.2985 | 0.079995 | 314.7723 | 0
| 314.9836 | 0.03748 | 404.1204 | 0.92571 | 382.3033 | 17.9834 | 314.9836 | 0 | 314.9836 | 0 | 315.5103 | 0.015348 | 314.9836 | 0
| 315.1949 | 0.017404 | 404.2002 | 2.7222 | 382.4163 | 18.0926 | 315.1949 | 0 | 315.1949 | 0 | 315.722 | 0.13707 | 315.1949 | 0
| 315.4062 | -0.064702 | 404.2799 | -0.73294 | 382.5292 | 18.4469 | 315.4062 | 0 | 315.4062 | 0 | 315.9338 | -0.061348 | 315.4062 | 0
| 315.6176 | 0.074118 | 404.3596 | 1.4233 | 382.6422 | 18.6231 | 315.6176 | 0 | 315.6176 | 0 | 316.1456 | 0.13128 | 315.6176 | 0
| 315.8289 | 0.036237 | 404.4394 | 0.47182 | 382.7551 | 18.8782 | 315.8289 | 0 | 315.8289 | 0 | 316.3574 | -0.014975 | 315.8289 | 0
| 316.0403 | -0.068622 | 404.5191 | 2.0397 | 382.8681 | 19.282 | 316.0403 | 0 | 316.0403 | 0 | 316.5692 | -0.015419 | 316.0403 | 0
| 316.2517 | -0.10602 | 404.5989 | -0.37544 | 382.981 | 19.481 | 316.2517 | 0 | 316.2517 | 0 | 316.7811 | -0.023446 | 316.2517 | 0
| 316.4631 | 0.015853 | 404.6786 | 3.5493 | 383.094 | 19.685 | 316.4631 | 0 | 316.4631 | 0 | 316.993 | 0.06975 | 316.4631 | 0
| 316.6745 | -0.019686 | 404.7584 | 0.78001 | 383.2069 | 19.9468 | 316.6745 | 0 | 316.6745 | 0 | 317.2048 | -0.04262 | 316.6745 | 0
| 316.886 | 0.041096 | 404.8381 | 2.488 | 383.3199 | 20.1007 | 316.886 | 0 | 316.886 | 0 | 317.4167 | 0.080889 | 316.886 | 0
| 317.0974 | -0.069768 | 404.9179 | -0.19276 | 383.4328 | 20.1352 | 317.0974 | 0 | 317.0974 | 0 | 317.6286 | 0.0033068 | 317.0974 | 0
| 317.3089 | 0.040151 | 404.9976 | 2.2168 | 383.5458 | 20.3793 | 317.3089 | 0 | 317.3089 | 0 | 317.8405 | 0.06885 | 317.3089 | 0
| 317.5204 | -0.1394 | 405.0774 | 0.17371 | 383.6587 | 20.2728 | 317.5204 | 0 | 317.5204 | 0 | 318.0525 | -0.008289 | 317.5204 | 0
| 317.7319 | 0.058174 | 405.1571 | 3.2646 | 383.7716 | 20.6293 | 317.7319 | 0 | 317.7319 | 0 | 318.2644 | 0.06484 | 317.7319 | 0
| 317.9434 | 0.055195 | 405.2369 | -0.12104 | 383.8846 | 20.5688 | 317.9434 | 0 | 317.9434 | 0 | 318.4764 | -0.035489 | 317.9434 | 0
| 318.155 | -0.0087201 | 405.3167 | 2.1114 | 383.9975 | 20.7653 | 318.155 | 0 | 318.155 | 0 | 318.6884 | 0.11835 | 318.155 | 0
| 318.3665 | 0.0085627 | 405.3964 | -0.13897 | 384.1104 | 20.8002 | 318.3665 | 0 | 318.3665 | 0 | 318.9004 | -0.0029373 | 318.3665 | 0
| 318.5781 | -0.0042309 | 405.4762 | 2.1282 | 384.2234 | 20.8516 | 318.5781 | 0 | 318.5781 | 0 | 319.1124 | 0.017131 | 318.5781 | 0
| 318.7897 | -0.00038863 | 405.5559 | 0.60854 | 384.3363 | 21.1169 | 318.7897 | 0 | 318.7897 | 0 | 319.3244 | 0.040314 | 318.7897 | 0
| 319.0013 | 0.019196 | 405.6357 | 2.3187 | 384.4492 | 21.1668 | 319.0013 | 0 | 319.0013 | 0 | 319.5364 | 0.088023 | 319.0013 | 0
| 319.2129 | -0.034249 | 405.7155 | 0.73294 | 384.5622 | 21.2676 | 319.2129 | 0 | 319.2129 | 0 | 319.7485 | 0.054134 | 319.2129 | 0
| 319.4246 | 0.058642 | 405.7953 | 1.1543 | 384.6751 | 21.0258 | 319.4246 | 0 | 319.4246 | 0 | 319.9606 | 0.068405 | 319.4246 | 0
| 319.6362 | -0.042828 | 405.875 | -0.27794 | 384.788 | 21.2584 | 319.6362 | 0 | 319.6362 | 0 | 320.1727 | -0.037716 | 319.6362 | 0
| 319.8479 | -0.00081093 | 405.9548 | 1.9063 | 384.901 | 21.2303 | 319.8479 | 0 | 319.8479 | 0 | 320.3848 | 0.06796 | 319.8479 | 0
| 320.0596 | -0.022153 |  |  | 385.0139 | 21.3107 | 320.0596 | 0 | 320.0596 | 0 | 320.5969 | -0.03281 | 320.0596 | 0
| 320.2713 | 0.025373 |  |  | 385.1268 | 21.3694 | 320.2713 | 0 | 320.2713 | 0 | 320.809 | 0.11389 | 320.2713 | 0
| 320.483 | -0.068092 |  |  | 385.2397 | 21.4521 | 320.483 | 0 | 320.483 | 0 | 321.0212 | -0.0011515 | 320.483 | 0
| 320.6948 | 0.068069 |  |  | 385.3526 | 21.5043 | 320.6948 | 0 | 320.6948 | 0 | 321.2333 | 0.070633 | 320.6948 | 0
| 320.9065 | 0.048097 |  |  | 385.4656 | 21.5259 | 320.9065 | 0 | 320.9065 | 0 | 321.4455 | 0.025601 | 320.9065 | 0
| 321.1183 | 0.049637 |  |  | 385.5785 | 21.3879 | 321.1183 | 0 | 321.1183 | 0 | 321.6577 | 0.078214 | 321.1183 | 0
| 321.3301 | -0.031714 |  |  | 385.6914 | 21.612 | 321.3301 | 0 | 321.3301 | 0 | 321.8699 | 0.017573 | 321.3301 | 0
| 321.5419 | 0.022754 |  |  | 385.8043 | 21.6253 | 321.5419 | 0 | 321.5419 | 0 | 322.0822 | 0.057708 | 321.5419 | 0
| 321.7537 | 0.015745 |  |  | 385.9172 | 21.6689 | 321.7537 | 0 | 321.7537 | 0 | 322.2944 | -0.020325 | 321.7537 | 0
| 321.9655 | 0.00091243 |  |  | 386.0302 | 21.7832 | 321.9655 | 0 | 321.9655 | 0 | 322.5067 | 0.10051 | 321.9655 | 0
| 322.1774 | -0.070377 |  |  | 386.1431 | 21.9218 | 322.1774 | 0 | 322.1774 | 0 | 322.7189 | 0.0041977 | 322.1774 | 0
| 322.3893 | 0.062342 |  |  | 386.256 | 21.895 | 322.3893 | 0 | 322.3893 | 0 | 322.9312 | 0.062164 | 322.3893 | 0
| 322.6012 | -0.072944 |  |  | 386.3689 | 22.0487 | 322.6012 | 0 | 322.6012 | 0 | 323.1435 | -0.0288 | 322.6012 | 0
| 322.8131 | 0.050066 |  |  | 386.4818 | 22.0013 | 322.8131 | 0 | 322.8131 | 0 | 323.3558 | 0.084454 | 322.8131 | 0
| 323.025 | -0.021876 |  |  | 386.5947 | 22.1248 | 323.025 | 0 | 323.025 | 0 | 323.5682 | 0.015345 | 323.025 | 0
| 323.2369 | 0.064231 |  |  | 386.7076 | 22.1677 | 323.2369 | 0 | 323.2369 | 0 | 323.7805 | 0.074649 | 323.2369 | 0
| 323.4489 | 0.049106 |  |  | 386.8205 | 21.9003 | 323.4489 | 0 | 323.4489 | 0 | 323.9929 | -0.0029379 | 323.4489 | 0
| 323.6608 | 0.00014974 |  |  | 386.9334 | 21.8564 | 323.6608 | 0 | 323.6608 | 0 | 324.2053 | 0.085797 | 323.6608 | 0
| 323.8728 | -0.061272 |  |  | 387.0463 | 21.845 | 323.8728 | 0 | 323.8728 | 0 | 324.4177 | 0.018019 | 323.8728 | 0
| 324.0848 | 0.005118 |  |  | 387.1592 | 21.6711 | 324.0848 | 0 | 324.0848 | 0 | 324.6301 | 0.05993 | 324.0848 | 0
| 324.2969 | -0.0082086 |  |  | 387.2721 | 21.5321 | 324.2969 | 0 | 324.2969 | 0 | 324.8425 | -0.029693 | 324.2969 | 0
| 324.5089 | 0.035163 |  |  | 387.385 | 21.4033 | 324.5089 | 0 | 324.5089 | 0 | 325.0549 | 0.085354 | 324.5089 | 0
| 324.7209 | 0.011654 |  |  | 387.4979 | 20.9309 | 324.7209 | 0.006053 | 324.7209 | 0 | 325.2674 | 0.0015232 | 324.7209 | 0
| 324.933 | 0.032653 |  |  | 387.6108 | 20.8455 | 324.933 | 0.09876 | 324.933 | 0 | 325.4799 | 0.083565 | 324.933 | 0
| 325.1451 | 0.01041 |  |  | 387.7237 | 20.5803 | 325.1451 | -0.028368 | 325.1451 | 0 | 325.6924 | -0.0774 | 325.1451 | 0
| 325.3572 | 0.11205 |  |  | 387.8366 | 20.1489 | 325.3572 | 0.12074 | 325.3572 | 0 | 325.9048 | 0.071973 | 325.3572 | 0
| 325.5693 | -0.072873 |  |  | 387.9495 | 19.8131 | 325.5693 | -0.059785 | 325.5693 | 0 | 326.1174 | 0.0095483 | 325.5693 | 0
| 325.7814 | 0.059102 |  |  | 388.0624 | 19.3567 | 325.7814 | 0.11128 | 325.7814 | 0 | 326.3299 | 0.094268 | 325.7814 | 0
| 325.9936 | -0.018956 |  |  | 388.1753 | 19.1596 | 325.9936 | -0.021198 | 325.9936 | 0 | 326.5424 | 0.0042003 | 325.9936 | 0
| 326.2058 | 0.0092997 |  |  | 388.2882 | 18.5657 | 326.2058 | 0.055446 | 326.2058 | 0 | 326.755 | 0.063948 | 326.2058 | 0
| 326.4179 | 0.018059 |  |  | 388.4011 | 18.1979 | 326.4179 | -0.052442 | 326.4179 | 0 | 326.9676 | 0.034516 | 326.4179 | 0
| 326.6301 | 0.050134 |  |  | 388.514 | 17.8526 | 326.6301 | 0.11711 | 326.6301 | 0 | 327.1802 | 0.092036 | 326.6301 | 0
| 326.8424 | -0.036776 |  |  | 388.6269 | 17.376 | 326.8424 | -0.072337 | 326.8424 | 0 | 327.3928 | -0.02389 | 326.8424 | 0
| 327.0546 | 0.02558 |  |  | 388.7398 | 16.8932 | 327.0546 | 0.050088 | 327.0546 | 0 | 327.6054 | 0.069742 | 327.0546 | 0
| 327.2668 | 0.030273 |  |  | 388.8527 | 16.5104 | 327.2668 | 0.0040806 | 327.2668 | 0 | 327.8181 | 0.048785 | 327.2668 | 0
| 327.4791 | -0.012271 |  |  | 388.9656 | 16.1612 | 327.4791 | 0.15242 | 327.4791 | 0 | 328.0307 | 0.053696 | 327.4791 | 0
| 327.6914 | -0.052105 |  |  | 389.0784 | 15.6555 | 327.6914 | -0.14308 | 327.6914 | 0 | 328.2434 | 0.011335 | 327.6914 | 0
| 327.9037 | 0.027845 |  |  | 389.1913 | 15.3494 | 327.9037 | 0.12444 | 327.9037 | 0 | 328.4561 | 0.10319 | 327.9037 | 0
| 328.116 | -0.038822 |  |  | 389.3042 | 14.7576 | 328.116 | -0.022396 | 328.116 | 0 | 328.6688 | 0.042091 | 328.116 | 0
| 328.3283 | -0.011036 |  |  | 389.4171 | 14.3742 | 328.3283 | 0.033123 | 328.3283 | 0 | 328.8815 | 0.07108 | 328.3283 | 0
| 328.5407 | -0.035845 |  |  | 389.53 | 13.9131 | 328.5407 | -0.064419 | 328.5407 | 0 | 329.0942 | 0.026491 | 328.5407 | 0
| 328.753 | 0.022069 |  |  | 389.6429 | 13.5092 | 328.753 | 0.12231 | 328.753 | 0 | 329.3069 | 0.026938 | 328.753 | 0
| 328.9654 | -0.06225 |  |  | 389.7557 | 13.2607 | 328.9654 | -0.034487 | 328.9654 | 0 | 329.5197 | 0.063502 | 328.9654 | 0
| 329.1778 | 0.030297 |  |  | 389.8686 | 12.6447 | 329.1778 | 0.073695 | 329.1778 | 0 | 329.7325 | 0.096049 | 329.1778 | 0
| 329.3902 | 0.025582 |  |  | 389.9815 | 12.3297 | 329.3902 | -0.049676 | 329.3902 | 0 | 329.9453 | -0.049306 | 329.3902 | 0
| 329.6027 | 0.027996 |  |  | 390.0944 | 11.7866 | 329.6027 | 0.03548 | 329.6027 | 0 | 330.1581 | 0.057706 | 329.6027 | 0
| 329.8151 | -0.052886 |  |  | 390.2072 | 11.697 | 329.8151 | -0.0972 | 329.8151 | 0 | 330.3709 | -0.051984 | 329.8151 | 0
| 330.0276 | -0.02868 |  |  | 390.3201 | 11.1871 | 330.0276 | 0.092344 | 330.0276 | 0 | 330.5837 | 0.080891 | 330.0276 | 0
| 330.24 | -0.017523 |  |  | 390.433 | 10.8199 | 330.24 | -0.094442 | 330.24 | 0 | 330.7966 | 0.0064265 | 330.24 | 0
| 330.4525 | 0.044781 |  |  | 390.5459 | 10.5892 | 330.4525 | 0.14088 | 330.4525 | 0 | 331.0095 | 0.044775 | 330.4525 | 0
| 330.665 | -0.035102 |  |  | 390.6587 | 10.1902 | 330.665 | -0.088515 | 330.665 | 0 | 331.2224 | 0.041202 | 330.665 | 0
| 330.8776 | -0.050802 |  |  | 390.7716 | 10.0563 | 330.8776 | 0.079574 | 330.8776 | 0 | 331.4352 | 0.046557 | 330.8776 | 0
| 331.0901 | -0.021261 |  |  | 390.8845 | 9.7743 | 331.0901 | -0.041112 | 331.0901 | 0 | 331.6482 | 0.059933 | 331.0901 | 0
| 331.3027 | 0.098002 |  |  | 390.9974 | 9.5223 | 331.3027 | 0.11009 | 331.3027 | 0 | 331.8611 | 0.10497 | 331.3027 | 0
| 331.5152 | -0.036673 |  |  | 391.1102 | 9.333 | 331.5152 | -0.13103 | 331.5152 | 0 | 332.074 | 0.047001 | 331.5152 | 0
| 331.7278 | 0.058499 |  |  | 391.2231 | 9.1667 | 331.7278 | 0.11455 | 331.7278 | 0 | 332.287 | 0.11077 | 331.7278 | 0
| 331.9404 | 0.045616 |  |  | 391.336 | 8.8748 | 331.9404 | 0.0016496 | 331.9404 | 0 | 332.4999 | 0.018018 | 331.9404 | 0
| 332.1531 | 0.076549 |  |  | 391.4488 | 8.6936 | 332.1531 | 0.11524 | 332.1531 | 0 | 332.7129 | 0.078661 | 332.1531 | 0
| 332.3657 | 0.013228 |  |  | 391.5617 | 8.4758 | 332.3657 | -0.076306 | 332.3657 | 0 | 332.9259 | 0.0095543 | 332.3657 | 0
| 332.5784 | 0.07761 |  |  | 391.6745 | 8.4139 | 332.5784 | 0.052325 | 332.5784 | 0 | 333.1389 | 0.032291 | 332.5784 | 0
| 332.791 | 0.032012 |  |  | 391.7874 | 8.2106 | 332.791 | -0.044464 | 332.791 | 0 | 333.352 | 0.032736 | 332.791 | 0
| 333.0037 | 0.06416 |  |  | 391.9003 | 8.0247 | 333.0037 | 0.077899 | 333.0037 | 0 | 333.565 | 0.088027 | 333.0037 | 0
| 333.2164 | -0.022873 |  |  | 392.0131 | 7.9661 | 333.2164 | -0.052966 | 333.2164 | 0 | 333.7781 | 0.017133 | 333.2164 | 0
| 333.4292 | 0.022052 |  |  | 392.126 | 7.9742 | 333.4292 | 0.088488 | 333.4292 | 0 | 333.9912 | 0.051014 | 333.4292 | 0
| 333.6419 | -0.017007 |  |  | 392.2389 | 7.7662 | 333.6419 | -0.04361 | 333.6419 | 0 | 334.2043 | -0.037713 | 333.6419 | 0
| 333.8546 | 0.060904 |  |  | 392.3517 | 7.7569 | 333.8546 | 0.086865 | 333.8546 | 0 | 334.4174 | 0.055926 | 333.8546 | 0
| 334.0674 | -0.080037 |  |  | 392.4646 | 7.6801 | 334.0674 | -0.059034 | 334.0674 | 0 | 334.6305 | 0.0086635 | 334.0674 | 0
| 334.2802 | -0.069466 |  |  | 392.5774 | 7.6344 | 334.2802 | 0.052866 | 334.2802 | 0 | 334.8436 | 0.10541 | 334.2802 | 0
| 334.493 | 0.046126 |  |  | 392.6903 | 7.4733 | 334.493 | 0.013015 | 334.493 | 0 | 335.0568 | -0.027908 | 334.493 | 0
| 334.7058 | 0.06385 |  |  | 392.8031 | 7.3663 | 334.7058 | 0.09837 | 334.7058 | 0 | 335.27 | 0.071976 | 334.7058 | 0
| 334.9187 | 0.002824 |  |  | 392.916 | 7.4829 | 334.9187 | -0.056295 | 334.9187 | 0 | 335.4832 | 0.0024134 | 334.9187 | 0
| 335.1315 | 0.21727 |  |  | 393.0288 | 7.3231 | 335.1315 | 0.25121 | 335.1315 | 0 | 335.6964 | 0.048784 | 335.1315 | 0
| 335.3444 | 0.031227 |  |  | 393.1417 | 7.1954 | 335.3444 | -0.0021094 | 335.3444 | 0 | 335.9096 | -0.019433 | 335.3444 | 0
| 335.5573 | 0.028455 |  |  | 393.2545 | 7.0842 | 335.5573 | 0.041174 | 335.5573 | 0 | 336.1228 | 0.065283 | 335.5573 | 0
| 335.7702 | -0.0025473 |  |  | 393.3674 | 7.0897 | 335.7702 | -0.067028 | 335.7702 | 0 | 336.336 | 0.01936 | 335.7702 | 0
| 335.9831 | 0.069696 |  |  | 393.4802 | 7.0492 | 335.9831 | 0.05428 | 335.9831 | 0 | 336.5493 | 0.1228 | 335.9831 | 0
| 336.196 | 0.027381 |  |  | 393.5931 | 6.949 | 336.196 | -0.054049 | 336.196 | 0 | 336.7626 | -0.0060583 | 336.196 | 0
| 336.409 | 0.078416 |  |  | 393.7059 | 6.798 | 336.409 | 0.16216 | 336.409 | 0 | 336.9759 | 0.0256 | 336.409 | 0
| 336.6219 | 0.016166 |  |  | 393.8188 | 6.7572 | 336.6219 | 0.0020981 | 336.6219 | 0 | 337.1892 | 0.014454 | 336.6219 | 0
| 336.8349 | 0.039928 |  |  | 393.9316 | 6.6157 | 336.8349 | 0.082011 | 336.8349 | 0 | 337.4025 | 0.042991 | 336.8349 | 0
| 337.0479 | 0.017196 |  |  | 394.0445 | 6.4609 | 337.0479 | -0.037284 | 337.0479 | 0 | 337.6158 | 0.067957 | 337.0479 | 0
| 337.2609 | 0.10683 |  |  | 394.1573 | 6.3699 | 337.2609 | 0.081557 | 337.2609 | 0 | 337.8292 | 0.026041 | 337.2609 | 0
| 337.4739 | 0.039733 |  |  | 394.2702 | 6.2656 | 337.4739 | 0.035077 | 337.4739 | 0 | 338.0425 | 0.036303 | 337.4739 | 0
| 337.687 | 0.082359 |  |  | 394.383 | 6.1888 | 337.687 | 0.12923 | 337.687 | 0 | 338.2559 | 0.094718 | 337.687 | 0
| 337.9 | 0.0113 |  |  | 394.4959 | 6.0649 | 337.9 | -0.078055 | 337.9 | 0 | 338.4693 | -0.0024862 | 337.9 | 0
| 338.1131 | 0.071254 |  |  | 394.6087 | 5.8714 | 338.1131 | 0.057908 | 338.1131 | 0 | 338.6827 | 0.052799 | 338.1131 | 0
| 338.3262 | 0.067571 |  |  | 394.7215 | 5.8097 | 338.3262 | -0.038899 | 338.3262 | 0 | 338.8961 | -0.037269 | 338.3262 | 0
| 338.5393 | 0.1121 |  |  | 394.8344 | 5.6637 | 338.5393 | 0.14538 | 338.5393 | 0 | 339.1096 | 0.069299 | 338.5393 | 0
| 338.7524 | 0.078528 |  |  | 394.9472 | 5.5744 | 338.7524 | -0.012867 | 338.7524 | 0 | 339.323 | 0.001972 | 338.7524 | 0
| 338.9656 | 0.10465 |  |  | 395.0601 | 5.431 | 338.9656 | 0.10934 | 338.9656 | 0 | 339.5365 | 0.12815 | 338.9656 | 0
| 339.1787 | -0.048259 |  |  | 395.1729 | 5.2639 | 339.1787 | -0.14185 | 339.1787 | 0 | 339.75 | -0.028348 | 339.1787 | 0
| 339.3919 | 0.015762 |  |  | 395.2857 | 5.2275 | 339.3919 | 0.058363 | 339.3919 | 0 | 339.9635 | 0.096494 | 339.3919 | 0
| 339.6051 | 0.11932 |  |  | 395.3986 | 5.1059 | 339.6051 | -0.012666 | 339.6051 | 0 | 340.177 | 0.011336 | 339.6051 | 0
| 339.8183 | 0.062345 |  |  | 395.5114 | 4.9436 | 339.8183 | 0.057588 | 339.8183 | 0 | 340.3905 | 0.084902 | 339.8183 | 0
| 340.0315 | 0.070599 |  |  | 395.6242 | 4.826 | 340.0315 | 0.014978 | 340.0315 | 0 | 340.6041 | 0.024261 | 340.0315 | 0
| 340.2448 | 0.061922 |  |  | 395.7371 | 4.6897 | 340.2448 | 0.13325 | 340.2448 | 0 | 340.8177 | 0.075988 | 340.2448 | 0
| 340.458 | 0.054457 |  |  | 395.8499 | 4.6423 | 340.458 | -0.022756 | 340.458 | 0 | 341.0312 | 0.025161 | 340.458 | 0
| 340.6713 | 0.11307 |  |  | 395.9627 | 4.3957 | 340.6713 | 0.074459 | 340.6713 | 0 | 341.2448 | 0.020251 | 340.6713 | 0
| 340.8846 | 0.0025741 |  |  | 396.0756 | 4.3386 | 340.8846 | -0.054105 | 340.8846 | 0 | 341.4584 | -0.0056109 | 340.8846 | 0
| 341.0979 | 0.085125 |  |  | 396.1884 | 4.2042 | 341.0979 | 0.063954 | 341.0979 | 0 | 341.672 | 0.082676 | 341.0979 | 0
| 341.3112 | -0.017715 |  |  | 396.3012 | 4.1626 | 341.3112 | -0.046718 | 341.3112 | 0 | 341.8857 | 0.056368 | 341.3112 | 0
| 341.5246 | -0.0032656 |  |  | 396.414 | 4.0193 | 341.5246 | 0.090312 | 341.5246 | 0 | 342.0993 | 0.076877 | 341.5246 | 0
| 341.7379 | 0.024125 |  |  | 396.5269 | 3.9669 | 341.7379 | -0.055345 | 341.7379 | 0 | 342.313 | 0.051457 | 341.7379 | 0
| 341.9513 | 0.021544 |  |  | 396.6397 | 3.8679 | 341.9513 | 0.12949 | 341.9513 | 0 | 342.5267 | 0.057259 | 341.9513 | 0
| 342.1647 | 0.067639 |  |  | 396.7525 | 3.8012 | 342.1647 | -0.016529 | 342.1647 | 0 | 342.7404 | 0.03229 | 342.1647 | 0
| 342.3781 | 0.081077 |  |  | 396.8654 | 3.6525 | 342.3781 | 0.14044 | 342.3781 | 0 | 342.9541 | 0.089364 | 342.3781 | 0
| 342.5915 | -0.026069 |  |  | 396.9782 | 3.5549 | 342.5915 | -0.071826 | 342.5915 | 0 | 343.1678 | -0.010517 | 342.5915 | 0
| 342.8049 | 0.076558 |  |  | 397.091 | 3.4417 | 342.8049 | 0.15185 | 342.8049 | 0 | 343.3816 | 0.07197 | 342.8049 | 0
| 343.0183 | 0.0215 |  |  | 397.2038 | 3.4457 | 343.0183 | -0.051044 | 343.0183 | 0 | 343.5953 | -0.0073931 | 343.0183 | 0
| 343.2318 | 0.10885 |  |  | 397.3167 | 3.2977 | 343.2318 | 0.15091 | 343.2318 | 0 | 343.8091 | 0.051464 | 343.2318 | 0
| 343.4453 | 0.072045 |  |  | 397.4295 | 3.2116 | 343.4453 | -0.031215 | 343.4453 | 0 | 344.0229 | -0.022999 | 343.4453 | 0
| 343.6588 | 0.1202 |  |  | 397.5423 | 3.0815 | 343.6588 | 0.17459 | 343.6588 | 0 | 344.2367 | 0.085795 | 343.6588 | 0
| 343.8723 | 0.027981 |  |  | 397.6551 | 3.1313 | 343.8723 | -0.065076 | 343.8723 | 0 | 344.4505 | 0.036747 | 343.8723 | 0
| 344.0858 | 0.066439 |  |  | 397.7679 | 2.9967 | 344.0858 | 0.073103 | 344.0858 | 0 | 344.6643 | 0.091592 | 344.0858 | 0
| 344.2994 | 0.047305 |  |  | 397.8808 | 2.9487 | 344.2994 | -0.019199 | 344.2994 | 0 | 344.8781 | 0.01267 | 344.2994 | 0
| 344.5129 | 0.096786 |  |  | 397.9936 | 2.9232 | 344.5129 | 0.074122 | 344.5129 | 0 | 345.092 | 0.083569 | 344.5129 | 0
| 344.7265 | 0.00070545 |  |  | 398.1064 | 2.8145 | 344.7265 | -0.063196 | 344.7265 | 0 | 345.3059 | 0.052356 | 344.7265 | 0
| 344.9401 | 0.09274 |  |  | 398.2192 | 2.6924 | 344.9401 | 0.10398 | 344.9401 | 0 | 345.5198 | 0.044773 | 344.9401 | 0
| 345.1537 | 0.16207 |  |  | 398.332 | 2.7503 | 345.1537 | 0.074605 | 345.1537 | 0 | 345.7337 | 0.015342 | 345.1537 | 0
| 345.3673 | 0.17993 |  |  | 398.4448 | 2.6334 | 345.3673 | 0.19411 | 345.3673 | 0 | 345.9476 | 0.10006 | 345.3673 | 0
| 345.581 | 0.057921 |  |  | 398.5577 | 2.6346 | 345.581 | -0.068399 | 345.581 | 0 | 346.1615 | 0.041205 | 345.581 | 0
| 345.7946 | 0.13602 |  |  | 398.6705 | 2.5398 | 345.7946 | 0.086536 | 345.7946 | 0 | 346.3755 | 0.02114 | 345.7946 | 0
| 346.0083 | -0.010387 |  |  | 398.7833 | 2.5474 | 346.0083 | -0.11428 | 346.0083 | 0 | 346.5894 | 0.064841 | 346.0083 | 0
| 346.222 | 0.11559 |  |  | 398.8961 | 2.4439 | 346.222 | 0.11655 | 346.222 | 0 | 346.8034 | 0.054583 | 346.222 | 0
| 346.4357 | 0.10854 |  |  | 399.0089 | 2.442 | 346.4357 | -0.022737 | 346.4357 | 0 | 347.0174 | 0.030952 | 346.4357 | 0
| 346.6494 | 0.13846 |  |  | 399.1217 | 2.3545 | 346.6494 | 0.23753 | 346.6494 | 0 | 347.2314 | 0.031397 | 346.6494 | 0
| 346.8632 | 0.077375 |  |  | 399.2345 | 2.3805 | 346.8632 | -0.043784 | 346.8632 | 0 | 347.4455 | -0.040833 | 346.8632 | 0
| 347.0769 | 0.086436 |  |  | 399.3474 | 2.3337 | 347.0769 | 0.16437 | 347.0769 | 0 | 347.6595 | 0.031398 | 347.0769 | 0
| 347.2907 | -0.012583 |  |  | 399.4602 | 2.3771 | 347.2907 | -0.015535 | 347.2907 | 0 | 347.8736 | 0.097833 | 347.2907 | 0
| 347.5045 | 0.16367 |  |  | 399.573 | 2.2539 | 347.5045 | 0.19827 | 347.5045 | 0 | 348.0876 | 0.089808 | 347.5045 | 0
| 347.7183 | 0.084383 |  |  | 399.6858 | 2.2556 | 347.7183 | -0.055204 | 347.7183 | 0 | 348.3017 | 0.029615 | 347.7183 | 0
| 347.9321 | -0.030509 |  |  | 399.7986 | 2.1973 | 347.9321 | 0.065779 | 347.9321 | 0 | 348.5158 | 0.057705 | 347.9321 | 0
| 348.1459 | 0.066253 |  |  | 399.9114 | 2.1438 | 348.1459 | -0.027999 | 348.1459 | 0 | 348.7299 | 0.078662 | 348.1459 | 0
| 348.3598 | 0.15357 |  |  | 400.0242 | 2.1557 | 348.3598 | 0.16449 | 348.3598 | 0 | 348.9441 | 0.10898 | 348.3598 | 0
| 348.5736 | 0.18065 |  |  | 400.137 | 2.1015 | 348.5736 | -0.075629 | 348.5736 | 0 | 349.1582 | 0.00062945 | 348.5736 | 0
| 348.7875 | 0.12396 |  |  | 400.2498 | 1.9927 | 348.7875 | 0.16502 | 348.7875 | 0 | 349.3723 | 0.061275 | 348.7875 | 0
| 349.0014 | 0.12431 |  |  | 400.3626 | 2.0034 | 349.0014 | -0.050964 | 349.0014 | 0 | 349.5865 | 0.080891 | 349.0014 | 0
| 349.2153 | 0.15088 |  |  | 400.4754 | 1.9642 | 349.2153 | 0.11014 | 349.2153 | 0 | 349.8007 | 0.031842 | 349.2153 | 0
| 349.4292 | 0.054039 |  |  | 400.5882 | 1.9739 | 349.4292 | 0.010341 | 349.4292 | 0 | 350.0149 | 0.002867 | 349.4292 | 0
| 349.6432 | 0.090531 |  |  | 400.701 | 1.874 | 349.6432 | 0.15462 | 349.6432 | 0 | 350.2291 | 0.077768 | 349.6432 | 0
| 349.8571 | 0.1958 |  |  | 400.8139 | 1.8497 | 349.8571 | 0.018554 | 349.8571 | 0 | 350.4434 | 0.042544 | 349.8571 | 0
| 350.0711 | 0.091651 |  |  | 400.9267 | 1.792 | 350.0711 | 0.15033 | 350.0711 | 0 | 350.6576 | 0.10006 | 350.0711 | 0
| 350.2851 | 0.14494 |  |  | 401.0395 | 1.779 | 350.2851 | -0.041249 | 350.2851 | 0 | 350.8719 | 0.01579 | 350.2851 | 0
| 350.4991 | 0.23572 |  |  | 401.1523 | 1.6694 | 350.4991 | 0.10848 | 350.4991 | 0 | 351.0862 | 0.083121 | 350.4991 | 0
| 350.7131 | 0.17168 |  |  | 401.2651 | 1.6513 | 350.7131 | -0.06504 | 350.7131 | 0 | 351.3004 | 0.0010802 | 350.7131 | 0
| 350.9272 | 0.36081 |  |  | 401.3779 | 1.5781 | 350.9272 | 0.10348 | 350.9272 | 0 | 351.5148 | 0.046558 | 350.9272 | 0
| 351.1412 | 0.33663 |  |  | 401.4907 | 1.5406 | 351.1412 | 0.037174 | 351.1412 | 0 | 351.7291 | 0.0024117 | 351.1412 | 0
| 351.3553 | 0.43728 |  |  | 401.6035 | 1.4887 | 351.3553 | 0.12809 | 351.3553 | 0 | 351.9434 | 0.049238 | 351.3553 | 0
| 351.5694 | 0.37825 |  |  | 401.7163 | 1.4914 | 351.5694 | -0.012454 | 351.5694 | 0 | 352.1578 | -0.031916 | 351.5694 | 0
| 351.7835 | 0.52691 |  |  | 401.8291 | 1.409 | 351.7835 | 0.084988 | 351.7835 | 0 | 352.3721 | 0.093372 | 351.7835 | 0
| 351.9976 | 0.54766 |  |  | 401.9419 | 1.393 | 351.9976 | -0.03212 | 351.9976 | 0 | 352.5865 | 0.047892 | 351.9976 | 0
| 352.2117 | 0.71925 |  |  | 402.0547 | 1.3034 | 352.2117 | 0.13524 | 352.2117 | 0 | 352.8009 | 0.077324 | 352.2117 | 0
| 352.4259 | 0.67998 |  |  | 402.1675 | 1.272 | 352.4259 | -0.027018 | 352.4259 | 0 | 353.0153 | -0.016761 | 352.4259 | 0
| 352.6401 | 0.87799 |  |  | 402.2803 | 1.2418 | 352.6401 | 0.1686 | 352.6401 | 0 | 353.2298 | 0.10764 | 352.6401 | 0
| 352.8542 | 0.8799 |  |  | 402.3931 | 1.1716 | 352.8542 | 0.062731 | 352.8542 | 0 | 353.4442 | 0.042094 | 352.8542 | 0
| 353.0684 | 1.0188 |  |  | 402.5058 | 1.169 | 353.0684 | 0.2221 | 353.0684 | 0 | 353.6587 | 0.097835 | 353.0684 | 0
| 353.2826 | 0.99374 |  |  | 402.6186 | 1.1167 | 353.2826 | -0.04161 | 353.2826 | 0 | 353.8731 | 0.016678 | 353.2826 | 0
| 353.4969 | 1.1771 |  |  | 402.7314 | 1.0252 | 353.4969 | 0.1985 | 353.4969 | 0 | 354.0876 | 0.069296 | 353.4969 | 0
| 353.7111 | 0.99825 |  |  | 402.8442 | 1.0494 | 353.7111 | 0.023494 | 353.7111 | 0 | 354.3021 | 0.007763 | 353.7111 | 0
| 353.9254 | 1.2163 |  |  | 402.957 | 0.97862 | 353.9254 | 0.089834 | 353.9254 | 0 | 354.5166 | 0.10452 | 353.9254 | 0
| 354.1397 | 1.4581 |  |  | 403.0698 | 0.98058 | 354.1397 | 0.0024108 | 354.1397 | 0 | 354.7312 | 0.091145 | 354.1397 | 0
| 354.354 | 1.6823 |  |  | 403.1826 | 0.9058 | 354.354 | 0.14043 | 354.354 | 0 | 354.9457 | 0.11478 | 354.354 | 0
| 354.5683 | 1.6702 |  |  | 403.2954 | 0.88218 | 354.5683 | -0.037428 | 354.5683 | 0 | 355.1602 | 0.016234 | 354.5683 | 0
| 354.7826 | 1.9047 |  |  | 403.4082 | 0.80139 | 354.7826 | 0.064442 | 354.7826 | 0 | 355.3748 | 0.03273 | 354.7826 | 0
| 354.9969 | 2.112 |  |  | 403.521 | 0.81145 | 354.9969 | 0.012824 | 354.9969 | 0 | 355.5894 | 0.019363 | 354.9969 | 0
| 355.2113 | 2.3045 |  |  | 403.6338 | 0.74899 | 355.2113 | 0.17857 | 355.2113 | 0 | 355.804 | 0.020249 | 355.2113 | 0
| 355.4257 | 2.4227 |  |  | 403.7466 | 0.70036 | 355.4257 | -0.052087 | 355.4257 | 0 | 356.0186 | 0.0019689 | 355.4257 | 0
| 355.64 | 2.6401 |  |  | 403.8594 | 0.6885 | 355.64 | 0.087909 | 355.64 | 0 | 356.2333 | 0.039871 | 355.64 | 0
| 355.8545 | 2.9292 |  |  | 403.9721 | 0.68422 | 355.8545 | 0.014943 | 355.8545 | 0 | 356.4479 | 0.034517 | 355.8545 | 0
| 356.0689 | 3.2668 |  |  | 404.0849 | 0.64959 | 356.0689 | 0.28199 | 356.0689 | 0 | 356.6626 | 0.019804 | 356.0689 | 0
| 356.2833 | 3.412 |  |  | 404.1977 | 0.61234 | 356.2833 | 0.040958 | 356.2833 | 0 | 356.8773 | 0.046109 | 356.2833 | 0
| 356.4978 | 3.6078 |  |  | 404.3105 | 0.61414 | 356.4978 | 0.11771 | 356.4978 | 0 | 357.092 | 0.0363 | 356.4978 | 0
| 356.7122 | 3.9868 |  |  | 404.4233 | 0.57889 | 356.7122 | 0.044907 | 356.7122 | 0 | 357.3067 | 0.019357 | 356.7122 | 0
| 356.9267 | 4.2705 |  |  | 404.5361 | 0.56136 | 356.9267 | 0.12382 | 356.9267 | 0 | 357.5214 | 0.08892 | 356.9267 | 0
| 357.1412 | 4.6968 |  |  | 404.6489 | 0.53815 | 357.1412 | 0.033934 | 357.1412 | 0 | 357.7361 | 0.029169 | 357.1412 | 0
| 357.3557 | 5.0784 |  |  | 404.7617 | 0.5132 | 357.3557 | 0.18469 | 357.3557 | 0 | 357.9509 | 0.084457 | 357.3557 | 0
| 357.5703 | 5.5014 |  |  | 404.8745 | 0.5616 | 357.5703 | -0.0095748 | 357.5703 | 0 | 358.1656 | 0.034963 | 357.5703 | 0
| 357.7848 | 6.0275 |  |  | 404.9872 | 0.44038 | 357.7848 | 0.17554 | 357.7848 | 0 | 358.3804 | 0.12815 | 357.7848 | 0
| 357.9994 | 6.4171 |  |  | 405.1 | 0.46511 | 357.9994 | 0.029317 | 357.9994 | 0 | 358.5952 | 0.048337 | 357.9994 | 0
| 358.2139 | 7.0236 |  |  | 405.2128 | 0.44038 | 358.2139 | 0.094393 | 358.2139 | 0 | 358.81 | 0.12414 | 358.2139 | 0
| 358.4285 | 7.6486 |  |  | 405.3256 | 0.46242 | 358.4285 | 0.087371 | 358.4285 | 0 | 359.0249 | 0.056368 | 358.4285 | 0
| 358.6431 | 8.4239 |  |  | 405.4384 | 0.4581 | 358.6431 | 0.31358 | 358.6431 | 0 | 359.2397 | 0.061716 | 358.6431 | 0
| 358.8578 | 8.9491 |  |  | 405.5512 | 0.41899 | 358.8578 | 0.068082 | 358.8578 | 0 | 359.4546 | 0.075989 | 358.8578 | 0
| 359.0724 | 9.8389 |  |  | 405.6639 | 0.42266 | 359.0724 | 0.30566 | 359.0724 | 0 | 359.6694 | 0.12548 | 359.0724 | 0
| 359.2871 | 10.6704 |  |  | 405.7767 | 0.4063 | 359.2871 | 0.11623 | 359.2871 | 0 | 359.8843 | 0.019362 | 359.2871 | 0
| 359.5017 | 11.6982 |  |  | 405.8895 | 0.31555 | 359.5017 | 0.24656 | 359.5017 | 0 | 360.0992 | 0.11522 | 359.5017 | 0
| 359.7164 | 12.4584 |  |  | 406.0023 | 0.36056 | 359.7164 | 0.070496 | 359.7164 | 0 | 360.3141 | 0.021141 | 359.7164 | 0
| 359.9311 | 13.7223 |  |  | 406.1151 | 0.40031 | 359.9311 | 0.32175 | 359.9311 | 0 | 360.5291 | 0.076875 | 359.9311 | 0
| 360.1458 | 14.7902 |  |  | 406.2279 | 0.35518 | 360.1458 | 0.1119 | 360.1458 | 0 | 360.744 | 0.043882 | 360.1458 | 0
| 360.3606 | 16.0417 |  |  | 406.3406 | 0.36718 | 360.3606 | 0.25781 | 360.3606 | 0 | 360.959 | 0.11968 | 360.3606 | 0
| 360.5753 | 17.3236 |  |  | 406.4534 | 0.39362 | 360.5753 | 0.15807 | 360.5753 | 0 | 361.174 | 0.067517 | 360.5753 | 0
| 360.7901 | 18.6581 |  |  | 406.5662 | 0.31247 | 360.7901 | 0.24595 | 360.7901 | 0 | 361.3889 | 0.13796 | 360.7901 | 0
| 361.0049 | 20.3307 |  |  | 406.679 | 0.32289 | 361.0049 | 0.13035 | 361.0049 | 0 | 361.6039 | -0.0087246 | 361.0049 | 0
| 361.2197 | 22.1506 |  |  | 406.7918 | 0.28973 | 361.2197 | 0.32727 | 361.2197 | 0 | 361.8189 | 0.10764 | 361.2197 | 0
| 361.4345 | 23.8339 |  |  | 406.9045 | 0.31866 | 361.4345 | 0.1059 | 361.4345 | 0 | 362.034 | 0.081338 | 361.4345 | 0
| 361.6493 | 25.8491 |  |  | 407.0173 | 0.23579 | 361.6493 | 0.32692 | 361.6493 | 0 | 362.249 | 0.10675 | 361.6493 | 0
| 361.8642 | 27.7821 |  |  | 407.1301 | 0.29214 | 361.8642 | 0.19068 | 361.8642 | 0 | 362.4641 | 0.067066 | 361.8642 | 0
| 362.079 | 30.2093 |  |  | 407.2429 | 0.23387 | 362.079 | 0.41156 | 362.079 | 0 | 362.6792 | 0.089807 | 362.079 | 0
| 362.2939 | 32.2698 |  |  | 407.3557 | 0.28137 | 362.2939 | 0.17745 | 362.2939 | 0 | 362.8943 | 0.0077668 | 362.2939 | 0
| 362.5088 | 34.8354 |  |  | 407.4684 | 0.21037 | 362.5088 | 0.40238 | 362.5088 | 0 | 363.1094 | 0.10274 | 362.5088 | 0
| 362.7237 | 37.2951 |  |  | 407.5812 | 0.26215 | 362.7237 | 0.30707 | 362.7237 | 0 | 363.3245 | 0.0010786 | 362.7237 | 0
| 362.9386 | 40.1672 |  |  | 407.694 | 0.21961 | 362.9386 | 0.44592 | 362.9386 | 0 | 363.5396 | 0.081336 | 362.9386 | 0
| 363.1536 | 43.0125 |  |  | 407.8068 | 0.22256 | 363.1536 | 0.42454 | 363.1536 | 0 | 363.7548 | 0.017575 | 363.1536 | 0
| 363.3685 | 46.1942 |  |  | 407.9196 | 0.17685 | 363.3685 | 0.52726 | 363.3685 | 0 | 363.9699 | 0.12771 | 363.3685 | 0
| 363.5835 | 49.2099 |  |  | 408.0323 | 0.2068 | 363.5835 | 0.39086 | 363.5835 | 0 | 364.1851 | 0.046116 | 363.5835 | 0
| 363.7985 | 52.4094 |  |  | 408.1451 | 0.18455 | 363.7985 | 0.62531 | 363.7985 | 0 | 364.4003 | 0.11611 | 363.7985 | 0
| 364.0135 | 55.4614 |  |  | 408.2579 | 0.17375 | 364.0135 | 0.48953 | 364.0135 | 0 | 364.6155 | 0.064396 | 364.0135 | 0
| 364.2285 | 58.4553 |  |  | 408.3707 | 0.10942 | 364.2285 | 0.65741 | 364.2285 | 0.026841 | 364.8307 | 0.092928 | 364.2285 | 0
| 364.4435 | 61.3595 |  |  | 408.4834 | 0.17144 | 364.4435 | 0.42922 | 364.4435 | -0.01201 | 365.046 | 0.056813 | 364.4435 | 0
| 364.6586 | 64.6081 |  |  | 408.5962 | 0.10518 | 364.6586 | 0.69154 | 364.6586 | 0.015112 | 365.2612 | 0.07777 | 364.6586 | 0
| 364.8736 | 67.5006 |  |  | 408.709 | 0.15914 | 364.8736 | 0.51453 | 364.8736 | -0.036287 | 365.4765 | 0.066621 | 364.8736 | 0
| 365.0887 | 70.6371 |  |  | 408.8218 | 0.12136 | 365.0887 | 0.85216 | 365.0887 | 0.024515 | 365.6918 | 0.09159 | 365.0887 | 0
| 365.3038 | 73.4824 |  |  | 408.9345 | 0.15491 | 365.3038 | 0.69687 | 365.3038 | 0.0096619 | 365.9071 | 0.040763 | 365.3038 | 0
| 365.5189 | 76.0492 |  |  | 409.0473 | 0.065113 | 365.5189 | 0.9664 | 365.5189 | 0.012026 | 366.1224 | 0.066177 | 365.5189 | 0
| 365.7341 | 78.2216 |  |  | 409.1601 | 0.10686 | 365.7341 | 0.83806 | 365.7341 | -0.0016183 | 366.3377 | 0.02248 | 365.7341 | 0
| 365.9492 | 80.5575 |  |  | 409.2729 | 0.062416 | 365.9492 | 0.91756 | 365.9492 | 0.014903 | 366.553 | 0.14599 | 365.9492 | 0
| 366.1644 | 82.2374 |  |  | 409.3856 | 0.11955 | 366.1644 | 0.91625 | 366.1644 | 0.0097628 | 366.7684 | 0.10051 | 366.1644 | 0
| 366.3795 | 83.593 |  |  | 409.4984 | 0.06126 | 366.3795 | 1.1818 | 366.3795 | 0.022245 | 366.9838 | 0.16026 | 366.3795 | 0
| 366.5947 | 84.6873 |  |  | 409.6112 | 0.10763 | 366.5947 | 1.1835 | 366.5947 | 0.050018 | 367.1992 | 0.073753 | 366.5947 | 0
| 366.8099 | 85.0355 |  |  | 409.724 | 0.053169 | 366.8099 | 1.3133 | 366.8099 | 0.0016013 | 367.4146 | 0.10586 | 366.8099 | 0
| 367.0252 | 85.5749 |  |  | 409.8367 | 0.10263 | 367.0252 | 1.1676 | 367.0252 | -0.012177 | 367.63 | 0.036744 | 367.0252 | 0
| 367.2404 | 85.7289 |  |  | 409.9495 | 0.021576 | 367.2404 | 1.4541 | 367.2404 | 0.0069704 | 367.8454 | 0.17185 | 367.2404 | 0
| 367.4556 | 85.5248 |  |  | 410.0623 | 0.088795 | 367.4556 | 1.4776 | 367.4556 | 0.016742 | 368.0609 | 0.090258 | 367.4556 | 0
| 367.6709 | 85.0666 |  |  | 410.175 | 0.027355 | 367.6709 | 1.6837 | 367.6709 | 0.045856 | 368.2763 | 0.10764 | 367.6709 | 0
| 367.8862 | 84.4429 |  |  | 410.2878 | 0.083413 | 367.8862 | 1.6443 | 367.8862 | -0.0076916 | 368.4918 | 0.047453 | 367.8862 | 0
| 368.1015 | 83.5937 |  |  | 410.4006 | 0.038143 | 368.1015 | 1.9571 | 368.1015 | 0.043747 | 368.7072 | 0.16383 | 368.1015 | 0
| 368.3168 | 82.0293 |  |  | 410.5134 | 0.059196 | 368.3168 | 1.8165 | 368.3168 | -0.038546 | 368.9228 | 0.020254 | 368.3168 | 0
| 368.5321 | 80.2089 |  |  | 410.6261 | 0.021191 | 368.5321 | 2.1753 | 368.5321 | 0.023923 | 369.1383 | 0.12147 | 368.5321 | 0
| 368.7475 | 78.0633 |  |  | 410.7389 | 0.063809 | 368.7475 | 2.0913 | 368.7475 | 0.0091291 | 369.3538 | 0.089365 | 368.7475 | 0
| 368.9628 | 76.0785 |  |  | 410.8517 | 0.023888 | 368.9628 | 2.4293 | 368.9628 | 0.031128 | 369.5693 | 0.14287 | 368.9628 | 0
| 369.1782 | 74.5341 |  |  | 410.9645 | 0.06919 | 369.1782 | 2.4728 | 369.1782 | 0.027965 | 369.7849 | 0.10363 | 369.1782 | 0
| 369.3936 | 73.1881 |  |  | 411.0772 | 0.022346 | 369.3936 | 2.8088 | 369.3936 | 0.031219 | 370.0005 | 0.13351 | 369.3936 | 0
| 369.609 | 71.3246 |  |  | 411.19 | 0.074572 | 369.609 | 2.883 | 369.609 | 0.020908 | 370.2161 | 0.081342 | 369.609 | 0
| 369.8244 | 69.7072 |  |  | 411.3028 | 0.0057792 | 369.8244 | 3.1292 | 369.8244 | 0.051694 | 370.4317 | 0.069745 | 369.8244 | 0
| 370.0399 | 67.2901 |  |  | 411.4155 | 0.052662 | 370.0399 | 3.1874 | 370.0399 | 0.0016792 | 370.6473 | 0.084011 | 370.0399 | 0
| 370.2553 | 64.7637 |  |  | 411.5283 | 0.0057792 | 370.2553 | 3.5329 | 370.2553 | 0.053138 | 370.8629 | 0.11701 | 370.2553 | 0
| 370.4708 | 62.2882 |  |  | 411.6411 | 0.043821 | 370.4708 | 3.6865 | 370.4708 | 0.096282 | 371.0786 | 0.1072 | 370.4708 | 0
| 370.6863 | 59.8944 |  |  | 411.7538 | 0 | 370.6863 | 3.9096 | 370.6863 | 0.031587 | 371.2943 | 0.19237 | 370.6863 | 0
| 370.9018 | 57.8017 |  |  | 411.8666 | 0.054199 | 370.9018 | 4.0184 | 370.9018 | 0.03297 | 371.5099 | 0.070636 | 370.9018 | 0
| 371.1173 | 55.8224 |  |  | 411.9794 | 0.009632 | 371.1173 | 4.4651 | 371.1173 | 0.070893 | 371.7256 | 0.17051 | 371.1173 | 0
| 371.3328 | 53.5854 |  |  | 412.0922 | 0.04728 | 371.3328 | 4.6038 | 371.3328 | 0.041983 | 371.9413 | 0.1228 | 371.3328 | 0
| 371.5484 | 51.871 |  |  | 412.2049 | 0.0034675 | 371.5484 | 5.0907 | 371.5484 | 0.057636 | 372.157 | 0.15491 | 371.5484 | 0
| 371.764 | 49.8842 |  |  | 412.3177 | 0.056121 | 371.764 | 5.1513 | 371.764 | 0.022585 | 372.3728 | 0.16561 | 371.764 | 0
| 371.9795 | 48.0388 |  |  | 412.4305 | 0 | 371.9795 | 5.6693 | 371.9795 | 0.058778 | 372.5885 | 0.19771 | 371.9795 | 0
| 372.1951 | 46.2681 |  |  | 412.5432 | 0.036902 | 372.1951 | 5.8716 | 372.1951 | 0.039837 | 372.8043 | 0.15223 | 372.1951 | 0
| 372.4107 | 44.4575 |  |  | 412.656 | 0.0015411 | 372.4107 | 6.3401 | 372.4107 | 0.084509 | 373.0201 | 0.20128 | 372.4107 | 0
| 372.6264 | 42.7061 |  |  | 412.7688 | 0.040746 | 372.6264 | 6.7248 | 372.6264 | 0.064291 | 373.2358 | 0.1558 | 372.6264 | 0
| 372.842 | 40.7869 |  |  | 412.8815 | 0 | 372.842 | 7.2632 | 372.842 | 0.066766 | 373.4517 | 0.20618 | 372.842 | 0
| 373.0577 | 39.1949 |  |  | 412.9943 | 0.047665 | 373.0577 | 7.6168 | 373.0577 | 0.065014 | 373.6675 | 0.22268 | 373.0577 | 0
| 373.2733 | 37.6332 |  |  | 413.1071 | 0 | 373.2733 | 8.0657 | 373.2733 | 0.081257 | 373.8833 | 0.19905 | 373.2733 | 0
| 373.489 | 35.7942 |  |  | 413.2199 | 0.04728 | 373.489 | 8.6122 | 373.489 | 0.03482 | 374.0992 | 0.21733 | 373.489 | 0
| 373.7047 | 34.6181 |  |  | 413.3326 | 0 | 373.7047 | 9.3665 | 373.7047 | 0.1308 | 374.315 | 0.28912 | 373.7047 | 0
| 373.9204 | 33.2506 |  |  | 413.4454 | 0.029214 | 373.9204 | 9.7548 | 373.9204 | 0.1387 | 374.5309 | 0.17274 | 373.9204 | 0
| 374.1362 | 31.7767 |  |  | 413.5582 | 0 | 374.1362 | 10.5237 | 374.1362 | 0.12996 | 374.7468 | 0.29135 | 374.1362 | 0
| 374.3519 | 30.5197 |  |  | 413.6709 | 0.065346 | 374.3519 | 11.1381 | 374.3519 | 0.12489 | 374.9627 | 0.26682 | 374.3519 | 0
| 374.5677 | 29.352 |  |  | 413.7837 | 0 | 374.5677 | 12.0014 | 374.5677 | 0.17473 | 375.1786 | 0.3074 | 374.5677 | 0
| 374.7835 | 27.8582 |  |  | 413.8965 | 0.03767 | 374.7835 | 12.5681 | 374.7835 | 0.11082 | 375.3946 | 0.20753 | 374.7835 | 0
| 374.9993 | 26.8981 |  |  | 414.0092 | 0 | 374.9993 | 13.4411 | 374.9993 | 0.14123 | 375.6105 | 0.28823 | 374.9993 | 0
| 375.2151 | 25.5244 |  |  | 414.122 | 0.056506 | 375.2151 | 14.3074 | 375.2151 | 0.094523 | 375.8265 | 0.26103 | 375.2151 | 0
| 375.4309 | 24.7888 |  |  | 414.2348 | 0 | 375.4309 | 15.4172 | 375.4309 | 0.17265 | 376.0425 | 0.41397 | 375.4309 | 0
| 375.6467 | 23.827 |  |  | 414.3475 | 0.023063 | 375.6467 | 16.3648 | 375.6467 | 0.22306 | 376.2585 | 0.33148 | 375.6467 | 0
| 375.8626 | 23.044 |  |  | 414.4603 | 0 | 375.8626 | 17.553 | 375.8626 | 0.20122 | 376.4745 | 0.36982 | 375.8626 | 0
| 376.0785 | 22.1052 |  |  | 414.5731 | 0.022679 | 376.0785 | 18.6721 | 376.0785 | 0.23983 | 376.6905 | 0.3725 | 376.0785 | 0
| 376.2944 | 21.1058 |  |  | 414.6858 | 0 | 376.2944 | 19.8957 | 376.2944 | 0.1798 | 376.9066 | 0.39524 | 376.2944 | 0
| 376.5103 | 20.536 |  |  | 414.7986 | 0.038439 | 376.5103 | 21.1515 | 376.5103 | 0.24813 | 377.1226 | 0.43002 | 376.5103 | 0
| 376.7262 | 19.8995 |  |  | 414.9114 | 0 | 376.7262 | 22.8387 | 376.7262 | 0.27344 | 377.3387 | 0.53926 | 376.7262 | 0
| 376.9421 | 19.1562 |  |  | 415.0242 | 0.038439 | 376.9421 | 24.0519 | 376.9421 | 0.26326 | 377.5547 | 0.48085 | 376.9421 | 0
| 377.1581 | 18.5294 |  |  | 415.1369 | 0 | 377.1581 | 25.9563 | 377.1581 | 0.31943 | 377.7708 | 0.52856 | 377.1581 | 0
| 377.374 | 18.0076 |  |  | 415.2497 | 0.028445 | 377.374 | 27.5916 | 377.374 | 0.31468 | 377.987 | 0.52856 | 377.374 | 0
| 377.59 | 17.3641 |  |  | 415.3625 | 0 | 377.59 | 29.3214 | 377.59 | 0.31477 | 378.2031 | 0.65965 | 377.59 | 0
| 377.806 | 17.0301 |  |  | 415.4752 | 0.026907 | 377.806 | 31.6548 | 377.806 | 0.33973 | 378.4193 | 0.58429 | 377.806 | 0
| 378.022 | 16.4022 |  |  | 415.588 | 0 | 378.022 | 34.0668 | 378.022 | 0.3168 | 378.6354 | 0.73857 | 378.022 | 0
| 378.2381 | 15.8107 |  |  | 415.7008 | 0.02537 | 378.2381 | 35.1345 | 378.2381 | 0.42709 | 378.8516 | 0.735 | 378.2381 | 0
| 378.4541 | 15.122 |  |  | 415.8135 | 0 | 378.4541 | 36.8352 | 378.4541 | 0.47142 | 379.0677 | 0.79074 | 378.4541 | 0
| 378.6702 | 14.3918 |  |  | 415.9263 | 0.022295 | 378.6702 | 38.6021 | 378.6702 | 0.4205 | 379.2839 | 0.78049 | 378.6702 | 0
| 378.8862 | 14.3781 |  |  | 416.0391 | 0.0011558 | 378.8862 | 41.4349 | 378.8862 | 0.53622 | 379.5002 | 0.89909 | 378.8862 | 0
| 379.1023 | 14.2106 |  |  | 416.1518 | 0.023832 | 379.1023 | 44.6101 | 379.1023 | 0.58394 | 379.7164 | 0.87278 | 379.1023 | 0
| 379.3184 | 14.0516 |  |  | 416.2646 | 0 | 379.3184 | 47.9159 | 379.3184 | 0.61526 | 379.9326 | 1.0409 | 379.3184 | 0
| 379.5345 | 13.781 |  |  | 416.3774 | 0.030367 | 379.5345 | 50.8306 | 379.5345 | 0.69277 | 380.1489 | 1.0449 | 379.5345 | 0
| 379.7507 | 13.4898 |  |  | 416.4901 | 0 | 379.7507 | 54.3751 | 379.7507 | 0.68309 | 380.3652 | 1.1706 | 379.7507 | 0
| 379.9668 | 13.2784 |  |  | 416.6029 | 0.013454 | 379.9668 | 57.7782 | 379.9668 | 0.76019 | 380.5815 | 1.2121 | 379.9668 | 0
| 380.183 | 13.1657 |  |  | 416.7157 | 0 | 380.183 | 61.2626 | 380.183 | 0.83738 | 380.7977 | 1.3757 | 380.183 | 0
| 380.3992 | 12.8123 |  |  | 416.8285 | 0.045743 | 380.3992 | 64.8875 | 380.3992 | 0.88131 | 381.0141 | 1.4618 | 380.3992 | 0
| 380.6154 | 12.6555 |  |  | 416.9412 | 0 | 380.6154 | 69.078 | 380.6154 | 0.9143 | 381.2304 | 1.5666 | 380.6154 | 0
| 380.8316 | 12.4379 |  |  | 417.054 | 0.034595 | 380.8316 | 73.4381 | 380.8316 | 0.98058 | 381.4467 | 1.6901 | 380.8316 | 0
| 381.0478 | 12.3149 |  |  | 417.1668 | 0 | 381.0478 | 77.761 | 381.0478 | 1.0821 | 381.6631 | 1.8109 | 381.0478 | 1.0951
| 381.2641 | 12.0499 |  |  | 417.2795 | 0.024986 | 381.2641 | 78.5496 | 381.2641 | 1.1476 | 381.8795 | 1.8965 | 381.2641 | 0.37719
| 381.4803 | 12.0338 |  |  | 417.3923 | 0 | 381.4803 | 79.4172 | 381.4803 | 1.2641 | 382.0959 | 2.0727 | 381.4803 | 1.1435
| 381.6966 | 11.9201 |  |  | 417.5051 | 0.03767 | 381.6966 | 83.783 | 381.6966 | 1.3381 | 382.3123 | 2.1378 | 381.6966 | 0.43518
| 381.9129 | 11.9903 |  |  | 417.6178 | 0 | 381.9129 | 88.4041 | 381.9129 | 1.4804 | 382.5287 | 2.4905 | 381.9129 | 1.3235
| 382.1292 | 11.9106 |  |  | 417.7306 | 0.006919 | 382.1292 | 91.3619 | 382.1292 | 1.5798 | 382.7451 | 2.6786 | 382.1292 | 0.61978
| 382.3455 | 12.007 |  |  | 417.8434 | 0 | 382.3455 | 93.0823 | 382.3455 | 1.7855 | 382.9615 | 2.9194 | 382.3455 | 1.4067
| 382.5618 | 11.6391 |  |  | 417.9561 | 0.024217 | 382.5618 | 92.6026 | 382.5618 | 1.8497 | 383.178 | 3.0492 | 382.5618 | 0.78093
| 382.7782 | 11.536 |  |  | 418.0689 | 0 | 382.7782 | 97.119 | 382.7782 | 2.0054 | 383.3945 | 3.4803 | 382.7782 | 1.4224
| 382.9945 | 11.3124 |  |  | 418.1817 | 0.033058 | 382.9945 | 96.9493 | 382.9945 | 2.1497 | 383.611 | 3.6854 | 382.9945 | 0.94978
| 383.2109 | 11.0208 |  |  | 418.2945 | 0 | 383.2109 | 99.8177 | 383.2109 | 2.2586 | 383.8275 | 3.9547 | 383.2109 | 1.4978
| 383.4273 | 10.8675 |  |  | 418.4072 | 0.016913 | 383.4273 | 101.3473 | 383.4273 | 2.4496 | 384.044 | 4.1661 | 383.4273 | 1.0605
| 383.6437 | 10.6775 |  |  | 418.52 | 0 | 383.6437 | 106.2358 | 383.6437 | 2.6027 | 384.2605 | 4.6173 | 383.6437 | 1.6401
| 383.8602 | 10.426 |  |  | 418.6328 | 0.066115 | 383.8602 | 107.6814 | 383.8602 | 2.6421 | 384.4771 | 4.9156 | 383.8602 | 1.2289
| 384.0766 | 10.3427 |  |  | 418.7455 | 0 | 384.0766 | 112.8991 | 384.0766 | 2.9642 | 384.6936 | 5.4079 | 384.0766 | 1.8919
| 384.2931 | 10.201 |  |  | 418.8583 | 0.037286 | 384.2931 | 113.5411 | 384.2931 | 2.9392 | 384.9102 | 5.7307 | 384.2931 | 1.4242
| 384.5095 | 9.9806 |  |  | 418.9711 | 0 | 384.5095 | 116.6721 | 384.5095 | 3.1986 | 385.1268 | 6.2448 | 384.5095 | 2.1149
| 384.726 | 9.8198 |  |  | 419.0839 | 0.038055 | 384.726 | 118.2629 | 384.726 | 3.2895 | 385.3434 | 6.7148 | 384.726 | 1.7686
| 384.9425 | 9.6041 |  |  | 419.1966 | 0 | 384.9425 | 119.8469 | 384.9425 | 3.5754 | 385.56 | 7.2213 | 384.9425 | 2.3005
| 385.159 | 9.0549 |  |  | 419.3094 | 0.058812 | 385.159 | 119.5249 | 385.159 | 3.6022 | 385.7766 | 7.6409 | 385.159 | 1.8525
| 385.3756 | 9.1449 |  |  | 419.4222 | 0 | 385.3756 | 120.5311 | 385.3756 | 3.9595 | 385.9933 | 8.3262 | 385.3756 | 2.6098
| 385.5921 | 8.8489 |  |  | 419.5349 | 0.017682 | 385.5921 | 120.8117 | 385.5921 | 3.9462 | 386.2099 | 8.9794 | 385.5921 | 2.1849
| 385.8087 | 8.6076 |  |  | 419.6477 | 0 | 385.8087 | 122.8385 | 385.8087 | 4.3593 | 386.4266 | 9.6242 | 385.8087 | 2.9102
| 386.0253 | 8.5364 |  |  | 419.7605 | 0.036133 | 386.0253 | 119.7354 | 386.0253 | 4.3338 | 386.6433 | 10.388 | 386.0253 | 2.4822
| 386.2419 | 8.3827 |  |  | 419.8733 | 0 | 386.2419 | 118.4213 | 386.2419 | 4.6509 | 386.86 | 11.2231 | 386.2419 | 3.0535
| 386.4585 | 8.151 |  |  | 419.986 | 0.038439 | 386.4585 | 116.7309 | 386.4585 | 4.7355 | 387.0767 | 11.9637 | 386.4585 | 2.798
| 386.6751 | 8.0545 |  |  | 420.0988 | 0 | 386.6751 | 116.9203 | 386.6751 | 5.026 | 387.2935 | 12.8622 | 386.6751 | 3.3101
| 386.8917 | 7.8397 |  |  | 420.2116 | 0.038823 | 386.8917 | 111.1356 | 386.8917 | 5.0748 | 387.5102 | 13.89 | 386.8917 | 2.9344
| 387.1084 | 7.6089 |  |  | 420.3243 | 0 | 387.1084 | 109.9747 | 387.1084 | 5.3351 | 387.727 | 14.6747 | 387.1084 | 3.6114
| 387.3251 | 7.4697 |  |  | 420.4371 | 0.0061503 | 387.3251 | 107.7857 | 387.3251 | 5.5297 | 387.9437 | 15.7217 | 387.3251 | 3.3669
| 387.5417 | 7.4078 |  |  | 420.5499 | 0 | 387.5417 | 109.0629 | 387.5417 | 6.0138 | 388.1605 | 17.0624 | 387.5417 | 4.1318
| 387.7584 | 7.2147 |  |  | 420.6627 | 0.0046126 | 387.7584 | 103.8078 | 387.7584 | 6.0381 | 388.3773 | 18.022 | 387.7584 | 3.761
| 387.9752 | 7.0721 |  |  | 420.7754 | 0 | 387.9752 | 103.7483 | 387.9752 | 6.4335 | 388.5941 | 19.423 | 387.9752 | 4.4345
| 388.1919 | 6.7637 |  |  | 420.8882 | 0.026139 | 388.1919 | 99.4649 | 388.1919 | 6.549 | 388.811 | 20.7053 | 388.1919 | 4.1941
| 388.4086 | 6.6516 |  |  | 421.001 | 0 | 388.4086 | 97.8709 | 388.4086 | 6.9361 | 389.0278 | 22.3284 | 388.4086 | 4.9267
| 388.6254 | 6.4086 |  |  | 421.1138 | 0.032289 | 388.6254 | 94.3415 | 388.6254 | 7.0994 | 389.2447 | 23.5684 | 388.6254 | 4.7088
| 388.8422 | 6.3345 |  |  | 421.2265 | 0 | 388.8422 | 92.9447 | 388.8422 | 7.5732 | 389.4615 | 25.2092 | 388.8422 | 5.3729
| 389.059 | 6.131 |  |  | 421.3393 | 0.031136 | 389.059 | 90.0037 | 389.059 | 7.8539 | 389.6784 | 26.8068 | 389.059 | 5.2817
| 389.2758 | 6.2359 |  |  | 421.4521 | 0 | 389.2758 | 90.496 | 389.2758 | 8.522 | 389.8954 | 28.4102 | 389.2758 | 6.2285
| 389.4926 | 5.8536 |  |  | 421.5649 | 0.036133 | 389.4926 | 87.7754 | 389.4926 | 8.8273 | 390.1123 | 30.0061 | 389.4926 | 6.151
| 389.7094 | 5.8399 |  |  | 421.6776 | 0 | 389.7094 | 87.5547 | 389.7094 | 9.5198 | 390.3292 | 32.1147 | 389.7094 | 7.1
| 389.9263 | 5.656 |  |  | 421.7904 | 0.024217 | 389.9263 | 84.2736 | 389.9263 | 9.8274 | 390.5461 | 34.0868 | 389.9263 | 7.0566
| 390.1432 | 5.5923 |  |  | 421.9032 | 0 | 390.1432 | 82.0581 | 390.1432 | 10.3272 | 390.7631 | 35.997 | 390.1432 | 7.8295
| 390.36 | 5.3912 |  |  | 422.016 | 0.012685 | 390.36 | 79.0467 | 390.36 | 10.7482 | 390.9801 | 37.9183 | 390.36 | 7.8141
| 390.5769 | 5.3089 |  |  | 422.1288 | 0 | 390.5769 | 77.0902 | 390.5769 | 11.1748 | 391.1971 | 40.1642 | 390.5769 | 8.5825
| 390.7939 | 5.171 |  |  | 422.2415 | 0.029214 | 390.7939 | 71.8889 | 390.7939 | 11.309 | 391.4141 | 42.4877 | 390.7939 | 8.4909
| 391.0108 | 5.0701 |  |  | 422.3543 | 0 | 391.0108 | 70.8056 | 391.0108 | 11.9865 | 391.6311 | 44.5954 | 391.0108 | 9.3432
| 391.2277 | 4.9573 |  |  | 422.4671 | 0.032673 | 391.2277 | 66.3348 | 391.2277 | 12.0593 | 391.8481 | 46.956 | 391.2277 | 9.1989
| 391.4447 | 4.8458 |  |  | 422.5799 | 0 | 391.4447 | 64.7305 | 391.4447 | 12.7346 | 392.0652 | 49.6607 | 391.4447 | 10.1457
| 391.6617 | 4.6943 |  |  | 422.6926 | 0.02537 | 391.6617 | 61.3741 | 391.6617 | 13.0448 | 392.2822 | 51.9008 | 391.6617 | 10.2262
| 391.8787 | 4.6385 |  |  | 422.8054 | 0 | 391.8787 | 60.09 | 391.8787 | 13.7755 | 392.4993 | 54.3358 | 391.8787 | 11.2988
| 392.0957 | 4.4961 |  |  | 422.9182 | 0.020373 | 392.0957 | 56.5009 | 392.0957 | 14.0272 | 392.7164 | 56.4244 | 392.0957 | 11.2397
| 392.3127 | 4.3397 |  |  | 423.031 | 0 | 392.3127 | 54.7895 | 392.3127 | 14.537 | 392.9335 | 58.8722 | 392.3127 | 12.1424
| 392.5297 | 4.2191 |  |  | 423.1438 | 0.035749 | 392.5297 | 51.9596 | 392.5297 | 14.7157 | 393.1506 | 61.2894 | 392.5297 | 12.2129
| 392.7468 | 4.128 |  |  | 423.2565 | 0 | 392.7468 | 49.6501 | 392.7468 | 15.0769 | 393.3678 | 63.4649 | 392.7468 | 13.0758
| 392.9638 | 3.985 |  |  | 423.3693 | 0.030367 | 392.9638 | 47.0222 | 392.9638 | 15.4722 | 393.5849 | 65.5904 | 392.9638 | 13.1799
| 393.1809 | 3.9797 |  |  | 423.4821 | 0 | 393.1809 | 45.6553 | 393.1809 | 15.9243 | 393.8021 | 68.0343 | 393.1809 | 14.0665
| 393.398 | 3.8474 |  |  | 423.5949 | 0.017682 | 393.398 | 43.0854 | 393.398 | 16.2703 | 394.0193 | 70.2187 | 393.398 | 14.341
| 393.6151 | 3.8325 |  |  | 423.7077 | 0 | 393.6151 | 41.793 | 393.6151 | 16.7664 | 394.2364 | 72.2827 | 393.6151 | 15.4435
| 393.8322 | 3.6395 |  |  | 423.8204 | 0.020373 | 393.8322 | 39.8513 | 393.8322 | 17.3315 | 394.4536 | 74.8118 | 393.8322 | 15.7917
| 394.0494 | 3.649 |  |  | 423.9332 | 0 | 394.0494 | 39.2763 | 394.0494 | 17.9824 | 394.6708 | 76.5552 | 394.0494 | 16.9634
| 394.2665 | 3.4757 |  |  | 424.046 | 0.0049971 | 394.2665 | 36.9854 | 394.2665 | 18.4009 | 394.8881 | 79.1217 | 394.2665 | 17.5083
| 394.4837 | 3.4516 |  |  | 424.1588 | 0 | 394.4837 | 36.6613 | 394.4837 | 19.1754 | 395.1053 | 80.1825 | 394.4837 | 18.9814
| 394.7009 | 3.3941 |  |  | 424.2716 | 0.036133 | 394.7009 | 34.7616 | 394.7009 | 19.5341 | 395.3226 | 81.7743 | 394.7009 | 19.359
| 394.9181 | 3.2827 |  |  | 424.3844 | 0 | 394.9181 | 33.9481 | 394.9181 | 20.1262 | 395.5399 | 83.2604 | 394.9181 | 20.7209
| 395.1353 | 3.1303 |  |  | 424.4971 | 0.021526 | 395.1353 | 32.9623 | 395.1353 | 20.4 | 395.7571 | 84.4545 | 395.1353 | 21.3782
| 395.3525 | 3.085 |  |  | 424.6099 | 0 | 395.3525 | 32.0251 | 395.3525 | 21.0573 | 395.9745 | 86.0548 | 395.3525 | 22.853
| 395.5698 | 2.957 |  |  | 424.7227 | 0.0049971 | 395.5698 | 30.3641 | 395.5698 | 21.4636 | 396.1918 | 87.0736 | 395.5698 | 23.5997
| 395.787 | 3.0344 |  |  | 424.8355 | 0 | 395.787 | 29.4746 | 395.787 | 22.0326 | 396.4091 | 88.4157 | 395.787 | 25.1912
| 396.0043 | 2.8293 |  |  | 424.9483 | 0.0057659 | 396.0043 | 28.2532 | 396.0043 | 22.3292 | 396.6265 | 88.9919 | 396.0043 | 26.1426
| 396.2216 | 2.8321 |  |  | 425.0611 | 0 | 396.2216 | 28.0271 | 396.2216 | 22.8048 | 396.8438 | 89.4792 | 396.2216 | 27.692
| 396.4389 | 2.78 |  |  | 425.1739 | 0.025754 | 396.4389 | 26.4143 | 396.4389 | 23.0647 | 397.0612 | 89.5915 | 396.4389 | 28.6497
| 396.6562 | 2.7874 |  |  | 425.2866 | 0 | 396.6562 | 26.1626 | 396.6562 | 23.3683 | 397.2786 | 89.9233 | 396.6562 | 30.4172
| 396.8736 | 2.7061 |  |  | 425.3994 | 0.026523 | 396.8736 | 25.1533 | 396.8736 | 23.605 | 397.496 | 90.074 | 396.8736 | 31.5123
| 397.0909 | 2.6958 |  |  | 425.5122 | 0 | 397.0909 | 24.4243 | 397.0909 | 23.7963 | 397.7134 | 90.1231 | 397.0909 | 33.2728
| 397.3083 | 2.5476 |  |  | 425.625 | 0.018835 | 397.3083 | 22.8374 | 397.3083 | 23.9334 | 397.9308 | 90.0094 | 397.3083 | 34.4639
| 397.5257 | 2.641 |  |  | 425.7378 | 0 | 397.5257 | 23.182 | 397.5257 | 24.1571 | 398.1483 | 89.6963 | 397.5257 | 36.3687
| 397.7431 | 2.519 |  |  | 425.8506 | 0.038055 | 397.7431 | 21.8073 | 397.7431 | 23.7935 | 398.3657 | 89.0288 | 397.7431 | 37.4073
| 397.9605 | 2.4808 |  |  | 425.9634 | 0 | 397.9605 | 21.1356 | 397.9605 | 23.7993 | 398.5832 | 88.2606 | 397.9605 | 39.286
| 398.1779 | 2.4115 |  |  | 426.0762 | 0.0099941 | 398.1779 | 19.2008 | 398.1779 | 23.5847 | 398.8007 | 87.5833 | 398.1779 | 40.295
| 398.3954 | 2.4179 |  |  | 426.189 | 0 | 398.3954 | 19.5633 | 398.3954 | 23.4978 | 399.0182 | 85.9451 | 398.3954 | 42.4597
| 398.6128 | 2.1845 |  |  | 426.3017 | 0.018451 | 398.6128 | 17.8532 | 398.6128 | 23.3283 | 399.2357 | 84.8081 | 398.6128 | 43.6289
| 398.8303 | 2.3046 |  |  | 426.4145 | 0 | 398.8303 | 17.973 | 398.8303 | 22.867 | 399.4532 | 83.5498 | 398.8303 | 45.5324
| 399.0478 | 2.2343 |  |  | 426.5273 | 0.029983 | 399.0478 | 16.6559 | 399.0478 | 22.6242 | 399.6708 | 81.484 | 399.0478 | 46.9623
| 399.2653 | 2.218 |  |  | 426.6401 | 0 | 399.2653 | 17.0212 | 399.2653 | 22.5838 | 399.8883 | 79.8106 | 399.2653 | 49.2913
| 399.4828 | 2.1204 |  |  | 426.7529 | 0.025754 | 399.4828 | 15.4744 | 399.4828 | 21.9631 | 400.1059 | 77.9375 | 399.4828 | 50.6954
| 399.7003 | 2.1788 |  |  | 426.8657 | 0 | 399.7003 | 15.4735 | 399.7003 | 21.7033 | 400.3235 | 76.2547 | 399.7003 | 52.9958
| 399.9179 | 2.1006 |  |  | 426.9785 | 0.045743 | 399.9179 | 14.8093 | 399.9179 | 21.1917 | 400.5411 | 74.4511 | 399.9179 | 54.4692
| 400.1354 | 2.1861 |  |  | 427.0913 | 0 | 400.1354 | 14.9091 | 400.1354 | 20.9019 | 400.7587 | 73.001 | 400.1354 | 56.8431
| 400.353 | 2.0922 |  |  | 427.2041 | 0.016144 | 400.353 | 13.9693 | 400.353 | 20.4305 | 400.9763 | 71.0583 | 400.353 | 58.7001
| 400.5706 | 2.0483 |  |  | 427.3169 | 0 | 400.5706 | 13.667 | 400.5706 | 19.8953 | 401.194 | 69.1379 | 400.5706 | 60.4968
| 400.7882 | 1.7955 |  |  | 427.4297 | 0.029214 | 400.7882 | 12.8249 | 400.7882 | 19.1884 | 401.4117 | 66.8634 | 400.7882 | 61.8185
| 401.0058 | 1.9038 |  |  | 427.5425 | 0 | 401.0058 | 12.4905 | 401.0058 | 18.5669 | 401.6293 | 64.9742 | 401.0058 | 63.3149
| 401.2235 | 1.9449 |  |  | 427.6553 | 0.043052 | 401.2235 | 12.0153 | 401.2235 | 18.0851 | 401.847 | 62.7582 | 401.2235 | 65.3101
| 401.4411 | 1.8599 |  |  | 427.7681 | 0 | 401.4411 | 11.9682 | 401.4411 | 17.513 | 402.0647 | 61.2618 | 401.4411 | 67.0905
| 401.6588 | 1.7844 |  |  | 427.8809 | 0.018451 | 401.6588 | 10.8441 | 401.6588 | 17.0391 | 402.2824 | 59.6285 | 401.6588 | 68.7539
| 401.8765 | 1.7404 |  |  | 427.9937 | 0 | 401.8765 | 10.8892 | 401.8765 | 16.6871 | 402.5002 | 58.281 | 401.8765 | 71.3282
| 402.0942 | 1.7476 |  |  | 428.1065 | 0.025754 | 402.0942 | 10.0572 | 402.0942 | 16.2132 | 402.7179 | 56.5661 | 402.0942 | 73.5498
| 402.3119 | 1.7095 |  |  | 428.2193 | 0 | 402.3119 | 10.4853 | 402.3119 | 15.6339 | 402.9357 | 55.088 | 402.3119 | 74.7358
| 402.5296 | 1.7189 |  |  | 428.3321 | 0.017298 | 402.5296 | 9.5976 | 402.5296 | 15.0986 | 403.1534 | 53.5943 | 402.5296 | 76.0491
| 402.7474 | 1.6872 |  |  | 428.4449 | 0 | 402.7474 | 9.7201 | 402.7474 | 14.7218 | 403.3712 | 51.871 | 402.7474 | 77.6999
| 402.9651 | 1.7632 |  |  | 428.5577 | 0.03498 | 402.9651 | 9.1664 | 402.9651 | 14.3707 | 403.589 | 50.4865 | 402.9651 | 79.8713
| 403.1829 | 1.7205 |  |  | 428.6705 | 0 | 403.1829 | 9.4193 | 403.1829 | 14.0159 | 403.8068 | 49.4485 | 403.1829 | 81.8759
| 403.4007 | 1.6082 |  |  | 428.7833 | 0.027676 | 403.4007 | 8.3283 | 403.4007 | 13.4507 | 404.0247 | 47.9833 | 403.4007 | 82.5524
| 403.6185 | 1.6703 |  |  | 428.8961 | 0 | 403.6185 | 8.4094 | 403.6185 | 13.261 | 404.2425 | 46.5921 | 403.6185 | 84.6833
| 403.8363 | 1.6021 |  |  | 429.0089 | 0.03152 | 403.8363 | 8.0918 | 403.8363 | 12.8097 | 404.4604 | 45.3588 | 403.8363 | 85.7455
| 404.0541 | 1.6573 |  |  | 429.1217 | 0 | 404.0541 | 8.3633 | 404.0541 | 12.6281 | 404.6782 | 44.2695 | 404.0541 | 87.5293
| 404.272 | 1.5941 |  |  | 429.2345 | 0.021142 | 404.272 | 7.5745 | 404.272 | 12.1933 | 404.8961 | 42.9572 | 404.272 | 87.915
| 404.4898 | 1.5355 |  |  | 429.3473 | 0 | 404.4898 | 7.5698 | 404.4898 | 11.8462 | 405.114 | 41.9634 | 404.4898 | 88.5642
| 404.7077 | 1.5348 |  |  | 429.4601 | 0.031136 | 404.7077 | 6.845 | 404.7077 | 11.6092 | 405.3319 | 40.8143 | 404.7077 | 90.2769
| 404.9256 | 1.5418 |  |  | 429.5729 | 0 | 404.9256 | 7.1044 | 404.9256 | 11.3584 | 405.5498 | 39.7206 | 404.9256 | 90.5153
| 405.1435 | 1.4776 |  |  | 429.6857 | 0.0123 | 405.1435 | 6.7269 | 405.1435 | 10.8873 | 405.7678 | 38.5613 | 405.1435 | 89.6835
| 405.3614 | 1.5083 |  |  | 429.7985 | 0 | 405.3614 | 6.6602 | 405.3614 | 10.7238 | 405.9857 | 37.7551 | 405.3614 | 90.3388
| 405.5794 | 1.4297 |  |  | 429.9113 | 0.023832 | 405.5794 | 6.2412 | 405.5794 | 10.5264 | 406.2037 | 36.4995 | 405.5794 | 91.1945
| 405.7973 | 1.4963 |  |  | 430.0241 | 0 | 405.7973 | 6.5582 | 405.7973 | 10.4115 | 406.4217 | 35.6884 | 405.7973 | 91.58
| 406.0153 | 1.4036 |  |  | 430.1369 | 0.024217 | 406.0153 | 5.8717 | 406.0153 | 10.0513 | 406.6397 | 34.8011 | 406.0153 | 90.7318
| 406.2333 | 1.4765 |  |  | 430.2497 | 0 | 406.2333 | 6.4407 | 406.2333 | 9.9082 | 406.8577 | 33.9343 | 406.2333 | 90.6383
| 406.4513 | 1.4749 |  |  | 430.3625 | 0.039592 | 406.4513 | 5.5892 | 406.4513 | 9.7675 | 407.0757 | 32.9231 | 406.4513 | 90.188
| 406.6693 | 1.4508 |  |  | 430.4753 | 0 | 406.6693 | 5.677 | 406.6693 | 9.6454 | 407.2938 | 32.0946 | 406.6693 | 90.2184
| 406.8873 | 1.4353 |  |  | 430.5881 | 0.011147 | 406.8873 | 5.3612 | 406.8873 | 9.3182 | 407.5118 | 31.0842 | 406.8873 | 87.9211
| 407.1053 | 1.3393 |  |  | 430.701 | 0 | 407.1053 | 5.3918 | 407.1053 | 9.1267 | 407.7299 | 30.3935 | 407.1053 | 86.5803
| 407.3234 | 1.3205 |  |  | 430.8138 | 0.03767 | 407.3234 | 4.7844 | 407.3234 | 8.8257 | 407.948 | 29.4469 | 407.3234 | 84.4264
| 407.5415 | 1.372 |  |  | 430.9266 | 0 | 407.5415 | 5.2226 | 407.5415 | 8.7459 | 408.166 | 28.6537 | 407.5415 | 83.7295
| 407.7595 | 1.31 |  |  | 431.0394 | 0.016529 | 407.7595 | 4.5126 | 407.7595 | 8.4088 | 408.3842 | 27.6661 | 407.7595 | 81.407
| 407.9776 | 1.2306 |  |  | 431.1522 | 0 | 407.9776 | 4.6129 | 407.9776 | 8.2792 | 408.6023 | 27.0115 | 407.9776 | 79.2809
| 408.1958 | 1.2756 |  |  | 431.265 | 0.014607 | 408.1958 | 4.3023 | 408.1958 | 8.0428 | 408.8204 | 26.3034 | 408.1958 | 77.3791
| 408.4139 | 1.3108 |  |  | 431.3778 | 0 | 408.4139 | 4.0398 | 408.4139 | 7.8442 | 409.0386 | 24.5926 | 408.4139 | 74.6477
| 408.632 | 1.3298 |  |  | 431.4907 | 0.027292 | 408.632 | 4.2359 | 408.632 | 7.7059 | 409.2567 | 24.062 | 408.632 | 72.9954
| 408.8502 | 1.2539 |  |  | 431.6035 | 0 | 408.8502 | 3.7846 | 408.8502 | 7.3922 | 409.4749 | 23.2986 | 408.8502 | 70.0756
| 409.0684 | 1.2633 |  |  | 431.7163 | 0.026139 | 409.0684 | 4.0985 | 409.0684 | 7.2908 | 409.6931 | 22.6597 | 409.0684 | 68.0534
| 409.2866 | 1.2525 |  |  | 431.8291 | 0 | 409.2866 | 3.4601 | 409.2866 | 7.1238 | 409.9113 | 21.7278 | 409.2866 | 66.0783
| 409.5048 | 1.2652 |  |  | 431.9419 | 0.033442 | 409.5048 | 3.7947 | 409.5048 | 6.9433 | 410.1295 | 20.9773 | 409.5048 | 63.9521
| 409.723 | 1.2238 |  |  | 432.0547 | 0 | 409.723 | 3.1794 | 409.723 | 6.6681 | 410.3478 | 20.4708 | 409.723 | 61.1819
| 409.9412 | 1.1988 |  |  | 432.1676 | 0.014991 | 409.9412 | 3.6251 | 409.9412 | 6.5774 | 410.566 | 19.9442 | 409.9412 | 59.6995
| 410.1595 | 1.1937 |  |  | 432.2804 | 0 | 410.1595 | 3.0809 | 410.1595 | 6.3784 | 410.7843 | 19.2112 | 410.1595 | 58.1105
| 410.3777 | 1.2549 |  |  | 432.3932 | 0.02191 | 410.3777 | 3.4677 | 410.3777 | 6.371 | 411.0026 | 18.6257 | 410.3777 | 56.8658
| 410.596 | 1.1797 |  |  | 432.506 | 0 | 410.596 | 2.9491 | 410.596 | 6.1763 | 411.2209 | 17.9863 | 410.596 | 55.251
| 410.8143 | 1.1634 |  |  | 432.6188 | 0.049586 | 410.8143 | 3.2058 | 410.8143 | 6.0212 | 411.4391 | 17.5337 | 410.8143 | 53.6069
| 411.0326 | 1.1918 |  |  | 432.7317 | 0 | 411.0326 | 2.5851 | 411.0326 | 5.7881 | 411.6575 | 16.8417 | 411.0326 | 51.1082
| 411.2509 | 1.2488 |  |  | 432.8445 | 0.030367 | 411.2509 | 3.0762 | 411.2509 | 5.7429 | 411.8758 | 16.4288 | 411.2509 | 50.2285
| 411.4693 | 1.1306 |  |  | 432.9573 | 0 | 411.4693 | 2.6632 | 411.4693 | 5.5615 | 412.0941 | 15.9295 | 411.4693 | 48.6472
| 411.6876 | 1.1369 |  |  | 433.0701 | 0.049971 | 411.6876 | 2.9784 | 411.6876 | 5.3897 | 412.3125 | 15.2575 | 411.6876 | 46.9851
| 411.906 | 1.1375 |  |  | 433.183 | 0 | 411.906 | 2.3827 | 411.906 | 5.1204 | 412.5309 | 14.7296 | 411.906 | 44.6788
| 412.1244 | 1.1192 |  |  | 433.2958 | 0.03498 | 412.1244 | 2.7942 | 412.1244 | 5.0592 | 412.7493 | 14.1664 | 412.1244 | 43.7626
| 412.3427 | 1.1594 |  |  | 433.4086 | 0 | 412.3427 | 2.1558 | 412.3427 | 4.7986 | 412.9677 | 13.8771 | 412.3427 | 42.155
| 412.5612 | 1.1208 |  |  | 433.5214 | 0.042283 | 412.5612 | 2.5107 | 412.5612 | 4.6684 | 413.1861 | 13.4753 | 412.5612 | 40.4953
| 412.7796 | 1.0629 |  |  | 433.6343 | 0 | 412.7796 | 2.0213 | 412.7796 | 4.3903 | 413.4045 | 12.8404 | 412.7796 | 38.6518
| 412.998 | 1.0919 |  |  | 433.7471 | 0.056506 | 412.998 | 2.4958 | 412.998 | 4.3268 | 413.623 | 12.5648 | 412.998 | 37.9138
| 413.2165 | 1.0819 |  |  | 433.8599 | 0 | 413.2165 | 2.0571 | 413.2165 | 4.1517 | 413.8414 | 12.1011 | 413.2165 | 36.4766
| 413.435 | 1.1156 |  |  | 433.9728 | 0.013838 | 413.435 | 2.3608 | 413.435 | 4.0584 | 414.0599 | 11.9169 | 413.435 | 35.7043
| 413.6534 | 0.98604 |  |  | 434.0856 | 0 | 413.6534 | 1.7961 | 413.6534 | 3.8209 | 414.2784 | 11.2677 | 413.6534 | 34.265
| 413.8719 | 1.0463 |  |  | 434.1984 | 0.044589 | 413.8719 | 2.2698 | 413.8719 | 3.7604 | 414.4969 | 10.9605 | 413.8719 | 33.4147
| 414.0904 | 1.0689 |  |  | 434.3113 | 0 | 414.0904 | 1.917 | 414.0904 | 3.6001 | 414.7154 | 10.6609 | 414.0904 | 32.574
| 414.309 | 1.0878 |  |  | 434.4241 | 0.038055 | 414.309 | 2.0961 | 414.309 | 3.5467 | 414.9339 | 10.404 | 414.309 | 32.1246
| 414.5275 | 1.0526 |  |  | 434.5369 | 0 | 414.5275 | 1.5778 | 414.5275 | 3.3733 | 415.1525 | 9.9189 | 414.5275 | 30.7919
| 414.7461 | 1.0357 |  |  | 434.6498 | 0.027292 | 414.7461 | 1.818 | 414.7461 | 3.3299 | 415.371 | 9.56 | 414.7461 | 30.3396
| 414.9647 | 0.989 |  |  | 434.7626 | 0 | 414.9647 | 1.482 | 414.9647 | 3.1541 | 415.5896 | 9.3442 | 414.9647 | 29.7075
| 415.1832 | 1.0653 |  |  | 434.8754 | 0.024217 | 415.1832 | 1.8329 | 415.1832 | 3.196 | 415.8082 | 8.9491 | 415.1832 | 29.6666
| 415.4018 | 1.0171 |  |  | 434.9883 | 0 | 415.4018 | 1.5802 | 415.4018 | 3.0249 | 416.0268 | 8.6463 | 415.4018 | 28.4114
| 415.6205 | 1.0404 |  |  | 435.1011 | 0.018066 | 415.6205 | 1.8342 | 415.6205 | 2.941 | 416.2454 | 8.3378 | 415.6205 | 28.1079
| 415.8391 | 0.99778 |  |  | 435.214 | 0 | 415.8391 | 1.2977 | 415.8391 | 2.8906 | 416.464 | 7.9659 | 415.8391 | 27.6118
| 416.0577 | 1.0848 |  |  | 435.3268 | 0.026523 | 416.0577 | 1.7748 | 416.0577 | 2.9058 | 416.6827 | 7.9164 | 416.0577 | 27.3739
| 416.2764 | 0.97641 |  |  | 435.4396 | 0 | 416.2764 | 1.5301 | 416.2764 | 2.6889 | 416.9013 | 7.5553 | 416.2764 | 26.3246
| 416.4951 | 1.0437 |  |  | 435.5525 | 0.03498 | 416.4951 | 1.7539 | 416.4951 | 2.6991 | 417.12 | 7.3453 | 416.4951 | 26.2882
| 416.7138 | 1.0065 |  |  | 435.6653 | 0 | 416.7138 | 1.3526 | 416.7138 | 2.5798 | 417.3387 | 7.2333 | 416.7138 | 25.4185
| 416.9325 | 1.0538 |  |  | 435.7782 | 0.03498 | 416.9325 | 1.7878 | 416.9325 | 2.6113 | 417.5574 | 7.0483 | 416.9325 | 25.249
| 417.1512 | 0.91531 |  |  | 435.891 | 0 | 417.1512 | 1.1958 | 417.1512 | 2.4034 | 417.7761 | 6.5935 | 417.1512 | 24.1366
| 417.3699 | 1.0217 |  |  | 436.0039 | 0.049586 | 417.3699 | 1.3608 | 417.3699 | 2.4389 | 417.9948 | 6.3955 | 417.3699 | 23.6589
| 417.5887 | 0.98863 |  |  | 436.1167 | 0 | 417.5887 | 1.2776 | 417.5887 | 2.2796 | 418.2135 | 6.1547 | 417.5887 | 22.8481
| 417.8074 | 1.1377 |  |  | 436.2295 | 0.019988 | 417.8074 | 1.4612 | 417.8074 | 2.3277 | 418.4323 | 5.9884 | 417.8074 | 22.7587
| 418.0262 | 0.9783 |  |  | 436.3424 | 0 | 418.0262 | 1.2037 | 418.0262 | 2.1667 | 418.6511 | 5.6799 | 418.0262 | 21.6363
| 418.245 | 0.9954 |  |  | 436.4552 | 0.022295 | 418.245 | 1.384 | 418.245 | 2.1717 | 418.8698 | 5.6068 | 418.245 | 21.4862
| 418.4638 | 0.93869 |  |  | 436.5681 | 0 | 418.4638 | 0.95479 | 418.4638 | 2.0666 | 419.0886 | 5.3807 | 418.4638 | 20.4708
| 418.6826 | 0.97653 |  |  | 436.6809 | 0.0099941 | 418.6826 | 1.4636 | 418.6826 | 2.1209 | 419.3074 | 5.2104 | 418.6826 | 20.2203
| 418.9015 | 0.9307 |  |  | 436.7938 | 0 | 418.9015 | 0.91689 | 418.9015 | 1.9276 | 419.5262 | 4.9781 | 418.9015 | 19.1927
| 419.1203 | 0.97229 |  |  | 436.9066 | 0.039977 | 419.1203 | 1.2633 | 419.1203 | 1.9401 | 419.7451 | 4.7993 | 419.1203 | 18.7338
| 419.3392 | 0.92445 |  |  | 437.0195 | 0 | 419.3392 | 0.99404 | 419.3392 | 1.8308 | 419.9639 | 4.6436 | 419.3392 | 18.0282
| 419.5581 | 0.9957 |  |  | 437.1323 | 0.014223 | 419.5581 | 1.1893 | 419.5581 | 1.8869 | 420.1828 | 4.5585 | 419.5581 | 17.8609
| 419.777 | 0.9347 |  |  | 437.2452 | 0 | 419.777 | 0.98599 | 419.777 | 1.7079 | 420.4017 | 4.2811 | 419.777 | 16.7692
| 419.9959 | 0.95981 |  |  | 437.3581 | 0.015376 | 419.9959 | 1.0788 | 419.9959 | 1.7493 | 420.6206 | 4.2606 | 419.9959 | 16.3806
| 420.2148 | 0.92705 |  |  | 437.4709 | 0 | 420.2148 | 0.71658 | 420.2148 | 1.6368 | 420.8395 | 4.1086 | 420.2148 | 15.5254
| 420.4338 | 0.8547 |  |  | 437.5838 | 0.030367 | 420.4338 | 1.136 | 420.4338 | 1.671 | 421.0584 | 3.9601 | 420.4338 | 15.3116
| 420.6527 | 0.91056 |  |  | 437.6966 | 0 | 420.6527 | 0.81842 | 420.6527 | 1.5311 | 421.2773 | 3.7898 | 420.6527 | 14.4637
| 420.8717 | 0.89687 |  |  | 437.8095 | 0.043436 | 420.8717 | 0.94522 | 420.8717 | 1.5664 | 421.4963 | 3.6605 | 420.8717 | 14.1703
| 421.0907 | 0.84385 |  |  | 437.9223 | 0 | 421.0907 | 0.75285 | 421.0907 | 1.4537 | 421.7152 | 3.5798 | 421.0907 | 13.3887
| 421.3097 | 0.93601 |  |  | 438.0352 | 0.02537 | 421.3097 | 1.1296 | 421.3097 | 1.5021 | 421.9342 | 3.5013 | 421.3097 | 13.2613
| 421.5287 | 0.88086 |  |  | 438.1481 | 0 | 421.5287 | 0.61261 | 421.5287 | 1.3832 | 422.1532 | 3.3412 | 421.5287 | 12.4976
| 421.7477 | 0.94528 |  |  | 438.2609 | 0.018451 | 421.7477 | 0.95779 | 421.7477 | 1.4194 | 422.3722 | 3.2494 | 421.7477 | 12.4122
| 421.9667 | 0.89227 |  |  | 438.3738 | 0 | 421.9667 | 0.68505 | 421.9667 | 1.333 | 422.5912 | 2.9747 | 421.9667 | 11.7873
| 422.1858 | 0.90681 |  |  | 438.4867 | 0.027292 | 422.1858 | 1.027 | 422.1858 | 1.333 | 422.8102 | 2.9725 | 422.1858 | 11.6469
| 422.4049 | 0.93182 |  |  | 438.5995 | 0 | 422.4049 | 0.69355 | 422.4049 | 1.258 | 423.0293 | 2.9123 | 422.4049 | 10.958
| 422.624 | 0.92434 |  |  | 438.7124 | 0.020373 | 422.624 | 0.86155 | 422.624 | 1.2913 | 423.2484 | 2.9341 | 422.624 | 10.8969
| 422.8431 | 0.85194 |  |  | 438.8252 | 0 | 422.8431 | 0.59014 | 422.8431 | 1.1611 | 423.4674 | 2.6822 | 422.8431 | 10.3066
| 423.0622 | 0.85011 |  |  | 438.9381 | 0.036517 | 423.0622 | 0.83201 | 423.0622 | 1.2019 | 423.6865 | 2.6742 | 423.0622 | 10.2804
| 423.2813 | 0.90285 |  |  | 439.051 | 0.0077056 | 423.2813 | 0.57045 | 423.2813 | 1.1547 | 423.9056 | 2.4731 | 423.2813 | 9.6772
| 423.5004 | 0.90527 |  |  | 439.1639 | 0.036517 | 423.5004 | 0.78572 | 423.5004 | 1.1873 | 424.1247 | 2.4735 | 423.5004 | 9.5797
| 423.7196 | 0.88008 |  |  | 439.2767 | 0 | 423.7196 | 0.54234 | 423.7196 | 1.0608 | 424.3438 | 2.3348 | 423.7196 | 9.1045
| 423.9388 | 0.90666 |  |  | 439.3896 | 0.036517 | 423.9388 | 0.85761 | 423.9388 | 1.1214 | 424.563 | 2.2595 | 423.9388 | 9.1391
| 424.158 | 0.82951 |  |  | 439.5025 | 0 | 424.158 | 0.45154 | 424.158 | 1.06 | 424.7821 | 2.2046 | 424.158 | 8.7972
| 424.3772 | 0.88451 |  |  | 439.6153 | 0.032673 | 424.3772 | 0.87087 | 424.3772 | 1.0875 | 425.0013 | 2.1855 | 424.3772 | 8.872
| 424.5964 | 0.90775 |  |  | 439.7282 | 0 | 424.5964 | 0.50594 | 424.5964 | 1.0255 | 425.2205 | 2.0294 | 424.5964 | 8.3429
| 424.8156 | 0.8355 |  |  | 439.8411 | 0.027676 | 424.8156 | 0.84174 | 424.8156 | 1.0402 | 425.4397 | 2.0825 | 424.8156 | 8.2865
| 425.0349 | 0.86628 |  |  | 439.954 | 0 | 425.0349 | 0.46055 | 425.0349 | 0.91706 | 425.6589 | 1.9242 | 425.0349 | 7.7362
| 425.2541 | 0.93282 |  |  | 440.0668 | 0.023063 | 425.2541 | 0.88505 | 425.2541 | 0.98312 | 425.8781 | 1.9144 | 425.2541 | 7.8274
| 425.4734 | 0.8379 |  |  | 440.1797 | 0 | 425.4734 | 0.3969 | 425.4734 | 0.84371 | 426.0973 | 1.8011 | 425.4734 | 7.2857
| 425.6927 | 0.73503 |  |  | 440.2926 | 0.030367 | 425.6927 | 0.82832 | 425.6927 | 0.89584 | 426.3166 | 1.7918 | 425.6927 | 7.2996
| 425.912 | 0.82408 |  |  | 440.4055 | 0 | 425.912 | 0.34629 | 425.912 | 0.79934 | 426.5359 | 1.7213 | 425.912 | 6.8173
| 426.1313 | 0.9122 |  |  | 440.5184 | 0.037286 | 426.1313 | 0.68366 | 426.1313 | 0.86243 | 426.7551 | 1.6624 | 426.1313 | 6.9085
| 426.3506 | 0.85509 |  |  | 440.6312 | 0 | 426.3506 | 0.60615 | 426.3506 | 0.74905 | 426.9744 | 1.5545 | 426.3506 | 6.5235
| 426.57 | 0.87977 |  |  | 440.7441 | 0.044974 | 426.57 | 0.78445 | 426.57 | 0.78646 | 427.1937 | 1.6245 | 426.57 | 6.659
| 426.7894 | 0.80111 |  |  | 440.857 | 0 | 426.7894 | 0.43025 | 426.7894 | 0.7091 | 427.413 | 1.5108 | 426.7894 | 6.115
| 427.0087 | 0.85714 |  |  | 440.9699 | 0.038055 | 427.0087 | 0.61048 | 427.0087 | 0.75873 | 427.6324 | 1.5278 | 427.0087 | 6.1799
| 427.2281 | 0.89443 |  |  | 441.0828 | 0 | 427.2281 | 0.34106 | 427.2281 | 0.68483 | 427.8517 | 1.4417 | 427.2281 | 5.7863
| 427.4475 | 0.83732 |  |  | 441.1957 | 0.023063 | 427.4475 | 0.6807 | 427.4475 | 0.6844 | 428.0711 | 1.5345 | 427.4475 | 5.7621
| 427.6669 | 0.77611 |  |  | 441.3086 | 0 | 427.6669 | 0.37207 | 427.6669 | 0.58465 | 428.2904 | 1.3918 | 427.6669 | 5.2263
| 427.8864 | 0.82573 |  |  | 441.4215 | 0.028829 | 427.8864 | 0.64291 | 427.8864 | 0.63532 | 428.5098 | 1.4654 | 427.8864 | 5.373
| 428.1058 | 0.77219 |  |  | 441.5343 | 0 | 428.1058 | 0.34952 | 428.1058 | 0.55684 | 428.7292 | 1.3249 | 428.1058 | 4.9363
| 428.3253 | 0.83355 |  |  | 441.6472 | 0.013838 | 428.3253 | 0.66409 | 428.3253 | 0.61877 | 428.9487 | 1.32 | 428.3253 | 5.112
| 428.5448 | 0.8164 |  |  | 441.7601 | 0 | 428.5448 | 0.24974 | 428.5448 | 0.5451 | 429.1681 | 1.2264 | 428.5448 | 4.6581
| 428.7643 | 0.8255 |  |  | 441.873 | 0.021526 | 428.7643 | 0.59497 | 428.7643 | 0.56586 | 429.3875 | 1.2906 | 428.7643 | 4.8282
| 428.9838 | 0.79957 |  |  | 441.9859 | 0 | 428.9838 | 0.33185 | 428.9838 | 0.52427 | 429.607 | 1.1631 | 428.9838 | 4.5529
| 429.2033 | 0.83656 |  |  | 442.0988 | 0.029598 | 429.2033 | 0.74313 | 429.2033 | 0.52845 | 429.8264 | 1.1693 | 429.2033 | 4.6807
| 429.4228 | 0.7994 |  |  | 442.2117 | 0 | 429.4228 | 0.43493 | 429.4228 | 0.4519 | 430.0459 | 1.1198 | 429.4228 | 4.2794
| 429.6424 | 0.77492 |  |  | 442.3246 | 0.024217 | 429.6424 | 0.60979 | 429.6424 | 0.52495 | 430.2654 | 1.1024 | 429.6424 | 4.4369
| 429.8619 | 0.77594 |  |  | 442.4375 | 0 | 429.8619 | 0.14476 | 429.8619 | 0.4259 | 430.485 | 1.0623 | 429.8619 | 4.1183
| 430.0815 | 0.73293 |  |  | 442.5504 | 0.0096097 | 430.0815 | 0.64213 | 430.0815 | 0.50531 | 430.7045 | 1.192 | 430.0815 | 4.2907
| 430.3011 | 0.78522 |  |  | 442.6633 | 0 | 430.3011 | 0.17361 | 430.3011 | 0.41018 | 430.924 | 1.0498 | 430.3011 | 3.973
| 430.5207 | 0.79979 |  |  | 442.7762 | 0.026139 | 430.5207 | 0.64599 | 430.5207 | 0.49656 | 431.1436 | 1.0881 | 430.5207 | 4.1302
| 430.7404 | 0.7731 |  |  | 442.8891 | 0 | 430.7404 | 0.35437 | 430.7404 | 0.40526 | 431.3631 | 1.0008 | 430.7404 | 3.802
| 430.96 | 0.85629 |  |  | 443.002 | 0.030751 | 430.96 | 0.55755 | 430.96 | 0.48067 | 431.5827 | 1.0297 | 430.96 | 4
| 431.1796 | 0.81566 |  |  | 443.1149 | 0 | 431.1796 | 0.28645 | 431.1796 | 0.39373 | 431.8023 | 0.95928 | 431.1796 | 3.6977
| 431.3993 | 0.87998 |  |  | 443.2278 | 0.010379 | 431.3993 | 0.46946 | 431.3993 | 0.44166 | 432.0219 | 0.96999 | 431.3993 | 3.8688
| 431.619 | 0.81345 |  |  | 443.3407 | 0 | 431.619 | 0.2086 | 431.619 | 0.38654 | 432.2415 | 0.9361 | 431.619 | 3.5412
| 431.8387 | 0.86643 |  |  | 443.4536 | 0.011916 | 431.8387 | 0.52409 | 431.8387 | 0.44351 | 432.4612 | 0.98114 | 431.8387 | 3.5839
| 432.0584 | 0.79275 |  |  | 443.5665 | 0 | 432.0584 | 0.19301 | 432.0584 | 0.3528 | 432.6808 | 0.91782 | 432.0584 | 3.223
| 432.2781 | 0.7433 |  |  | 443.6795 | 0.014607 | 432.2781 | 0.60351 | 432.2781 | 0.3878 | 432.9005 | 0.92852 | 432.2781 | 3.3295
| 432.4979 | 0.73058 |  |  | 443.7924 | 0 | 432.4979 | 0.33097 | 432.4979 | 0.35831 | 433.1201 | 0.81437 | 432.4979 | 3.0292
| 432.7176 | 0.79379 |  |  | 443.9053 | 0.038055 | 432.7176 | 0.62673 | 432.7176 | 0.35489 | 433.3398 | 0.84781 | 432.7176 | 3.1811
| 432.9374 | 0.80514 |  |  | 444.0182 | 0 | 432.9374 | 0.2896 | 432.9374 | 0.32682 | 433.5595 | 0.82641 | 432.9374 | 2.8696
| 433.1572 | 0.78713 |  |  | 444.1311 | 0.055737 | 433.1572 | 0.5089 | 433.1572 | 0.34159 | 433.7793 | 0.85316 | 433.1572 | 3.0203
| 433.377 | 0.75887 |  |  | 444.244 | 0 | 433.377 | 0.13688 | 433.377 | 0.29396 | 433.999 | 0.83756 | 433.377 | 2.7504
| 433.5968 | 0.80373 |  |  | 444.3569 | 0.014223 | 433.5968 | 0.53583 | 433.5968 | 0.34833 | 434.2188 | 0.83577 | 433.5968 | 2.8873
| 433.8166 | 0.78244 |  |  | 444.4699 | 0 | 433.8166 | 0.2252 | 433.8166 | 0.29849 | 434.4385 | 0.72564 | 433.8166 | 2.5848
| 434.0364 | 0.80037 |  |  | 444.5828 | 0.017298 | 434.0364 | 0.55059 | 434.0364 | 0.33632 | 434.6583 | 0.79074 | 434.0364 | 2.6908
| 434.2563 | 0.7367 |  |  | 444.6957 | 0 | 434.2563 | 0.17129 | 434.2563 | 0.28939 | 434.8781 | 0.73902 | 434.2563 | 2.384
| 434.4761 | 0.80476 |  |  | 444.8086 | 0.026139 | 434.4761 | 0.61972 | 434.4761 | 0.30044 | 435.0978 | 0.74125 | 434.4761 | 2.5056
| 434.696 | 0.75296 |  |  | 444.9216 | 0 | 434.696 | 0.089317 | 434.696 | 0.26522 | 435.3177 | 0.7457 | 434.696 | 2.1965
| 434.9159 | 0.79958 |  |  | 445.0345 | 0.020757 | 434.9159 | 0.5093 | 434.9159 | 0.29279 | 435.5375 | 0.74348 | 434.9159 | 2.3402
| 435.1358 | 0.73991 |  |  | 445.1474 | 0 | 435.1358 | 0.20139 | 435.1358 | 0.24775 | 435.7573 | 0.64137 | 435.1358 | 2.1255
| 435.3558 | 0.77685 |  |  | 445.2603 | 0.038055 | 435.3558 | 0.42471 | 435.3558 | 0.28396 | 435.9772 | 0.70246 | 435.3558 | 2.2769
| 435.5757 | 0.73901 |  |  | 445.3733 | 0 | 435.5757 | 0.17498 | 435.5757 | 0.25777 | 436.1971 | 0.59277 | 435.5757 | 1.9902
| 435.7957 | 0.80957 |  |  | 445.4862 | 0.03498 | 435.7957 | 0.41481 | 435.7957 | 0.26574 | 436.4169 | 0.66723 | 435.7957 | 2.1473
| 436.0156 | 0.74046 |  |  | 445.5991 | 0 | 436.0156 | 0.062556 | 436.0156 | 0.24183 | 436.6368 | 0.67036 | 436.0156 | 1.8768
| 436.2356 | 0.7612 |  |  | 445.7121 | 0.022679 | 436.2356 | 0.49485 | 436.2356 | 0.2807 | 436.8567 | 0.66143 | 436.2356 | 1.9989
| 436.4556 | 0.73741 |  |  | 445.825 | 0 | 436.4556 | 0.1286 | 436.4556 | 0.20948 | 437.0767 | 0.59188 | 436.4556 | 1.7301
| 436.6756 | 0.76214 |  |  | 445.9379 | 0.030367 | 436.6756 | 0.42089 | 436.6756 | 0.25427 | 437.2966 | 0.60169 | 436.6756 | 1.8613
| 436.8956 | 0.75177 |  |  | 446.0509 | 0 | 436.8956 | 0.17338 | 436.8956 | 0.20834 | 437.5165 | 0.56334 | 436.8956 | 1.6311
| 437.1157 | 0.75871 |  |  | 446.1638 | 0.013454 | 437.1157 | 0.41802 | 437.1157 | 0.2318 | 437.7365 | 0.61952 | 437.1157 | 1.7825
| 437.3357 | 0.72229 |  |  | 446.2767 | 0 | 437.3357 | 0.20074 | 437.3357 | 0.19693 | 437.9565 | 0.51965 | 437.3357 | 1.4973
| 437.5558 | 0.76313 |  |  | 446.3897 | 0.033826 | 437.5558 | 0.56218 | 437.5558 | 0.22565 | 438.1765 | 0.56245 | 437.5558 | 1.6715
| 437.7759 | 0.70151 |  |  | 446.5026 | 0 | 437.7759 | 0.15996 | 437.7759 | 0.16885 | 438.3965 | 0.50582 | 437.7759 | 1.4372
| 437.996 | 0.76078 |  |  | 446.6156 | 0.0088411 | 437.996 | 0.49454 | 437.996 | 0.2502 | 438.6165 | 0.58474 | 437.996 | 1.6409
| 438.2161 | 0.73105 |  |  | 446.7285 | 0 | 438.2161 | 0.038767 | 438.2161 | 0.17898 | 438.8365 | 0.5562 | 438.2161 | 1.4016
| 438.4362 | 0.75258 |  |  | 446.8414 | 0.0023063 | 438.4362 | 0.32748 | 438.4362 | 0.21111 | 439.0565 | 0.61104 | 438.4362 | 1.5181
| 438.6564 | 0.6976 |  |  | 446.9544 | 0 | 438.6564 | 0.27009 | 438.6564 | 0.1615 | 439.2766 | 0.45722 | 438.6564 | 1.2685
| 438.8765 | 0.76294 |  |  | 447.0673 | 0.04728 | 438.8765 | 0.46418 | 438.8765 | 0.22371 | 439.4967 | 0.52901 | 438.8765 | 1.4532
| 439.0967 | 0.69171 |  |  | 447.1803 | 0 | 439.0967 | 0.30163 | 439.0967 | 0.1426 | 439.7168 | 0.44205 | 439.0967 | 1.182
| 439.3169 | 0.7349 |  |  | 447.2932 | 0.046127 | 439.3169 | 0.34956 | 439.3169 | 0.20214 | 439.9369 | 0.50136 | 439.3169 | 1.3508
| 439.5371 | 0.69081 |  |  | 447.4062 | 0 | 439.5371 | 0.23947 | 439.5371 | 0.13952 | 440.157 | 0.4541 | 439.5371 | 1.1082
| 439.7573 | 0.68835 |  |  | 447.5191 | 0.03498 | 439.7573 | 0.29742 | 439.7573 | 0.20462 | 440.3771 | 0.50136 | 439.7573 | 1.2845
| 439.9775 | 0.69113 |  |  | 447.6321 | 0 | 439.9775 | 0.18014 | 439.9775 | 0.14078 | 440.5973 | 0.39034 | 439.9775 | 1.0633
| 440.1977 | 0.73389 |  |  | 447.745 | 0.053046 | 440.1977 | 0.44318 | 440.1977 | 0.20636 | 440.8174 | 0.52187 | 440.1977 | 1.2136
| 440.418 | 0.67519 |  |  | 447.858 | 0 | 440.418 | 0.056557 | 440.418 | 0.13195 | 441.0376 | 0.40505 | 440.418 | 1.011
| 440.6383 | 0.72277 |  |  | 447.9709 | 0.06304 | 440.6383 | 0.46329 | 440.6383 | 0.18291 | 441.2578 | 0.45811 | 440.6383 | 1.1455
| 440.8585 | 0.69021 |  |  | 448.0839 | 0 | 440.8585 | 0.093097 | 440.8585 | 0.12014 | 441.4779 | 0.37384 | 440.8585 | 1.0038
| 441.0788 | 0.72041 |  |  | 448.1969 | 0.010379 | 441.0788 | 0.35057 | 441.0788 | 0.17982 | 441.6982 | 0.45231 | 441.0788 | 1.0953
| 441.2992 | 0.67024 |  |  | 448.3098 | 0 | 441.2992 | 0.10147 | 441.2992 | 0.10952 | 441.9184 | 0.39479 | 441.2992 | 0.90247
| 441.5195 | 0.66493 |  |  | 448.4228 | 0.0123 | 441.5195 | 0.36343 | 441.5195 | 0.14756 | 442.1386 | 0.42333 | 441.5195 | 1.0595
| 441.7398 | 0.68976 |  |  | 448.5358 | 0 | 441.7398 | 0.1422 | 441.7398 | 0.11815 | 442.3589 | 0.33683 | 441.7398 | 0.85787
| 441.9602 | 0.72151 |  |  | 448.6487 | 0.029598 | 441.9602 | 0.40639 | 441.9602 | 0.16751 | 442.5791 | 0.47015 | 441.9602 | 1.0357
| 442.1805 | 0.65127 |  |  | 448.7617 | 0 | 442.1805 | 0.043973 | 442.1805 | 0.10733 | 442.7994 | 0.35912 | 442.1805 | 0.85718
| 442.4009 | 0.70616 |  |  | 448.8746 | 0.02191 | 442.4009 | 0.39202 | 442.4009 | 0.16444 | 443.0197 | 0.46078 | 442.4009 | 0.98948
| 442.6213 | 0.69984 |  |  | 448.9876 | 0 | 442.6213 | 0.1139 | 442.6213 | 0.11726 | 443.24 | 0.31275 | 442.6213 | 0.7963
| 442.8417 | 0.70028 |  |  | 449.1006 | 0.017298 | 442.8417 | 0.37052 | 442.8417 | 0.13073 | 443.4603 | 0.33371 | 442.8417 | 0.9389
| 443.0622 | 0.67666 |  |  | 449.2136 | 0 | 443.0622 | 0.094148 | 443.0622 | 0.097752 | 443.6806 | 0.26459 | 443.0622 | 0.75447
| 443.2826 | 0.66475 |  |  | 449.3265 | 0.026139 | 443.2826 | 0.44312 | 443.2826 | 0.14094 | 443.901 | 0.36492 | 443.2826 | 0.91728
| 443.5031 | 0.65691 |  |  | 449.4395 | 0 | 443.5031 | 0.078278 | 443.5031 | 0.094808 | 444.1213 | 0.3083 | 443.5031 | 0.69324
| 443.7235 | 0.67291 |  |  | 449.5525 | 0.045743 | 443.7235 | 0.23138 | 443.7235 | 0.1426 | 444.3417 | 0.29091 | 443.7235 | 0.85077
| 443.944 | 0.62684 |  |  | 449.6655 | 0 | 443.944 | -0.029039 | 443.944 | 0.089438 | 444.5621 | 0.28957 | 443.944 | 0.6386
| 444.1645 | 0.65241 |  |  | 449.7784 | 0.014223 | 444.1645 | 0.28587 | 444.1645 | 0.11792 | 444.7825 | 0.33147 | 444.1645 | 0.81137
| 444.385 | 0.6539 |  |  | 449.8914 | 0 | 444.385 | 0.0057223 | 444.385 | 0.095171 | 445.0029 | 0.24765 | 444.385 | 0.63882
| 444.6055 | 0.62054 |  |  | 450.0044 | 0.016913 | 444.6055 | 0.26617 | 444.6055 | 0.14061 | 445.2233 | 0.28511 | 444.6055 | 0.77314
| 444.8261 | 0.62937 |  |  | 450.1174 | 0 | 444.8261 | 0.15503 | 444.8261 | 0.088503 | 445.4438 | 0.22447 | 444.8261 | 0.61242
| 445.0466 | 0.6482 |  |  | 450.2304 | 0.037286 | 445.0466 | 0.34119 | 445.0466 | 0.14071 | 445.6642 | 0.31409 | 445.0466 | 0.77691
| 445.2672 | 0.57185 |  |  | 450.3433 | 0 | 445.2672 | 0.041165 | 445.2672 | 0.072571 | 445.8847 | 0.22492 | 445.2672 | 0.57404
| 445.4878 | 0.65647 |  |  | 450.4563 | 0.030367 | 445.4878 | 0.28618 | 445.4878 | 0.11397 | 446.1052 | 0.28645 | 445.4878 | 0.75382
| 445.7084 | 0.65304 |  |  | 450.5693 | 0 | 445.7084 | 0.10348 | 445.7084 | 0.066279 | 446.3257 | 0.21823 | 445.7084 | 0.58031
| 445.929 | 0.67326 |  |  | 450.6823 | 0.033058 | 445.929 | 0.42487 | 445.929 | 0.10661 | 446.5461 | 0.29803 | 445.929 | 0.7577
| 446.1496 | 0.67358 |  |  | 450.7953 | 0 | 446.1496 | 0.074877 | 446.1496 | 0.066592 | 446.7667 | 0.19191 | 446.1496 | 0.56354
| 446.3702 | 0.72684 |  |  | 450.9083 | 0.042667 | 446.3702 | 0.51342 | 446.3702 | 0.1143 | 446.9872 | 0.27351 | 446.3702 | 0.75565
| 446.5909 | 0.64861 |  |  | 451.0213 | 0 | 446.5909 | 0.15441 | 446.5909 | 0.061565 | 447.2077 | 0.25702 | 446.5909 | 0.52799
| 446.8116 | 0.67456 |  |  | 451.1343 | 0.030751 | 446.8116 | 0.30705 | 446.8116 | 0.12294 | 447.4283 | 0.31632 | 446.8116 | 0.706
| 447.0322 | 0.65779 |  |  | 451.2473 | 0 | 447.0322 | 0.11965 | 447.0322 | 0.066814 | 447.6489 | 0.15 | 447.0322 | 0.48501
| 447.2529 | 0.58498 |  |  | 451.3603 | 0.018451 | 447.2529 | 0.25797 | 447.2529 | 0.11165 | 447.8694 | 0.26861 | 447.2529 | 0.64383
| 447.4736 | 0.62758 |  |  | 451.4733 | 0 | 447.4736 | 0.032777 | 447.4736 | 0.047114 | 448.0901 | 0.2209 | 447.4736 | 0.44847
| 447.6944 | 0.66071 |  |  | 451.5863 | 0.033058 | 447.6944 | 0.31533 | 447.6944 | 0.11535 | 448.3107 | 0.21867 | 447.6944 | 0.62992
| 447.9151 | 0.60326 |  |  | 451.6993 | 0 | 447.9151 | 0.14142 | 447.9151 | 0.069043 | 448.5313 | 0.20172 | 447.9151 | 0.48469
| 448.1359 | 0.64093 |  |  | 451.8123 | 0.038823 | 448.1359 | 0.24616 | 448.1359 | 0.099938 | 448.752 | 0.1714 | 448.1359 | 0.61708
| 448.3566 | 0.63817 |  |  | 451.9253 | 0.0019264 | 448.3566 | 0.0011403 | 448.3566 | 0.077903 | 448.9726 | 0.14555 | 448.3566 | 0.42514
| 448.5774 | 0.69109 |  |  | 452.0383 | 0.026139 | 448.5774 | 0.374 | 448.5774 | 0.11946 | 449.1933 | 0.27708 | 448.5774 | 0.6278
| 448.7982 | 0.63266 |  |  | 452.1513 | 0 | 448.7982 | 0.13232 | 448.7982 | 0.058585 | 449.4139 | 0.26593 | 448.7982 | 0.42263
| 449.019 | 0.68724 |  |  | 452.2643 | 0.041899 | 449.019 | 0.4544 | 449.019 | 0.11353 | 449.6346 | 0.20663 | 449.019 | 0.6231
| 449.2398 | 0.59394 |  |  | 452.3773 | 0 | 449.2398 | 0.052501 | 449.2398 | 0.068323 | 449.8553 | 0.14733 | 449.2398 | 0.40088
| 449.4607 | 0.63611 |  |  | 452.4903 | 0.01922 | 449.4607 | 0.3357 | 449.4607 | 0.11444 | 450.076 | 0.22001 | 449.4607 | 0.56414
| 449.6815 | 0.62357 |  |  | 452.6033 | 0 | 449.6815 | 0.072821 | 449.6815 | 0.056137 | 450.2968 | 0.1665 | 449.6815 | 0.36193
| 449.9024 | 0.63755 |  |  | 452.7164 | 0.019604 | 449.9024 | 0.34428 | 449.9024 | 0.078161 | 450.5175 | 0.21421 | 449.9024 | 0.54784
| 450.1232 | 0.64357 |  |  | 452.8294 | 0 | 450.1232 | 0.21461 | 450.1232 | 0.053284 | 450.7383 | 0.13083 | 450.1232 | 0.3675
| 450.3441 | 0.6427 |  |  | 452.9424 | 0.014991 | 450.3441 | 0.40673 | 450.3441 | 0.096098 | 450.9591 | 0.15982 | 450.3441 | 0.56128
| 450.565 | 0.61041 |  |  | 453.0554 | 0 | 450.565 | 0.039704 | 450.565 | 0.048373 | 451.1799 | 0.15982 | 450.565 | 0.31891
| 450.786 | 0.50348 |  |  | 453.1684 | 0.031904 | 450.786 | 0.38671 | 450.786 | 0.10249 | 451.4007 | 0.20262 | 450.786 | 0.55546
| 451.0069 | 0.47404 |  |  | 453.2815 | 0 | 451.0069 | 0.10851 | 451.0069 | 0.054844 | 451.6215 | 0.18077 | 451.0069 | 0.33263
| 451.2278 | 0.6351 |  |  | 453.3945 | 0.014223 | 451.2278 | 0.42 | 451.2278 | 0.098577 | 451.8423 | 0.22313 | 451.2278 | 0.53354
| 451.4488 | 0.62694 |  |  | 453.5075 | 0 | 451.4488 | 0.083056 | 451.4488 | 0.043084 | 452.0631 | 0.16338 | 451.4488 | 0.33295
| 451.6698 | 0.68265 |  |  | 453.6205 | 0.028829 | 451.6698 | 0.20102 | 451.6698 | 0.12825 | 452.284 | 0.20752 | 451.6698 | 0.52559
| 451.8908 | 0.65227 |  |  | 453.7336 | 0 | 451.8908 | 0.0042356 | 451.8908 | 0.053281 | 452.5049 | 0.10007 | 451.8908 | 0.33767
| 452.1118 | 0.65309 |  |  | 453.8466 | 0.039977 | 452.1118 | 0.3733 | 452.1118 | 0.090503 | 452.7258 | 0.23338 | 452.1118 | 0.47748
| 452.3328 | 0.6054 |  |  | 453.9596 | 0 | 452.3328 | 0.036591 | 452.3328 | 0.044049 | 452.9467 | 0.14019 | 452.3328 | 0.28615
| 452.5538 | 0.64797 |  |  | 454.0726 | 0.034595 | 452.5538 | 0.35156 | 452.5538 | 0.10121 | 453.1676 | 0.15758 | 452.5538 | 0.49781
| 452.7749 | 0.64189 |  |  | 454.1857 | 0 | 452.7749 | 0.031215 | 452.7749 | 0.04892 | 453.3885 | 0.096945 | 452.7749 | 0.29736
| 452.9959 | 0.60476 |  |  | 454.2987 | 0.023448 | 452.9959 | 0.30996 | 452.9959 | 0.078877 | 453.6094 | 0.16382 | 452.9959 | 0.45738
| 453.217 | 0.47989 |  |  | 454.4118 | 0 | 453.217 | 0.087217 | 453.217 | 0.039377 | 453.8304 | 0.15313 | 453.217 | 0.27023
| 453.4381 | 0.63727 |  |  | 454.5248 | 0.024601 | 453.4381 | 0.33742 | 453.4381 | 0.092432 | 454.0513 | 0.20262 | 453.4381 | 0.46949
| 453.6592 | 0.56691 |  |  | 454.6378 | 0 | 453.6592 | 0.12626 | 453.6592 | 0.039587 | 454.2723 | 0.12102 | 453.6592 | 0.25585
| 453.8803 | 0.65676 |  |  | 454.7509 | 0.02191 | 453.8803 | 0.33578 | 453.8803 | 0.11177 | 454.4933 | 0.16249 | 453.8803 | 0.47307
| 454.1015 | 0.56649 |  |  | 454.8639 | 0 | 454.1015 | 0.03838 | 454.1015 | 0.034979 | 454.7143 | 0.15402 | 454.1015 | 0.23215
| 454.3226 | 0.65182 |  |  | 454.977 | 0.032289 | 454.3226 | 0.30754 | 454.3226 | 0.10576 | 454.9353 | 0.17943 | 454.3226 | 0.44484
| 454.5438 | 0.6381 |  |  | 455.09 | 0 | 454.5438 | 0.027323 | 454.5438 | 0.064241 | 455.1563 | 0.13975 | 454.5438 | 0.25741
| 454.7649 | 0.57086 |  |  | 455.2031 | 0.036517 | 454.7649 | 0.38925 | 454.7649 | 0.082236 | 455.3774 | 0.13885 | 454.7649 | 0.41868
| 454.9861 | 0.55496 |  |  | 455.3161 | 0 | 454.9861 | 0.064532 | 454.9861 | 0.029938 | 455.5984 | 0.10319 | 454.9861 | 0.22621
| 455.2073 | 0.59675 |  |  | 455.4292 | 0.024986 | 455.2073 | 0.41134 | 455.2073 | 0.099103 | 455.8195 | 0.19236 | 455.2073 | 0.40761
| 455.4285 | 0.52772 |  |  | 455.5422 | 0 | 455.4285 | 0.065873 | 455.4285 | 0.050322 | 456.0406 | 0.1179 | 455.4285 | 0.23293
| 455.6498 | 0.60135 |  |  | 455.6553 | 0.033442 | 455.6498 | 0.3049 | 455.6498 | 0.083273 | 456.2617 | 0.22669 | 455.6498 | 0.3573
| 455.871 | 0.55504 |  |  | 455.7683 | 0 | 455.871 | 0.01329 | 455.871 | 0.043868 | 456.4828 | 0.10765 | 455.871 | 0.19452
| 456.0923 | 0.60195 |  |  | 455.8814 | 0.018835 | 456.0923 | 0.18561 | 456.0923 | 0.102 | 456.7039 | 0.17319 | 456.0923 | 0.39538
| 456.3135 | 0.58499 |  |  | 455.9944 | 0 | 456.3135 | -0.0073605 | 456.3135 | 0.058329 | 456.925 | 0.12949 | 456.3135 | 0.21489
| 456.5348 | 0.58939 |  |  | 456.1075 | 0.032289 | 456.5348 | 0.37065 | 456.5348 | 0.077108 | 457.1462 | 0.15357 | 456.5348 | 0.38904
| 456.7561 | 0.56782 |  |  | 456.2206 | 0 | 456.7561 | 0.025688 | 456.7561 | 0.029829 | 457.3674 | 0.15892 | 456.7561 | 0.2017
| 456.9774 | 0.60362 |  |  | 456.3336 | 0.03498 | 456.9774 | 0.21172 | 456.9774 | 0.067898 | 457.5886 | 0.17364 | 456.9774 | 0.35484
| 457.1988 | 0.5379 |  |  | 456.4467 | 0 | 457.1988 | 0.12782 | 457.1988 | 0.029951 | 457.8098 | 0.063502 | 457.1988 | 0.17565
| 457.4201 | 0.55722 |  |  | 456.5598 | 0.023448 | 457.4201 | 0.39281 | 457.4201 | 0.07176 | 458.0309 | 0.17498 | 457.4201 | 0.38111
| 457.6415 | 0.54742 |  |  | 456.6728 | 0 | 457.6415 | 0.20099 | 457.6415 | 0.027649 | 458.2522 | 0.13083 | 457.6415 | 0.18857
| 457.8628 | 0.51762 |  |  | 456.7859 | 0.0076878 | 457.8628 | 0.26785 | 457.8628 | 0.084002 | 458.4734 | 0.15268 | 457.8628 | 0.34921
| 458.0842 | 0.53335 |  |  | 456.899 | 0 | 458.0842 | -0.037324 | 458.0842 | 0.037522 | 458.6946 | 0.095157 | 458.0842 | 0.21393
| 458.3056 | 0.48811 |  |  | 457.0121 | 0.053815 | 458.3056 | 0.18389 | 458.3056 | 0.074939 | 458.9159 | 0.18656 | 458.3056 | 0.36792
| 458.527 | 0.56517 |  |  | 457.1251 | 0 | 458.527 | 0.19561 | 458.527 | 0.046234 | 459.1371 | 0.10318 | 458.527 | 0.19985
| 458.7484 | 0.59357 |  |  | 457.2382 | 0.026523 | 458.7484 | 0.19842 | 458.7484 | 0.093245 | 459.3584 | 0.13128 | 458.7484 | 0.36681
| 458.9699 | 0.58197 |  |  | 457.3513 | 0 | 458.9699 | 0.06526 | 458.9699 | 0.052157 | 459.5797 | 0.10051 | 458.9699 | 0.19174
| 459.1913 | 0.6137 |  |  | 457.4644 | 0.051124 | 459.1913 | 0.42826 | 459.1913 | 0.079943 | 459.8011 | 0.15625 | 459.1913 | 0.37017
| 459.4128 | 0.58564 |  |  | 457.5775 | 0 | 459.4128 | 0.10418 | 459.4128 | 0.048126 | 460.0224 | 0.11834 | 459.4128 | 0.19531
| 459.6343 | 0.58215 |  |  | 457.6905 | 0.017298 | 459.6343 | 0.26315 | 459.6343 | 0.074938 | 460.2437 | 0.15357 | 459.6343 | 0.35003
| 459.8558 | 0.55635 |  |  | 457.8036 | 0.0061645 | 459.8558 | -0.002276 | 459.8558 | 0.039422 | 460.4651 | 0.10631 | 459.8558 | 0.17837
| 460.0773 | 0.55096 |  |  | 457.9167 | 0.027292 | 460.0773 | 0.25293 | 460.0773 | 0.081187 | 460.6864 | 0.14108 | 460.0773 | 0.38663
| 460.2988 | 0.58568 |  |  | 458.0298 | 0 | 460.2988 | 0.12471 | 460.2988 | 0.031652 | 460.9078 | 0.11656 | 460.2988 | 0.16785
| 460.5203 | 0.55505 |  |  | 458.1429 | 0.036133 | 460.5203 | 0.36902 | 460.5203 | 0.07207 | 461.1292 | 0.17096 | 460.5203 | 0.35468
| 460.7419 | 0.57441 |  |  | 458.256 | 0 | 460.7419 | 0.18797 | 460.7419 | 0.043597 | 461.3506 | 0.0907 | 460.7419 | 0.16148
| 460.9634 | 0.57996 |  |  | 458.3691 | 0.03498 | 460.9634 | 0.29841 | 460.9634 | 0.07116 | 461.572 | 0.14733 | 460.9634 | 0.3342
| 461.185 | 0.45583 |  |  | 458.4822 | 0 | 461.185 | 0.085683 | 461.185 | 0.03133 | 461.7934 | 0.098278 | 461.185 | 0.21383
| 461.4066 | 0.58488 |  |  | 458.5953 | 0.023063 | 461.4066 | 0.29052 | 461.4066 | 0.095034 | 462.0149 | 0.13707 | 461.4066 | 0.37517
| 461.6282 | 0.57086 |  |  | 458.7084 | 0 | 461.6282 | 0.12056 | 461.6282 | 0.029532 | 462.2363 | 0.098279 | 461.6282 | 0.18306
| 461.8498 | 0.54422 |  |  | 458.8215 | 0.016144 | 461.8498 | 0.24762 | 461.8498 | 0.0627 | 462.4578 | 0.14064 | 461.8498 | 0.34988
| 462.0715 | 0.54412 |  |  | 458.9346 | 0 | 462.0715 | 0.078169 | 462.0715 | 0.022638 | 462.6793 | 0.017129 | 462.0715 | 0.17646
| 462.2931 | 0.56585 |  |  | 459.0477 | 0.039592 | 462.2931 | 0.33001 | 462.2931 | 0.082268 | 462.9008 | 0.15402 | 462.2931 | 0.32303
| 462.5148 | 0.53737 |  |  | 459.1608 | 0 | 462.5148 | 0.13584 | 462.5148 | 0.038885 | 463.1223 | 0.097387 | 462.5148 | 0.1414
| 462.7365 | 0.57462 |  |  | 459.2739 | 0.02806 | 462.7365 | 0.35278 | 462.7365 | 0.057329 | 463.3438 | 0.1558 | 462.7365 | 0.33808
| 462.9581 | 0.53379 |  |  | 459.387 | 0 | 462.9581 | 0.17099 | 462.9581 | 0.024036 | 463.5653 | 0.11879 | 462.9581 | 0.1728
| 463.1798 | 0.54697 |  |  | 459.5001 | 0.026907 | 463.1798 | 0.30428 | 463.1798 | 0.074334 | 463.7869 | 0.19192 | 463.1798 | 0.32296
| 463.4016 | 0.55689 |  |  | 459.6132 | 0 | 463.4016 | 0.045658 | 463.4016 | 0.046857 | 464.0085 | 0.093823 | 463.4016 | 0.18033
| 463.6233 | 0.55685 |  |  | 459.7263 | 0.020373 | 463.6233 | 0.22104 | 463.6233 | 0.072025 | 464.23 | 0.14465 | 463.6233 | 0.32439
| 463.845 | 0.52203 |  |  | 459.8395 | 0 | 463.845 | 0.179 | 463.845 | 0.033849 | 464.4516 | 0.076426 | 463.845 | 0.16401
| 464.0668 | 0.52937 |  |  | 459.9526 | 0.024601 | 464.0668 | 0.37435 | 464.0668 | 0.060646 | 464.6732 | 0.21376 | 464.0668 | 0.28988
| 464.2886 | 0.50375 |  |  | 460.0657 | 0 | 464.2886 | -0.019813 | 464.2886 | 0.035436 | 464.8948 | 0.13484 | 464.2886 | 0.15858
| 464.5103 | 0.50658 |  |  | 460.1788 | 0.042667 | 464.5103 | 0.2258 | 464.5103 | 0.076331 | 465.1165 | 0.1014 | 464.5103 | 0.29095
| 464.7321 | 0.51833 |  |  | 460.2919 | 0 | 464.7321 | 0.29948 | 464.7321 | 0.059009 | 465.3381 | 0.17854 | 464.7321 | 0.27258
| 464.954 | 0.54819 |  |  | 460.4051 | 0.013838 | 464.954 | 0.12908 | 464.954 | 0.063552 | 465.5598 | 0.088467 | 464.954 | 0.18005
| 465.1758 | 0.55121 |  |  | 460.5182 | 0 | 465.1758 | 0.37702 | 465.1758 | 0.062786 | 465.7814 | 0.11433 | 465.1758 | 0.30461
| 465.3976 | 0.52068 |  |  | 460.6313 | 0.01922 | 465.3976 | 0.13127 | 465.3976 | 0.025724 | 466.0031 | 0.097392 | 465.3976 | 0.15063
| 465.6195 | 0.54842 |  |  | 460.7445 | 0 | 465.6195 | 0.30914 | 465.6195 | 0.078508 | 466.2248 | 0.13038 | 465.6195 | 0.31106
| 465.8414 | 0.49299 |  |  | 460.8576 | 0.032289 | 465.8414 | 0.10079 | 465.8414 | 0.037348 | 466.4465 | 0.073311 | 465.8414 | 0.16322
| 466.0632 | 0.54577 |  |  | 460.9707 | 0 | 466.0632 | 0.29649 | 466.0632 | 0.072573 | 466.6682 | 0.084011 | 466.0632 | 0.29779
| 466.2851 | 0.52286 |  |  | 461.0839 | 0.020373 | 466.2851 | 0.13975 | 466.2851 | 0.031222 | 466.89 | 0.075095 | 466.2851 | 0.12929
| 466.507 | 0.53456 |  |  | 461.197 | 0 | 466.507 | 0.2625 | 466.507 | 0.070694 | 467.1117 | 0.1344 | 466.507 | 0.29658
| 466.729 | 0.53677 |  |  | 461.3101 | 0.042667 | 466.729 | 0.13898 | 466.729 | 0.021501 | 467.3335 | 0.074204 | 466.729 | 0.1632
| 466.9509 | 0.55369 |  |  | 461.4233 | 0 | 466.9509 | 0.32759 | 466.9509 | 0.07209 | 467.5552 | 0.13529 | 466.9509 | 0.29597
| 467.1728 | 0.54989 |  |  | 461.5364 | 0.018451 | 467.1728 | 0.16885 | 467.1728 | 0.042214 | 467.777 | 0.12682 | 467.1728 | 0.15726
| 467.3948 | 0.55305 |  |  | 461.6496 | 0 | 467.3948 | 0.27856 | 467.3948 | 0.081151 | 467.9988 | 0.17943 | 467.3948 | 0.29526
| 467.6168 | 0.49621 |  |  | 461.7627 | 0.038439 | 467.6168 | 0.021908 | 467.6168 | 0.028359 | 468.2206 | 0.10452 | 467.6168 | 0.15425
| 467.8388 | 0.55879 |  |  | 461.8759 | 0 | 467.8388 | 0.27244 | 467.8388 | 0.077152 | 468.4425 | 0.16918 | 467.8388 | 0.29208
| 468.0608 | 0.51338 |  |  | 461.989 | 0.03498 | 468.0608 | 0.17506 | 468.0608 | 0.027095 | 468.6643 | 0.13975 | 468.0608 | 0.16307
| 468.2828 | 0.55677 |  |  | 462.1022 | 0 | 468.2828 | 0.19939 | 468.2828 | 0.07358 | 468.8862 | 0.20217 | 468.2828 | 0.29345
| 468.5048 | 0.53514 |  |  | 462.2153 | 0.036902 | 468.5048 | 0.096878 | 468.5048 | 0.039577 | 469.108 | 0.11567 | 468.5048 | 0.15547
| 468.7269 | 0.54269 |  |  | 462.3285 | 0 | 468.7269 | 0.27028 | 468.7269 | 0.071768 | 469.3299 | 0.19414 | 468.7269 | 0.30627
| 468.949 | 0.54126 |  |  | 462.4416 | 0.024986 | 468.949 | 0.083171 | 468.949 | 0.042324 | 469.5518 | 0.113 | 468.949 | 0.14699
| 469.171 | 0.55118 |  |  | 462.5548 | 0 | 469.171 | 0.30734 | 469.171 | 0.08258 | 469.7737 | 0.183 | 469.171 | 0.30011
| 469.3931 | 0.42644 |  |  | 462.668 | 0.018835 | 469.3931 | 0.20135 | 469.3931 | 0.019674 | 469.9956 | 0.093821 | 469.3931 | 0.14979
| 469.6152 | 0.52273 |  |  | 462.7811 | 0 | 469.6152 | 0.30328 | 469.6152 | 0.076968 | 470.2176 | 0.13841 | 469.6152 | 0.28695
| 469.8373 | 0.48635 |  |  | 462.8943 | 0 | 469.8373 | 0.11941 | 469.8373 | 0.038966 | 470.4395 | 0.12235 | 469.8373 | 0.15063
| 470.0595 | 0.51859 |  |  | 463.0075 | 0 | 470.0595 | 0.30852 | 470.0595 | 0.062301 | 470.6615 | 0.15446 | 470.0595 | 0.27738
| 470.2816 | 0.46732 |  |  | 463.1206 | 0.029214 | 470.2816 | 0.1215 | 470.2816 | 0.028032 | 470.8834 | 0.092042 | 470.2816 | 0.15619
| 470.5038 | 0.5339 |  |  | 463.2338 | 0 | 470.5038 | 0.32535 | 470.5038 | 0.075023 | 471.1054 | 0.14733 | 470.5038 | 0.27771
| 470.7259 | 0.51313 |  |  | 463.347 | 0.046896 | 470.7259 | 0.090953 | 470.7259 | 0.04827 | 471.3274 | 0.039421 | 470.7259 | 0.15284
| 470.9481 | 0.51343 |  |  | 463.4601 | 0 | 470.9481 | 0.22624 | 470.9481 | 0.069299 | 471.5494 | 0.17096 | 470.9481 | 0.25204
| 471.1703 | 0.48252 |  |  | 463.5733 | 0.038055 | 471.1703 | 0.076494 | 471.1703 | 0.02434 | 471.7715 | 0.058599 | 471.1703 | 0.14325
| 471.3925 | 0.49928 |  |  | 463.6865 | 0 | 471.3925 | 0.32466 | 471.3925 | 0.063564 | 471.9935 | 0.12637 | 471.3925 | 0.27067
| 471.6148 | 0.48045 |  |  | 463.7997 | 0.049202 | 471.6148 | 0.1831 | 471.6148 | 0.042821 | 472.2155 | 0.091146 | 471.6148 | 0.1426
| 471.837 | 0.49766 |  |  | 463.9129 | 0 | 471.837 | 0.294 | 471.837 | 0.074556 | 472.4376 | 0.13796 | 471.837 | 0.2618
| 472.0592 | 0.47451 |  |  | 464.026 | 0.014607 | 472.0592 | 0.06787 | 472.0592 | 0.039907 | 472.6597 | 0.11566 | 472.0592 | 0.13695
| 472.2815 | 0.51901 |  |  | 464.1392 | 0 | 472.2815 | 0.3094 | 472.2815 | 0.076813 | 472.8818 | 0.16873 | 472.2815 | 0.26639
| 472.5038 | 0.47658 |  |  | 464.2524 | 0.024986 | 472.5038 | 0.14301 | 472.5038 | 0.032499 | 473.1039 | 0.091147 | 472.5038 | 0.15013
| 472.7261 | 0.48572 |  |  | 464.3656 | 0 | 472.7261 | 0.18597 | 472.7261 | 0.06379 | 473.326 | 0.1723 | 472.7261 | 0.2496
| 472.9484 | 0.4623 |  |  | 464.4788 | 0.018451 | 472.9484 | 0.12988 | 472.9484 | 0.040384 | 473.5481 | 0.1072 | 472.9484 | 0.15182
| 473.1707 | 0.47736 |  |  | 464.592 | 0 | 473.1707 | 0.27238 | 473.1707 | 0.073305 | 473.7703 | 0.15937 | 473.1707 | 0.27208
| 473.3931 | 0.45153 |  |  | 464.7052 | 0.024601 | 473.3931 | 0.033797 | 473.3931 | 0.020743 | 473.9924 | 0.0095528 | 473.3931 | 0.12244
| 473.6154 | 0.48455 |  |  | 464.8184 | 0 | 473.6154 | 0.23582 | 473.6154 | 0.064758 | 474.2146 | 0.16651 | 473.6154 | 0.23526
| 473.8378 | 0.40876 |  |  | 464.9316 | 0.025754 | 473.8378 | 0.098844 | 473.8378 | 0.036976 | 474.4368 | 0.13797 | 473.8378 | 0.14764
| 474.0601 | 0.46976 |  |  | 465.0448 | 0 | 474.0601 | 0.18137 | 474.0601 | 0.060193 | 474.659 | 0.17363 | 474.0601 | 0.25288
| 474.2825 | 0.484 |  |  | 465.158 | 0.033826 | 474.2825 | 0.077212 | 474.2825 | 0.036339 | 474.8812 | 0.086245 | 474.2825 | 0.13962
| 474.5049 | 0.47688 |  |  | 465.2712 | 0 | 474.5049 | 0.29007 | 474.5049 | 0.061884 | 475.1034 | 0.14911 | 474.5049 | 0.2505
| 474.7274 | 0.47044 |  |  | 465.3844 | 0.032673 | 474.7274 | 0.097939 | 474.7274 | 0.033497 | 475.3256 | 0.10541 | 474.7274 | 0.14621
| 474.9498 | 0.48658 |  |  | 465.4976 | 0 | 474.9498 | 0.28773 | 474.9498 | 0.064118 | 475.5479 | 0.13885 | 474.9498 | 0.25614
| 475.1722 | 0.47176 |  |  | 465.6108 | 0.0084567 | 475.1722 | 0.14085 | 475.1722 | 0.03132 | 475.7701 | 0.077767 | 475.1722 | 0.13601
| 475.3947 | 0.50168 |  |  | 465.7241 | 0 | 475.3947 | 0.34358 | 475.3947 | 0.06066 | 475.9924 | 0.12102 | 475.3947 | 0.26825
| 475.6172 | 0.48211 |  |  | 465.8373 | 0.025754 | 475.6172 | 0.031685 | 475.6172 | 0.037589 | 476.2147 | 0.13573 | 475.6172 | 0.16126
| 475.8396 | 0.48114 |  |  | 465.9505 | 0 | 475.8396 | 0.32636 | 475.8396 | 0.059491 | 476.437 | 0.16026 | 475.8396 | 0.26408
| 476.0621 | 0.45101 |  |  | 466.0637 | 0.019988 | 476.0621 | 0.1903 | 476.0621 | 0.023916 | 476.6593 | 0.062163 | 476.0621 | 0.14547
| 476.2847 | 0.47472 |  |  | 466.1769 | 0 | 476.2847 | 0.26786 | 476.2847 | 0.079769 | 476.8816 | 0.12592 | 476.2847 | 0.25738
| 476.5072 | 0.42832 |  |  | 466.2902 | 0.016913 | 476.5072 | 0.0076029 | 476.5072 | 0.02916 | 477.104 | 0.096495 | 476.5072 | 0.14681
| 476.7297 | 0.48229 |  |  | 466.4034 | 0 | 476.7297 | 0.36918 | 476.7297 | 0.06821 | 477.3263 | 0.099619 | 476.7297 | 0.2559
| 476.9523 | 0.45862 |  |  | 466.5166 | 0.026139 | 476.9523 | 0.12419 | 476.9523 | 0.023875 | 477.5487 | 0.077769 | 476.9523 | 0.13557
| 477.1748 | 0.47973 |  |  | 466.6298 | 0 | 477.1748 | 0.27243 | 477.1748 | 0.061053 | 477.7711 | 0.16249 | 477.1748 | 0.26206
| 477.3974 | 0.45442 |  |  | 466.7431 | 0.036517 | 477.3974 | 0.088205 | 477.3974 | 0.024115 | 477.9934 | 0.11255 | 477.3974 | 0.12983
| 477.62 | 0.45709 |  |  | 466.8563 | 0 | 477.62 | 0.47113 | 477.62 | 0.071477 | 478.2159 | 0.18032 | 477.62 | 0.26591
| 477.8426 | 0.48555 |  |  | 466.9695 | 0.02191 | 477.8426 | 0.085727 | 477.8426 | 0.037434 | 478.4383 | 0.029168 | 477.8426 | 0.15556
| 478.0652 | 0.46821 |  |  | 467.0828 | 0 | 478.0652 | 0.29344 | 478.0652 | 0.063592 | 478.6607 | 0.10319 | 478.0652 | 0.27601
| 478.2879 | 0.45798 |  |  | 467.196 | 0.0042282 | 478.2879 | 0.053359 | 478.2879 | 0.043138 | 478.8831 | 0.083567 | 478.2879 | 0.12929
| 478.5105 | 0.48969 |  |  | 467.3093 | 0 | 478.5105 | 0.21651 | 478.5105 | 0.056048 | 479.1056 | 0.11166 | 478.5105 | 0.26405
| 478.7332 | 0.4274 |  |  | 467.4225 | 0.018835 | 478.7332 | 0.10568 | 478.7332 | 0.027529 | 479.3281 | 0.072864 | 478.7332 | 0.12893
| 478.9559 | 0.46183 |  |  | 467.5357 | 0 | 478.9559 | 0.24787 | 478.9559 | 0.054061 | 479.5505 | 0.13306 | 478.9559 | 0.26681
| 479.1786 | 0.44082 |  |  | 467.649 | 0.011916 | 479.1786 | 0.12948 | 479.1786 | 0.015069 | 479.773 | 0.02025 | 479.1786 | 0.11711
| 479.4013 | 0.45404 |  |  | 467.7622 | 0 | 479.4013 | 0.32635 | 479.4013 | 0.061499 | 479.9955 | 0.15178 | 479.4013 | 0.25299
| 479.624 | 0.39098 |  |  | 467.8755 | 0.02537 | 479.624 | 0.1691 | 479.624 | 0.026589 | 480.2181 | 0.029615 | 479.624 | 0.12701
| 479.8467 | 0.48092 |  |  | 467.9888 | 0 | 479.8467 | 0.29889 | 479.8467 | 0.079111 | 480.4406 | 0.17676 | 479.8467 | 0.26427
| 480.0694 | 0.43987 |  |  | 468.102 | 0.015376 | 480.0694 | 0.074462 | 480.0694 | 0.039574 | 480.6631 | 0.081338 | 480.0694 | 0.12507
| 480.2922 | 0.47561 |  |  | 468.2153 | 0 | 480.2922 | 0.31789 | 480.2922 | 0.074817 | 480.8857 | 0.15089 | 480.2922 | 0.26998
| 480.515 | 0.47146 |  |  | 468.3285 | 0.014223 | 480.515 | 0.13261 | 480.515 | 0.040771 | 481.1083 | 0.10318 | 480.515 | 0.14919
| 480.7378 | 0.45378 |  |  | 468.4418 | 0 | 480.7378 | 0.25205 | 480.7378 | 0.05937 | 481.3309 | 0.14064 | 480.7378 | 0.24674
| 480.9606 | 0.41752 |  |  | 468.5551 | 0.011916 | 480.9606 | 0.1623 | 480.9606 | 0.031736 | 481.5535 | 0.06172 | 480.9606 | 0.12447
| 481.1834 | 0.47032 |  |  | 468.6683 | 0 | 481.1834 | 0.23704 | 481.1834 | 0.073966 | 481.7761 | 0.16517 | 481.1834 | 0.27118
| 481.4062 | 0.44656 |  |  | 468.7816 | 0.027676 | 481.4062 | 0.17755 | 481.4062 | 0.036603 | 481.9987 | 0.025155 | 481.4062 | 0.12791
| 481.629 | 0.45671 |  |  | 468.8949 | 0 | 481.629 | 0.23548 | 481.629 | 0.055565 | 482.2213 | 0.11255 | 481.629 | 0.26177
| 481.8519 | 0.38509 |  |  | 469.0081 | 0.022295 | 481.8519 | 0.13541 | 481.8519 | 0.029946 | 482.444 | 0.058597 | 481.8519 | 0.12624
| 482.0747 | 0.45593 |  |  | 469.1214 | 0 | 482.0747 | 0.29558 | 482.0747 | 0.077727 | 482.6667 | 0.13306 | 482.0747 | 0.2496
| 482.2976 | 0.4331 |  |  | 469.2347 | 0.030367 | 482.2976 | 0.17465 | 482.2976 | 0.020748 | 482.8893 | 0.12682 | 482.2976 | 0.12107
| 482.5205 | 0.43995 |  |  | 469.348 | 0 | 482.5205 | 0.25963 | 482.5205 | 0.063686 | 483.112 | 0.12949 | 482.5205 | 0.25183
| 482.7434 | 0.44058 |  |  | 469.4613 | 0.024986 | 482.7434 | 0.11101 | 482.7434 | 0.025575 | 483.3347 | 0.12325 | 482.7434 | 0.12475
| 482.9663 | 0.43611 |  |  | 469.5745 | 0 | 482.9663 | 0.25542 | 482.9663 | 0.063746 | 483.5575 | 0.10943 | 482.9663 | 0.26292
| 483.1893 | 0.43916 |  |  | 469.6878 | 0.018451 | 483.1893 | 0.026569 | 483.1893 | 0.010052 | 483.7802 | 0.065727 | 483.1893 | 0.13093
| 483.4122 | 0.43425 |  |  | 469.8011 | 0 | 483.4122 | 0.23389 | 483.4122 | 0.068333 | 484.0029 | 0.10229 | 483.4122 | 0.24386
| 483.6352 | 0.42158 |  |  | 469.9144 | 0.041899 | 483.6352 | 0.12824 | 483.6352 | 0.027317 | 484.2257 | 0.073752 | 483.6352 | 0.12835
| 483.8582 | 0.41839 |  |  | 470.0277 | 0 | 483.8582 | 0.31007 | 483.8582 | 0.059934 | 484.4485 | 0.1723 | 483.8582 | 0.2585
| 484.0811 | 0.4299 |  |  | 470.141 | 0.011532 | 484.0811 | 0.055333 | 484.0811 | 0.033296 | 484.6712 | 0.023368 | 484.0811 | 0.1249
| 484.3041 | 0.43054 |  |  | 470.2543 | 0 | 484.3041 | 0.28019 | 484.3041 | 0.060907 | 484.894 | 0.11522 | 484.3041 | 0.24531
| 484.5272 | 0.4079 |  |  | 470.3676 | 0.033442 | 484.5272 | 0.054247 | 484.5272 | 0.038315 | 485.1168 | 0.094267 | 484.5272 | 0.12078
| 484.7502 | 0.41645 |  |  | 470.4809 | 0 | 484.7502 | 0.2852 | 484.7502 | 0.073591 | 485.3397 | 0.1772 | 484.7502 | 0.23812
| 484.9732 | 0.40049 |  |  | 470.5942 | 0 | 484.9732 | 0.1275 | 484.9732 | 0.030493 | 485.5625 | 0.091597 | 484.9732 | 0.11408
| 485.1963 | 0.40481 |  |  | 470.7075 | 0 | 485.1963 | 0.22187 | 485.1963 | 0.059473 | 485.7853 | 0.15312 | 485.1963 | 0.2437
| 485.4193 | 0.4031 |  |  | 470.8208 | 0.034211 | 485.4193 | 0.04229 | 485.4193 | 0.034042 | 486.0082 | 0.079554 | 485.4193 | 0.10042
| 485.6424 | 0.40684 |  |  | 470.9341 | 0 | 485.6424 | 0.24667 | 485.6424 | 0.06309 | 486.231 | 0.15179 | 485.6424 | 0.24571
| 485.8655 | 0.40149 |  |  | 471.0474 | 0.026139 | 485.8655 | 0.063094 | 485.8655 | 0.029107 | 486.4539 | 0.071968 | 485.8655 | 0.09803
| 486.0886 | 0.42665 |  |  | 471.1607 | 0 | 486.0886 | 0.37556 | 486.0886 | 0.062243 | 486.6768 | 0.1063 | 486.0886 | 0.25457
| 486.3117 | 0.40515 |  |  | 471.2741 | 0.013454 | 486.3117 | -0.023778 | 486.3117 | 0.036569 | 486.8997 | 0.044771 | 486.3117 | 0.11075
| 486.5349 | 0.39382 |  |  | 471.3874 | 0 | 486.5349 | 0.25307 | 486.5349 | 0.047901 | 487.1227 | 0.093817 | 486.5349 | 0.24725
| 486.758 | 0.38885 |  |  | 471.5007 | 0.034211 | 486.758 | 0.034883 | 486.758 | 0.019923 | 487.3456 | 0.013561 | 486.758 | 0.10433
| 486.9812 | 0.39496 |  |  | 471.614 | 0 | 486.9812 | 0.25277 | 486.9812 | 0.054205 | 487.5686 | 0.11076 | 486.9812 | 0.23393
| 487.2044 | 0.3809 |  |  | 471.7273 | 0.0049971 | 487.2044 | 0.10273 | 487.2044 | 0.005688 | 487.7915 | 0.048789 | 487.2044 | 0.10706
| 487.4276 | 0.41335 |  |  | 471.8407 | 0 | 487.4276 | 0.2382 | 487.4276 | 0.0661 | 488.0145 | 0.13752 | 487.4276 | 0.24311
| 487.6508 | 0.37476 |  |  | 471.954 | 0.034595 | 487.6508 | 0.13138 | 487.6508 | 0.025106 | 488.2375 | 0.12146 | 487.6508 | 0.12103
| 487.874 | 0.39544 |  |  | 472.0673 | 0 | 487.874 | 0.21596 | 487.874 | 0.063224 | 488.4605 | 0.11522 | 487.874 | 0.24381
| 488.0972 | 0.37889 |  |  | 472.1807 | 0.033058 | 488.0972 | 0.095971 | 488.0972 | 0.017536 | 488.6835 | 0.084459 | 488.0972 | 0.10986
| 488.3204 | 0.43581 |  |  | 472.294 | 0 | 488.3204 | 0.29164 | 488.3204 | 0.070872 | 488.9065 | 0.11612 | 488.3204 | 0.24031
| 488.5437 | 0.41557 |  |  | 472.4073 | 0.027292 | 488.5437 | 0.07808 | 488.5437 | 0.024574 | 489.1296 | 0.10095 | 488.5437 | 0.11183
| 488.767 | 0.42796 |  |  | 472.5207 | 0 | 488.767 | 0.24981 | 488.767 | 0.071247 | 489.3526 | 0.067962 | 488.767 | 0.23997
| 488.9902 | 0.37798 |  |  | 472.634 | 0.04113 | 488.9902 | 0.097501 | 488.9902 | 0.024117 | 489.5757 | 0.051907 | 488.9902 | 0.11065
| 489.2135 | 0.37876 |  |  | 472.7474 | 0 | 489.2135 | 0.22299 | 489.2135 | 0.067923 | 489.7988 | 0.06038 | 489.2135 | 0.25167
| 489.4369 | 0.40683 |  |  | 472.8607 | 0.027292 | 489.4369 | 0.055062 | 489.4369 | 0.027296 | 490.0219 | 0.045224 | 489.4369 | 0.099873
| 489.6602 | 0.39562 |  |  | 472.9741 | 0 | 489.6602 | 0.26665 | 489.6602 | 0.059304 | 490.245 | 0.099619 | 489.6602 | 0.23694
| 489.8835 | 0.38827 |  |  | 473.0874 | 0.023448 | 489.8835 | 0.067227 | 489.8835 | 0.028341 | 490.4681 | 0.068403 | 489.8835 | 0.12294
| 490.1069 | 0.32334 |  |  | 473.2008 | 0 | 490.1069 | 0.28372 | 490.1069 | 0.04392 | 490.6912 | 0.067513 | 490.1069 | 0.24532
| 490.3302 | 0.38607 |  |  | 473.3141 | 0.021526 | 490.3302 | 0.033057 | 490.3302 | 0.031233 | 490.9144 | 0.023818 | 490.3302 | 0.11391
| 490.5536 | 0.40706 |  |  | 473.4275 | 0 | 490.5536 | 0.31784 | 490.5536 | 0.0633 | 491.1375 | 0.15179 | 490.5536 | 0.2445
| 490.777 | 0.38834 |  |  | 473.5409 | 0.039592 | 490.777 | 0.16398 | 490.777 | 0.032418 | 491.3607 | 0.11656 | 490.777 | 0.12733
| 491.0004 | 0.40645 |  |  | 473.6542 | 0 | 491.0004 | 0.19858 | 491.0004 | 0.058777 | 491.5839 | 0.13618 | 491.0004 | 0.23799
| 491.2238 | 0.37775 |  |  | 473.7676 | 0.032289 | 491.2238 | 0.047977 | 491.2238 | 0.022783 | 491.8071 | 0.0095527 | 491.2238 | 0.10084
| 491.4472 | 0.38654 |  |  | 473.881 | 0 | 491.4472 | 0.20313 | 491.4472 | 0.054342 | 492.0303 | 0.15847 | 491.4472 | 0.22656
| 491.6707 | 0.35963 |  |  | 473.9943 | 0.016529 | 491.6707 | 0.030041 | 491.6707 | 0.025369 | 492.2535 | 0.065726 | 491.6707 | 0.10433
| 491.8941 | 0.4116 |  |  | 474.1077 | 0 | 491.8941 | 0.21859 | 491.8941 | 0.070118 | 492.4767 | 0.1451 | 491.8941 | 0.24049
| 492.1176 | 0.37096 |  |  | 474.2211 | 0.0123 | 492.1176 | 0.13231 | 492.1176 | 0.030381 | 492.7 | 0.064838 | 492.1176 | 0.11893
| 492.3411 | 0.40153 |  |  | 474.3345 | 0 | 492.3411 | 0.22743 | 492.3411 | 0.068337 | 492.9232 | 0.066176 | 492.3411 | 0.22783
| 492.5646 | 0.37105 |  |  | 474.4478 | 0.0096097 | 492.5646 | 0.12813 | 492.5646 | 0.027295 | 493.1465 | 0.077328 | 492.5646 | 0.10222
| 492.7881 | 0.37377 |  |  | 474.5612 | 0 | 492.7881 | 0.2416 | 492.7881 | 0.052496 | 493.3698 | 0.15401 | 492.7881 | 0.23427
| 493.0116 | 0.38438 |  |  | 474.6746 | 0.019988 | 493.0116 | 0.044988 | 493.0116 | 0.034571 | 493.5931 | 0.088021 | 493.0116 | 0.11337
| 493.2351 | 0.33458 |  |  | 474.788 | 0 | 493.2351 | 0.2091 | 493.2351 | 0.061487 | 493.8164 | 0.098729 | 493.2351 | 0.23512
| 493.4587 | 0.3738 |  |  | 474.9014 | 0.029214 | 493.4587 | 0.047481 | 493.4587 | 0.02824 | 494.0397 | 0.069746 | 493.4587 | 0.09632
| 493.6823 | 0.3489 |  |  | 475.0148 | 0 | 493.6823 | 0.27019 | 493.6823 | 0.063679 | 494.263 | 0.16962 | 493.6823 | 0.23318
| 493.9058 | 0.36655 |  |  | 475.1282 | 0.021142 | 493.9058 | 0.019757 | 493.9058 | 0.025967 | 494.4864 | 0.085791 | 493.9058 | 0.10443
| 494.1294 | 0.39483 |  |  | 475.2416 | 0 | 494.1294 | 0.19469 | 494.1294 | 0.054272 | 494.7097 | 0.1228 | 494.1294 | 0.23918
| 494.353 | 0.34584 |  |  | 475.355 | 0.033826 | 494.353 | 0.049448 | 494.353 | 0.027925 | 494.9331 | 0.072861 | 494.353 | 0.10629
| 494.5766 | 0.38413 |  |  | 475.4684 | 0 | 494.5766 | 0.30423 | 494.5766 | 0.071405 | 495.1565 | 0.11478 | 494.5766 | 0.23967
| 494.8003 | 0.3914 |  |  | 475.5818 | 0.038439 | 494.8003 | 0.048591 | 494.8003 | 0.038453 | 495.3799 | 0.059043 | 494.8003 | 0.12974
| 495.0239 | 0.35036 |  |  | 475.6952 | 0 | 495.0239 | 0.20166 | 495.0239 | 0.054823 | 495.6033 | 0.14777 | 495.0239 | 0.2333
| 495.2476 | 0.3631 |  |  | 475.8086 | 0.033442 | 495.2476 | 0.065689 | 495.2476 | 0.030874 | 495.8268 | 0.050573 | 495.2476 | 0.10991
| 495.4712 | 0.39864 |  |  | 475.922 | 0 | 495.4712 | 0.28179 | 495.4712 | 0.054076 | 496.0502 | 0.13038 | 495.4712 | 0.24168
| 495.6949 | 0.38004 |  |  | 476.0354 | 0.02191 | 495.6949 | 0.056256 | 495.6949 | 0.029859 | 496.2737 | 0.064391 | 495.6949 | 0.12043
| 495.9186 | 0.3843 |  |  | 476.1488 | 0 | 495.9186 | 0.32291 | 495.9186 | 0.0601 | 496.4971 | 0.11656 | 495.9186 | 0.23242
| 496.1423 | 0.33871 |  |  | 476.2622 | 0.029983 | 496.1423 | 0.11459 | 496.1423 | 0.027615 | 496.7206 | 0.074202 | 496.1423 | 0.12108
| 496.366 | 0.29977 |  |  | 476.3757 | 0 | 496.366 | 0.21774 | 496.366 | 0.057077 | 496.9441 | 0.11879 | 496.366 | 0.2334
| 496.5898 | 0.38783 |  |  | 476.4891 | 0.021526 | 496.5898 | 0.10348 | 496.5898 | 0.029399 | 497.1676 | 0.060827 | 496.5898 | 0.12078
| 496.8135 | 0.374 |  |  | 476.6025 | 0 | 496.8135 | 0.20992 | 496.8135 | 0.055197 | 497.3911 | 0.15892 | 496.8135 | 0.21005
| 497.0373 | 0.36596 |  |  | 476.7159 | 0.028829 | 497.0373 | 0.058797 | 497.0373 | 0.030694 | 497.6146 | 0.091596 | 497.0373 | 0.10421
| 497.2611 | 0.36847 |  |  | 476.8294 | 0 | 497.2611 | 0.29813 | 497.2611 | 0.040497 | 497.8382 | 0.12905 | 497.2611 | 0.21805
| 497.4849 | 0.35927 |  |  | 476.9428 | 0.013838 | 497.4849 | 0.061344 | 497.4849 | 0.025438 | 498.0617 | 0.064388 | 497.4849 | 0.10879
| 497.7087 | 0.39284 |  |  | 477.0562 | 0 | 497.7087 | 0.1918 | 497.7087 | 0.061979 | 498.2853 | 0.18344 | 497.7087 | 0.22118
| 497.9325 | 0.34323 |  |  | 477.1697 | 0.041899 | 497.9325 | 0.052156 | 497.9325 | 0.027061 | 498.5089 | 0.081339 | 497.9325 | 0.10319
| 498.1563 | 0.35248 |  |  | 477.2831 | 0 | 498.1563 | 0.23911 | 498.1563 | 0.046127 | 498.7325 | 0.15714 | 498.1563 | 0.21682
| 498.3801 | 0.34279 |  |  | 477.3965 | 0.023832 | 498.3801 | 0.095097 | 498.3801 | 0.018226 | 498.9561 | 0.033176 | 498.3801 | 0.1102
| 498.604 | 0.3706 |  |  | 477.51 | 0 | 498.604 | 0.13491 | 498.604 | 0.063334 | 499.1797 | 0.13128 | 498.604 | 0.22838
| 498.8279 | 0.2888 |  |  | 477.6234 | 0.023063 | 498.8279 | 0.061942 | 498.8279 | 0.03388 | 499.4033 | 0.11879 | 498.8279 | 0.11143
| 499.0517 | 0.36248 |  |  | 477.7369 | 0 | 499.0517 | 0.24501 | 499.0517 | 0.054855 | 499.627 | 0.13128 | 499.0517 | 0.21999
| 499.2756 | 0.36581 |  |  | 477.8503 | 0.026139 | 499.2756 | 0.11279 | 499.2756 | 0.035658 | 499.8506 | 0.10319 | 499.2756 | 0.12394
| 499.4995 | 0.36393 |  |  | 477.9638 | 0 | 499.4995 | 0.28826 | 499.4995 | 0.056715 | 500.0743 | 0.1072 | 499.4995 | 0.21224
| 499.7235 | 0.32097 |  |  | 478.0772 | 0.026907 | 499.7235 | 0.12693 | 499.7235 | 0.035583 | 500.2979 | 0.090704 | 499.7235 | 0.11738
| 499.9474 | 0.32742 |  |  | 478.1907 | 0 | 499.9474 | 0.25172 | 499.9474 | 0.04523 | 500.5216 | 0.14643 | 499.9474 | 0.21605
| 500.1713 | 0.34498 |  |  | 478.3042 | 0.039977 | 500.1713 | 0.086124 | 500.1713 | 0.026355 | 500.7454 | 0.086239 | 500.1713 | 0.10906
| 500.3953 | 0.35567 |  |  | 478.4176 | 0 | 500.3953 | 0.1538 | 500.3953 | 0.053989 | 500.9691 | 0.11924 | 500.3953 | 0.21603
| 500.6193 | 0.35339 |  |  | 478.5311 | 0.030367 | 500.6193 | 0.082326 | 500.6193 | 0.032451 | 501.1928 | 0.031397 | 500.6193 | 0.11595
| 500.8433 | 0.33106 |  |  | 478.6446 | 0 | 500.8433 | 0.19101 | 500.8433 | 0.044799 | 501.4165 | 0.15401 | 500.8433 | 0.21116
| 501.0673 | 0.33904 |  |  | 478.758 | 0.018835 | 501.0673 | 0.10783 | 501.0673 | 0.021409 | 501.6403 | 0.055923 | 501.0673 | 0.095309
| 501.2913 | 0.32855 |  |  | 478.8715 | 0 | 501.2913 | 0.24157 | 501.2913 | 0.055837 | 501.8641 | 0.11835 | 501.2913 | 0.22
| 501.5153 | 0.30463 |  |  | 478.985 | 0.038823 | 501.5153 | 0.038471 | 501.5153 | 0.032055 | 502.0879 | 0.05815 | 501.5153 | 0.10877
| 501.7393 | 0.36417 |  |  | 479.0985 | 0 | 501.7393 | 0.18132 | 501.7393 | 0.066832 | 502.3116 | 0.15179 | 501.7393 | 0.20941
| 501.9634 | 0.32481 |  |  | 479.212 | 0.027292 | 501.9634 | 0.12969 | 501.9634 | 0.031684 | 502.5355 | 0.034965 | 501.9634 | 0.098059
| 502.1875 | 0.33883 |  |  | 479.3254 | 0 | 502.1875 | 0.1836 | 502.1875 | 0.059625 | 502.7593 | 0.16294 | 502.1875 | 0.20503
| 502.4115 | 0.32552 |  |  | 479.4389 | 0.021526 | 502.4115 | 0.1538 | 502.4115 | 0.026137 | 502.9831 | 0.030057 | 502.4115 | 0.11144
| 502.6356 | 0.33497 |  |  | 479.5524 | 0 | 502.6356 | 0.17988 | 502.6356 | 0.055217 | 503.207 | 0.15 | 502.6356 | 0.1951
| 502.8597 | 0.32547 |  |  | 479.6659 | 0.035364 | 502.8597 | 0.066899 | 502.8597 | 0.026027 | 503.4308 | 0.056817 | 502.8597 | 0.10368
| 503.0838 | 0.35479 |  |  | 479.7794 | 0 | 503.0838 | 0.17845 | 503.0838 | 0.063512 | 503.6547 | 0.10318 | 503.0838 | 0.20875
| 503.308 | 0.31426 |  |  | 479.8929 | 0.034211 | 503.308 | 0.15603 | 503.308 | 0.024243 | 503.8786 | 0.095605 | 503.308 | 0.1108
| 503.5321 | 0.34145 |  |  | 480.0064 | 0 | 503.5321 | 0.17542 | 503.5321 | 0.057974 | 504.1025 | 0.09605 | 503.5321 | 0.2041
| 503.7563 | 0.33504 |  |  | 480.1199 | 0.0061503 | 503.7563 | 0.099304 | 503.7563 | 0.033269 | 504.3264 | 0.054576 | 503.7563 | 0.11829
| 503.9804 | 0.34839 |  |  | 480.2334 | 0 | 503.9804 | 0.17231 | 503.9804 | 0.05488 | 504.5503 | 0.14777 | 503.9804 | 0.20991
| 504.2046 | 0.33018 |  |  | 480.3469 | 0.024217 | 504.2046 | 0.10718 | 504.2046 | 0.02816 | 504.7742 | 0.1286 | 504.2046 | 0.11536
| 504.4288 | 0.33891 |  |  | 480.4604 | 0 | 504.4288 | 0.22266 | 504.4288 | 0.05091 | 504.9982 | 0.11656 | 504.4288 | 0.20205
| 504.653 | 0.31046 |  |  | 480.5739 | 0.023832 | 504.653 | 0.088769 | 504.653 | 0.019897 | 505.2221 | 0.048341 | 504.653 | 0.10261
| 504.8773 | 0.33184 |  |  | 480.6874 | 0 | 504.8773 | 0.10091 | 504.8773 | 0.048079 | 505.4461 | 0.13975 | 504.8773 | 0.2077
| 505.1015 | 0.30489 |  |  | 480.801 | 0.02806 | 505.1015 | 0.084028 | 505.1015 | 0.023798 | 505.6701 | 0.10051 | 505.1015 | 0.104
| 505.3257 | 0.34034 |  |  | 480.9145 | 0 | 505.3257 | 0.18564 | 505.3257 | 0.055099 | 505.8941 | 0.10408 | 505.3257 | 0.20509
| 505.55 | 0.31815 |  |  | 481.028 | 0.017682 | 505.55 | 0.064385 | 505.55 | 0.024369 | 506.1181 | 0.090255 | 505.55 | 0.10992
| 505.7743 | 0.34668 |  |  | 481.1415 | 0 | 505.7743 | 0.21406 | 505.7743 | 0.056923 | 506.3421 | 0.183 | 505.7743 | 0.19607
| 505.9986 | 0.32563 |  |  | 481.2551 | 0.03152 | 505.9986 | 0.075712 | 505.9986 | 0.021502 | 506.5662 | 0.10362 | 505.9986 | 0.10049
| 506.2229 | 0.32124 |  |  | 481.3686 | 0 | 506.2229 | 0.16309 | 506.2229 | 0.050908 | 506.7902 | 0.1674 | 506.2229 | 0.20756
| 506.4472 | 0.31907 |  |  | 481.4821 | 0 | 506.4472 | 0.074528 | 506.4472 | 0.025291 | 507.0143 | 0.061274 | 506.4472 | 0.10284
| 506.6715 | 0.32288 |  |  | 481.5957 | 0 | 506.6715 | 0.20029 | 506.6715 | 0.05262 | 507.2384 | 0.12325 | 506.6715 | 0.20324
| 506.8959 | 0.32494 |  |  | 481.7092 | 0.030751 | 506.8959 | 0.12059 | 506.8959 | 0.031148 | 507.4625 | 0.074207 | 506.8959 | 0.11452
| 507.1202 | 0.32897 |  |  | 481.8227 | 0 | 507.1202 | 0.20607 | 507.1202 | 0.053584 | 507.6866 | 0.13885 | 507.1202 | 0.19202
| 507.3446 | 0.31668 |  |  | 481.9363 | 0.0076878 | 507.3446 | 0.094201 | 507.3446 | 0.031431 | 507.9107 | 0.035406 | 507.3446 | 0.10667
| 507.569 | 0.28552 |  |  | 482.0498 | 0 | 507.569 | 0.19423 | 507.569 | 0.047447 | 508.1348 | 0.10274 | 507.569 | 0.19064
| 507.7933 | 0.30201 |  |  | 482.1634 | 0.014991 | 507.7933 | 0.09547 | 507.7933 | 0.027617 | 508.3589 | 0.062612 | 507.7933 | 0.11315
| 508.0178 | 0.33482 |  |  | 482.2769 | 0 | 508.0178 | 0.27692 | 508.0178 | 0.052014 | 508.5831 | 0.17364 | 508.0178 | 0.2031
| 508.2422 | 0.31354 |  |  | 482.3905 | 0.024217 | 508.2422 | 0.10437 | 508.2422 | 0.026405 | 508.8073 | 0.064843 | 508.2422 | 0.10511
| 508.4666 | 0.31662 |  |  | 482.504 | 0 | 508.4666 | 0.17296 | 508.4666 | 0.047973 | 509.0314 | 0.17319 | 508.4666 | 0.21063
| 508.691 | 0.29971 |  |  | 482.6176 | 0.0053815 | 508.691 | 0.086624 | 508.691 | 0.032603 | 509.2556 | 0.09739 | 508.691 | 0.1046
| 508.9155 | 0.3035 |  |  | 482.7312 | 0 | 508.9155 | 0.13903 | 508.9155 | 0.053247 | 509.4798 | 0.1558 | 508.9155 | 0.19537
| 509.14 | 0.31253 |  |  | 482.8447 | 0.026139 | 509.14 | 0.075426 | 509.14 | 0.025937 | 509.704 | 0.084456 | 509.14 | 0.11619
| 509.3645 | 0.31998 |  |  | 482.9583 | 0 | 509.3645 | 0.21264 | 509.3645 | 0.050375 | 509.9283 | 0.15803 | 509.3645 | 0.19492
| 509.589 | 0.28202 |  |  | 483.0719 | 0.031904 | 509.589 | 0.075679 | 509.589 | 0.035324 | 510.1525 | 0.15224 | 509.589 | 0.10531
| 509.8135 | 0.3157 |  |  | 483.1854 | 0 | 509.8135 | 0.13846 | 509.8135 | 0.045417 | 510.3767 | 0.16248 | 509.8135 | 0.19709
| 510.038 | 0.29104 |  |  | 483.299 | 0.034595 | 510.038 | 0.0099068 | 510.038 | 0.026726 | 510.601 | 0.088919 | 510.038 | 0.10787
| 510.2625 | 0.31509 |  |  | 483.4126 | 0 | 510.2625 | 0.2671 | 510.2625 | 0.046179 | 510.8253 | 0.10408 | 510.2625 | 0.19464
| 510.4871 | 0.29985 |  |  | 483.5262 | 0.027676 | 510.4871 | 0.015079 | 510.4871 | 0.029043 | 511.0496 | 0.15491 | 510.4871 | 0.10168
| 510.7116 | 0.31221 |  |  | 483.6397 | 0 | 510.7116 | 0.19209 | 510.7116 | 0.046779 | 511.2739 | 0.17007 | 510.7116 | 0.18896
| 510.9362 | 0.3097 |  |  | 483.7533 | 0.031904 | 510.9362 | 0.055063 | 510.9362 | 0.02929 | 511.4982 | 0.06662 | 510.9362 | 0.10941
| 511.1608 | 0.31337 |  |  | 483.8669 | 0 | 511.1608 | 0.28929 | 511.1608 | 0.046293 | 511.7225 | 0.16338 | 511.1608 | 0.19598
| 511.3854 | 0.29407 |  |  | 483.9805 | 0.034595 | 511.3854 | 0.0033873 | 511.3854 | 0.023982 | 511.9468 | 0.12682 | 511.3854 | 0.097523
| 511.61 | 0.30572 |  |  | 484.0941 | 0 | 511.61 | 0.21011 | 511.61 | 0.044182 | 512.1712 | 0.1393 | 511.61 | 0.18335
| 511.8346 | 0.29473 |  |  | 484.2077 | 0.026907 | 511.8346 | 0.05659 | 511.8346 | 0.030011 | 512.3956 | 0.052352 | 511.8346 | 0.096202
| 512.0593 | 0.2884 |  |  | 484.3213 | 0 | 512.0593 | 0.22302 | 512.0593 | 0.044657 | 512.6199 | 0.14376 | 512.0593 | 0.18746
| 512.2839 | 0.30349 |  |  | 484.4349 | 0.018451 | 512.2839 | 0.038506 | 512.2839 | 0.028129 | 512.8444 | 0.10319 | 512.2839 | 0.0941
| 512.5086 | 0.2924 |  |  | 484.5485 | 0 | 512.5086 | 0.18898 | 512.5086 | 0.056782 | 513.0687 | 0.11077 | 512.5086 | 0.18913
| 512.7333 | 0.27826 |  |  | 484.6621 | 0.01922 | 512.7333 | 0.057475 | 512.7333 | 0.01827 | 513.2932 | 0.12236 | 512.7333 | 0.086959
| 512.958 | 0.30663 |  |  | 484.7757 | 0 | 512.958 | 0.20871 | 512.958 | 0.050623 | 513.5176 | 0.17408 | 512.958 | 0.1829
| 513.1827 | 0.2741 |  |  | 484.8893 | 0.041899 | 513.1827 | 0.11768 | 513.1827 | 0.020757 | 513.742 | 0.045224 | 513.1827 | 0.1119
| 513.4074 | 0.30275 |  |  | 485.0029 | 0 | 513.4074 | 0.17585 | 513.4074 | 0.047482 | 513.9665 | 0.12816 | 513.4074 | 0.19064
| 513.6321 | 0.29226 |  |  | 485.1166 | 0.022679 | 513.6321 | 0.10282 | 513.6321 | 0.022587 | 514.1909 | 0.094266 | 513.6321 | 0.09177
| 513.8569 | 0.29862 |  |  | 485.2302 | 0 | 513.8569 | 0.18919 | 513.8569 | 0.052558 | 514.4154 | 0.11344 | 513.8569 | 0.1912
| 514.0816 | 0.27968 |  |  | 485.3438 | 0.033826 | 514.0816 | 0.095655 | 514.0816 | 0.027613 | 514.6399 | 0.091144 | 514.0816 | 0.095876
| 514.3064 | 0.25533 |  |  | 485.4574 | 0 | 514.3064 | 0.12711 | 514.3064 | 0.0578 | 514.8644 | 0.12726 | 514.3064 | 0.18507
| 514.5312 | 0.27342 |  |  | 485.5711 | 0.0034596 | 514.5312 | 0.069746 | 514.5312 | 0.025006 | 515.0889 | 0.090258 | 514.5312 | 0.089884
| 514.756 | 0.292 |  |  | 485.6847 | 0 | 514.756 | 0.15644 | 514.756 | 0.045955 | 515.3135 | 0.13796 | 514.756 | 0.17745
| 514.9808 | 0.27086 |  |  | 485.7983 | 0.03152 | 514.9808 | 0.034465 | 514.9808 | 0.024244 | 515.538 | 0.066179 | 514.9808 | 0.088188
| 515.2056 | 0.27872 |  |  | 485.912 | 0 | 515.2056 | 0.19098 | 515.2056 | 0.042683 | 515.7626 | 0.11968 | 515.2056 | 0.17455
| 515.4304 | 0.27796 |  |  | 486.0256 | 0.031904 | 515.4304 | -0.012103 | 515.4304 | 0.025961 | 515.9871 | 0.097834 | 515.4304 | 0.089296
| 515.6553 | 0.29084 |  |  | 486.1393 | 0 | 515.6553 | 0.15259 | 515.6553 | 0.056964 | 516.2117 | 0.12191 | 515.6553 | 0.18794
| 515.8801 | 0.26572 |  |  | 486.2529 | 0.0080722 | 515.8801 | 0.098445 | 515.8801 | 0.01891 | 516.4363 | 0.12146 | 515.8801 | 0.092826
| 516.105 | 0.30347 |  |  | 486.3666 | 0 | 516.105 | 0.19269 | 516.105 | 0.046164 | 516.6609 | 0.16293 | 516.105 | 0.18768
| 516.3299 | 0.22247 |  |  | 486.4802 | 0.033826 | 516.3299 | 0.053717 | 516.3299 | 0.031752 | 516.8855 | 0.031843 | 516.3299 | 0.081549
| 516.5548 | 0.28679 |  |  | 486.5939 | 0 | 516.5548 | 0.20415 | 516.5548 | 0.048031 | 517.1101 | 0.091595 | 516.5548 | 0.18581
| 516.7797 | 0.23993 |  |  | 486.7075 | 0.030751 | 516.7797 | 0.034263 | 516.7797 | 0.021809 | 517.3348 | 0.10943 | 516.7797 | 0.08174
| 517.0046 | 0.30609 |  |  | 486.8212 | 0 | 517.0046 | 0.21143 | 517.0046 | 0.058971 | 517.5594 | 0.15624 | 517.0046 | 0.20049
| 517.2296 | 0.27989 |  |  | 486.9348 | 0.024601 | 517.2296 | 0.037851 | 517.2296 | 0.021103 | 517.7841 | 0.056809 | 517.2296 | 0.084835
| 517.4545 | 0.28061 |  |  | 487.0485 | 0 | 517.4545 | 0.19409 | 517.4545 | 0.052784 | 518.0088 | 0.12147 | 517.4545 | 0.19648
| 517.6795 | 0.24101 |  |  | 487.1622 | 0.024986 | 517.6795 | -0.0033613 | 517.6795 | 0.020165 | 518.2335 | 0.04076 | 517.6795 | 0.082596
| 517.9045 | 0.26761 |  |  | 487.2758 | 0 | 517.9045 | 0.16096 | 517.9045 | 0.033843 | 518.4581 | 0.061719 | 517.9045 | 0.18234
| 518.1295 | 0.26147 |  |  | 487.3895 | 0.029983 | 518.1295 | 0.040846 | 518.1295 | 0.022793 | 518.6829 | 0.061271 | 518.1295 | 0.088569
| 518.3545 | 0.28836 |  |  | 487.5032 | 0 | 518.3545 | 0.18213 | 518.3545 | 0.054343 | 518.9076 | 0.16739 | 518.3545 | 0.19462
| 518.5795 | 0.26782 |  |  | 487.6169 | 0.02537 | 518.5795 | 0.043631 | 518.5795 | 0.029178 | 519.1323 | 0.13975 | 518.5795 | 0.094252
| 518.8045 | 0.28908 |  |  | 487.7306 | 0 | 518.8045 | 0.18713 | 518.8045 | 0.051173 | 519.3571 | 0.15491 | 518.8045 | 0.18311
| 519.0295 | 0.25327 |  |  | 487.8442 | 0.023063 | 519.0295 | 0.089216 | 519.0295 | 0.01464 | 519.5818 | 0.11121 | 519.0295 | 0.07759
| 519.2546 | 0.28585 |  |  | 487.9579 | 0 | 519.2546 | 0.24591 | 519.2546 | 0.052044 | 519.8066 | 0.11657 | 519.2546 | 0.17849
| 519.4797 | 0.26955 |  |  | 488.0716 | 0.028829 | 519.4797 | 0.050169 | 519.4797 | 0.019579 | 520.0314 | 0.12102 | 519.4797 | 0.086888
| 519.7047 | 0.27804 |  |  | 488.1853 | 0 | 519.7047 | 0.16149 | 519.7047 | 0.051472 | 520.2562 | 0.14778 | 519.7047 | 0.1881
| 519.9298 | 0.24409 |  |  | 488.299 | 0.0092255 | 519.9298 | 0.055693 | 519.9298 | 0.01528 | 520.4811 | 0.031844 | 519.9298 | 0.081722
| 520.1549 | 0.28635 |  |  | 488.4127 | 0 | 520.1549 | 0.14731 | 520.1549 | 0.056168 | 520.7059 | 0.13975 | 520.1549 | 0.19837
| 520.3801 | 0.2861 |  |  | 488.5264 | 0.038055 | 520.3801 | 0.061617 | 520.3801 | 0.032016 | 520.9307 | 0.096049 | 520.3801 | 0.096066
| 520.6052 | 0.27487 |  |  | 488.6401 | 0 | 520.6052 | 0.18823 | 520.6052 | 0.042056 | 521.1556 | 0.15981 | 520.6052 | 0.18975
| 520.8303 | 0.24421 |  |  | 488.7538 | 0.04113 | 520.8303 | 0.016962 | 520.8303 | 0.011057 | 521.3804 | 0.092482 | 520.8303 | 0.078375
| 521.0555 | 0.28182 |  |  | 488.8675 | 0 | 521.0555 | 0.22474 | 521.0555 | 0.0463 | 521.6053 | 0.15179 | 521.0555 | 0.2008
| 521.2807 | 0.25212 |  |  | 488.9813 | 0.034595 | 521.2807 | 0.045654 | 521.2807 | 0.0089235 | 521.8302 | 0.077768 | 521.2807 | 0.079558
| 521.5058 | 0.27867 |  |  | 489.095 | 0 | 521.5058 | 0.15715 | 521.5058 | 0.039538 | 522.0551 | 0.15313 | 521.5058 | 0.20065
| 521.731 | 0.25838 |  |  | 489.2087 | 0.026523 | 521.731 | 0.050052 | 521.731 | 0.0052195 | 522.28 | 0.10051 | 521.731 | 0.071809
| 521.9562 | 0.23047 |  |  | 489.3224 | 0 | 521.9562 | 0.016486 | 521.9562 | 0.019776 | 522.5049 | 0.014449 | 521.9562 | 0.084946
| 522.1815 | 0.27703 |  |  | 489.4361 | 0.013454 | 522.1815 | 0.20477 | 522.1815 | 0.036963 | 522.7299 | 0.1509 | 522.1815 | 0.17893
| 522.4067 | 0.26002 |  |  | 489.5499 | 0 | 522.4067 | 0.025953 | 522.4067 | 0.023306 | 522.9548 | 0.08713 | 522.4067 | 0.065186
| 522.6319 | 0.2721 |  |  | 489.6636 | 0.04728 | 522.6319 | 0.2235 | 522.6319 | 0.057834 | 523.1798 | 0.11523 | 522.6319 | 0.18449
| 522.8572 | 0.25491 |  |  | 489.7773 | 0 | 522.8572 | 0.058998 | 522.8572 | 0.014797 | 523.4048 | 0.084011 | 522.8572 | 0.079865
| 523.0825 | 0.23329 |  |  | 489.8911 | 0.0088411 | 523.0825 | 0.088829 | 523.0825 | 0.042459 | 523.6298 | 0.14153 | 523.0825 | 0.16734
| 523.3077 | 0.26525 |  |  | 490.0048 | 0 | 523.3077 | 0.0072861 | 523.3077 | 0.018048 | 523.8548 | 0.054137 | 523.3077 | 0.061112
| 523.533 | 0.26377 |  |  | 490.1186 | 0.016529 | 523.533 | 0.16586 | 523.533 | 0.067827 | 524.0798 | 0.14064 | 523.533 | 0.18004
| 523.7584 | 0.24967 |  |  | 490.2323 | 0 | 523.7584 | 0.06833 | 523.7584 | 0.029416 | 524.3048 | 0.040313 | 523.7584 | 0.07753
| 523.9837 | 0.23549 |  |  | 490.346 | 0.0099941 | 523.9837 | 0.17639 | 523.9837 | 0.03628 | 524.5298 | 0.096497 | 523.9837 | 0.18628
| 524.209 | 0.24443 |  |  | 490.4598 | 0 | 524.209 | 0.043282 | 524.209 | 0.017779 | 524.7549 | 0.053241 | 524.209 | 0.062175
| 524.4344 | 0.28213 |  |  | 490.5736 | 0.036517 | 524.4344 | 0.12048 | 524.4344 | 0.065549 | 524.98 | 0.096494 | 524.4344 | 0.18439
| 524.6597 | 0.24595 |  |  | 490.6873 | 0 | 524.6597 | 0.10242 | 524.6597 | 0.024107 | 525.2051 | 0.093376 | 524.6597 | 0.078841
| 524.8851 | 0.25623 |  |  | 490.8011 | 0.032289 | 524.8851 | 0.20319 | 524.8851 | 0.054376 | 525.4301 | 0.15312 | 524.8851 | 0.16998
| 525.1105 | 0.22929 |  |  | 490.9148 | 0 | 525.1105 | 0.0019872 | 525.1105 | 0.011597 | 525.6552 | 0.030057 | 525.1105 | 0.062436
| 525.3359 | 0.25408 |  |  | 491.0286 | 0.035364 | 525.3359 | 0.14407 | 525.3359 | 0.035902 | 525.8804 | 0.15 | 525.3359 | 0.18512
| 525.5613 | 0.24175 |  |  | 491.1424 | 0 | 525.5613 | 0.049163 | 525.5613 | 0.009083 | 526.1055 | 0.10809 | 525.5613 | 0.060889
| 525.7867 | 0.25722 |  |  | 491.2561 | 0.040361 | 525.7867 | 0.13863 | 525.7867 | 0.049944 | 526.3306 | 0.12726 | 525.7867 | 0.17665
| 526.0121 | 0.25161 |  |  | 491.3699 | 0 | 526.0121 | -0.00031529 | 526.0121 | 0.019238 | 526.5558 | 0.03541 | 526.0121 | 0.065371
| 526.2376 | 0.24067 |  |  | 491.4837 | 0.01576 | 526.2376 | 0.10395 | 526.2376 | 0.044627 | 526.7809 | 0.1179 | 526.2376 | 0.17205
| 526.4631 | 0.25721 |  |  | 491.5975 | 0 | 526.4631 | -0.088147 | 526.4631 | 0.011825 | 527.0061 | 0.084457 | 526.4631 | 0.062305
| 526.6885 | 0.26457 |  |  | 491.7113 | 0.028829 | 526.6885 | 0.11439 | 526.6885 | 0.049819 | 527.2313 | 0.13574 | 526.6885 | 0.17961
| 526.914 | 0.24154 |  |  | 491.8251 | 0 | 526.914 | 0.048772 | 526.914 | 0.024468 | 527.4565 | 0.11031 | 526.914 | 0.060556
| 527.1395 | 0.24311 |  |  | 491.9388 | 0.032289 | 527.1395 | 0.20774 | 527.1395 | 0.040844 | 527.6817 | 0.14465 | 527.1395 | 0.17249
| 527.365 | 0.21877 |  |  | 492.0526 | 0 | 527.365 | 0.068528 | 527.365 | 0.016815 | 527.9069 | 0.074647 | 527.365 | 0.059289
| 527.5906 | 0.23693 |  |  | 492.1664 | 0.022679 | 527.5906 | 0.18588 | 527.5906 | 0.038584 | 528.1322 | 0.14421 | 527.5906 | 0.17923
| 527.8161 | 0.23425 |  |  | 492.2802 | 0 | 527.8161 | 0.037198 | 527.8161 | 0.01756 | 528.3574 | 0.076876 | 527.8161 | 0.066171
| 528.0417 | 0.24034 |  |  | 492.394 | 0.014991 | 528.0417 | 0.17907 | 528.0417 | 0.04209 | 528.5827 | 0.10184 | 528.0417 | 0.16708
| 528.2672 | 0.24467 |  |  | 492.5078 | 0 | 528.2672 | 0.063799 | 528.2672 | 0.020087 | 528.808 | 0.067961 | 528.2672 | 0.079419
| 528.4928 | 0.24881 |  |  | 492.6217 | 0.026139 | 528.4928 | 0.1747 | 528.4928 | 0.043375 | 529.0333 | 0.12414 | 528.4928 | 0.18699
| 528.7184 | 0.22624 |  |  | 492.7355 | 0 | 528.7184 | -0.10151 | 528.7184 | 0.015356 | 529.2585 | 0.0024154 | 528.7184 | 0.055519
| 528.944 | 0.26283 |  |  | 492.8493 | 0.036902 | 528.944 | 0.21972 | 528.944 | 0.05808 | 529.4839 | 0.11567 | 528.944 | 0.18021
| 529.1696 | 0.2186 |  |  | 492.9631 | 0 | 529.1696 | -0.04973 | 529.1696 | 0.0033057 | 529.7092 | 0.061273 | 529.1696 | 0.066175
| 529.3952 | 0.2564 |  |  | 493.0769 | 0.05343 | 529.3952 | 0.081938 | 529.3952 | 0.047166 | 529.9345 | 0.075539 | 529.3952 | 0.1616
| 529.6209 | 0.23691 |  |  | 493.1907 | 0 | 529.6209 | 0.049444 | 529.6209 | 0.01947 | 530.1599 | 0.0742 | 529.6209 | 0.074168
| 529.8465 | 0.2259 |  |  | 493.3046 | 0.038055 | 529.8465 | 0.076187 | 529.8465 | 0.036391 | 530.3853 | 0.10675 | 529.8465 | 0.16056
| 530.0722 | 0.23521 |  |  | 493.4184 | 0 | 530.0722 | -0.080335 | 530.0722 | 0.016582 | 530.6106 | 0.032292 | 530.0722 | 0.068097
| 530.2979 | 0.23689 |  |  | 493.5322 | 0.022679 | 530.2979 | 0.19023 | 530.2979 | 0.044439 | 530.836 | 0.054134 | 530.2979 | 0.16211
| 530.5236 | 0.22986 |  |  | 493.6461 | 0 | 530.5236 | 0.026937 | 530.5236 | 0.016445 | 531.0614 | 0.085352 | 530.5236 | 0.072386
| 530.7493 | 0.25414 |  |  | 493.7599 | 0.050355 | 530.7493 | 0.25709 | 530.7493 | 0.042829 | 531.2868 | 0.12325 | 530.7493 | 0.16454
| 530.975 | 0.20257 |  |  | 493.8738 | 0 | 530.975 | 0.063501 | 530.975 | 0.016645 | 531.5122 | 0.073311 | 530.975 | 0.041957
| 531.2007 | 0.25222 |  |  | 493.9876 | 0.024986 | 531.2007 | 0.19373 | 531.2007 | 0.046522 | 531.7377 | 0.19949 | 531.2007 | 0.17029
| 531.4264 | 0.20292 |  |  | 494.1015 | 0 | 531.4264 | -0.023175 | 531.4264 | 0.01215 | 531.9631 | 0.073311 | 531.4264 | 0.058064
| 531.6522 | 0.23228 |  |  | 494.2153 | 0.014607 | 531.6522 | 0.15201 | 531.6522 | 0.04491 | 532.1885 | 0.14733 | 531.6522 | 0.17681
| 531.878 | 0.17705 |  |  | 494.3292 | 0 | 531.878 | -0.074443 | 531.878 | 0.014355 | 532.414 | 0.080888 | 531.878 | 0.073649
| 532.1037 | 0.24035 |  |  | 494.443 | 0.021526 | 532.1037 | 0.13536 | 532.1037 | 0.04255 | 532.6395 | 0.13395 | 532.1037 | 0.17637
| 532.3295 | 0.21409 |  |  | 494.5569 | 0 | 532.3295 | 0.01579 | 532.3295 | 0.021524 | 532.865 | 0.059938 | 532.3295 | 0.058843
| 532.5553 | 0.2306 |  |  | 494.6707 | 0.044205 | 532.5553 | 0.14484 | 532.5553 | 0.037638 | 533.0905 | 0.06573 | 532.5553 | 0.15324
| 532.7812 | 0.21697 |  |  | 494.7846 | 0 | 532.7812 | -0.028163 | 532.7812 | 0.021575 | 533.316 | 0.04611 | 532.7812 | 0.062471
| 533.007 | 0.22285 |  |  | 494.8985 | 0.043821 | 533.007 | 0.19002 | 533.007 | 0.050578 | 533.5416 | 0.083122 | 533.007 | 0.16415
| 533.2328 | 0.22287 |  |  | 495.0124 | 0 | 533.2328 | -0.070837 | 533.2328 | 0.019254 | 533.7672 | 0.069294 | 533.2328 | 0.058951
| 533.4587 | 0.21377 |  |  | 495.1262 | 0.0042282 | 533.4587 | 0.11557 | 533.4587 | 0.043027 | 533.9927 | 0.067959 | 533.4587 | 0.15745
| 533.6845 | 0.20576 |  |  | 495.2401 | 0 | 533.6845 | 0.061099 | 533.6845 | 0.01794 | 534.2183 | 0.089359 | 533.6845 | 0.050857
| 533.9104 | 0.23693 |  |  | 495.354 | 0.020373 | 533.9104 | 0.1745 | 533.9104 | 0.048852 | 534.4438 | 0.19727 | 533.9104 | 0.15475
| 534.1363 | 0.20489 |  |  | 495.4679 | 0 | 534.1363 | -0.03002 | 534.1363 | 0.020531 | 534.6694 | 0.0421 | 534.1363 | 0.051478
| 534.3622 | 0.21778 |  |  | 495.5818 | 0.032289 | 534.3622 | 0.096556 | 534.3622 | 0.046867 | 534.895 | 0.12548 | 534.3622 | 0.16378
| 534.5881 | 0.20021 |  |  | 495.6957 | 0 | 534.5881 | -0.0074435 | 534.5881 | 0.024402 | 535.1207 | 0.03006 | 534.5881 | 0.054274
| 534.8141 | 0.22064 |  |  | 495.8096 | 0.027292 | 534.8141 | 0.15436 | 534.8141 | 0.041697 | 535.3463 | 0.15937 | 534.8141 | 0.16095
| 535.04 | 0.20289 |  |  | 495.9235 | 0 | 535.04 | -0.040402 | 535.04 | 0.015848 | 535.5719 | 0.062608 | 535.04 | 0.048337
| 535.266 | 0.21676 |  |  | 496.0374 | 0.030367 | 535.266 | 0.12728 | 535.266 | 0.042537 | 535.7976 | 0.10185 | 535.266 | 0.1512
| 535.4919 | 0.20607 |  |  | 496.1513 | 0 | 535.4919 | 0.0010549 | 535.4919 | 0.011787 | 536.0233 | 0.092036 | 535.4919 | 0.05484
| 535.7179 | 0.21505 |  |  | 496.2652 | 0.040746 | 535.7179 | 0.12281 | 535.7179 | 0.055112 | 536.2489 | 0.096943 | 535.7179 | 0.15207
| 535.9439 | 0.20434 |  |  | 496.3791 | 0 | 535.9439 | 0.035802 | 535.9439 | 0.028005 | 536.4746 | 0.10542 | 535.9439 | 0.051666
| 536.1699 | 0.22698 |  |  | 496.493 | 0.03498 | 536.1699 | 0.203 | 536.1699 | 0.04535 | 536.7003 | 0.13217 | 536.1699 | 0.16295
| 536.3959 | 0.20246 |  |  | 496.6069 | 0 | 536.3959 | -0.061539 | 536.3959 | 0.01258 | 536.926 | 0.054586 | 536.3959 | 0.046612
| 536.622 | 0.2185 |  |  | 496.7208 | 0.047665 | 536.622 | 0.1355 | 536.622 | 0.038754 | 537.1518 | 0.15758 | 536.622 | 0.14337
| 536.848 | 0.22046 |  |  | 496.8348 | 0 | 536.848 | 0.072271 | 536.848 | 0.021622 | 537.3775 | 0.063947 | 536.848 | 0.053308
| 537.0741 | 0.21283 |  |  | 496.9487 | 0.045743 | 537.0741 | 0.097511 | 537.0741 | 0.025224 | 537.6033 | 0.10319 | 537.0741 | 0.14385
| 537.3001 | 0.19295 |  |  | 497.0626 | 0 | 537.3001 | -0.057028 | 537.3001 | 0.023296 | 537.829 | 0.08446 | 537.3001 | 0.059285
| 537.5262 | 0.20822 |  |  | 497.1766 | 0.041899 | 537.5262 | 0.13652 | 537.5262 | 0.037003 | 538.0548 | 0.090259 | 537.5262 | 0.15484
| 537.7523 | 0.20004 |  |  | 497.2905 | 0 | 537.7523 | -0.035833 | 537.7523 | 0.021816 | 538.2806 | 0.040319 | 537.7523 | 0.058342
| 537.9784 | 0.20704 |  |  | 497.4044 | 0.039208 | 537.9784 | 0.13942 | 537.9784 | 0.039139 | 538.5064 | 0.13395 | 537.9784 | 0.15653
| 538.2045 | 0.2095 |  |  | 497.5184 | 0 | 538.2045 | 0.064555 | 538.2045 | 0.020054 | 538.7322 | 0.11522 | 538.2045 | 0.065767
| 538.4307 | 0.18451 |  |  | 497.6323 | 0.018451 | 538.4307 | 0.14426 | 538.4307 | 0.02762 | 538.9581 | 0.14376 | 538.4307 | 0.15215
| 538.6568 | 0.19519 |  |  | 497.7463 | 0 | 538.6568 | 0.05049 | 538.6568 | 0.016471 | 539.1839 | 0.075092 | 538.6568 | 0.055666
| 538.883 | 0.20773 |  |  | 497.8602 | 0.051893 | 538.883 | 0.11649 | 538.883 | 0.034634 | 539.4097 | 0.16828 | 538.883 | 0.13783
| 539.1091 | 0.18869 |  |  | 497.9742 | 0 | 539.1091 | 0.084951 | 539.1091 | 0.023959 | 539.6356 | 0.084455 | 539.1091 | 0.054523
| 539.3353 | 0.1716 |  |  | 498.0881 | 0.040361 | 539.3353 | 0.14656 | 539.3353 | 0.037292 | 539.8615 | 0.12057 | 539.3353 | 0.14166
| 539.5615 | 0.18423 |  |  | 498.2021 | 0 | 539.5615 | 0.033218 | 539.5615 | 0.016434 | 540.0873 | 0.11121 | 539.5615 | 0.057138
| 539.7877 | 0.21026 |  |  | 498.3161 | 0.011532 | 539.7877 | 0.19577 | 539.7877 | 0.038619 | 540.3133 | 0.11166 | 539.7877 | 0.13976
| 540.0139 | 0.18763 |  |  | 498.43 | 0 | 540.0139 | 0.03028 | 540.0139 | 0.0080086 | 540.5392 | 0.051908 | 540.0139 | 0.051082
| 540.2402 | 0.17837 |  |  | 498.544 | 0.022679 | 540.2402 | 0.066183 | 540.2402 | 0.043479 | 540.7651 | 0.07554 | 540.2402 | 0.13201
| 540.4664 | 0.19346 |  |  | 498.658 | 0 | 540.4664 | 0.0037573 | 540.4664 | 0.017378 | 540.991 | 0.059487 | 540.4664 | 0.059925
| 540.6927 | 0.19868 |  |  | 498.772 | 0.033058 | 540.6927 | 0.095451 | 540.6927 | 0.045507 | 541.217 | 0.13217 | 540.6927 | 0.14972
| 540.9189 | 0.16031 |  |  | 498.8859 | 0 | 540.9189 | 0.012359 | 540.9189 | 0.015598 | 541.4429 | 0.064397 | 540.9189 | 0.05992
| 541.1452 | 0.19948 |  |  | 498.9999 | 0.039208 | 541.1452 | 0.12829 | 541.1452 | 0.03246 | 541.6689 | 0.11835 | 541.1452 | 0.13042
| 541.3715 | 0.18055 |  |  | 499.1139 | 0 | 541.3715 | -0.019294 | 541.3715 | 0.015563 | 541.8949 | 0.045669 | 541.3715 | 0.047284
| 541.5978 | 0.20426 |  |  | 499.2279 | 0.018066 | 541.5978 | 0.16925 | 541.5978 | 0.044945 | 542.1209 | 0.15357 | 541.5978 | 0.14521
| 541.8241 | 0.1756 |  |  | 499.3419 | 0 | 541.8241 | 0.028412 | 541.8241 | 0.025181 | 542.3469 | 0.10586 | 541.8241 | 0.059363
| 542.0505 | 0.18079 |  |  | 499.4559 | 0.022679 | 542.0505 | 0.13574 | 542.0505 | 0.034115 | 542.5729 | 0.15981 | 542.0505 | 0.13285
| 542.2768 | 0.18109 |  |  | 499.5699 | 0 | 542.2768 | 0.064002 | 542.2768 | 0.018177 | 542.799 | 0.053247 | 542.2768 | 0.057661
| 542.5032 | 0.19749 |  |  | 499.6839 | 0.027292 | 542.5032 | 0.12957 | 542.5032 | 0.039868 | 543.025 | 0.14554 | 542.5032 | 0.13494
| 542.7295 | 0.17063 |  |  | 499.7979 | 0 | 542.7295 | -0.026387 | 542.7295 | 0.010297 | 543.2511 | 0.15179 | 542.7295 | 0.055189
| 542.9559 | 0.1837 |  |  | 499.9119 | 0.053046 | 542.9559 | 0.16094 | 542.9559 | 0.037255 | 543.4772 | 0.16204 | 542.9559 | 0.14341
| 543.1823 | 0.17426 |  |  | 500.026 | 0 | 543.1823 | 0.043939 | 543.1823 | 0.012725 | 543.7032 | 0.025154 | 543.1823 | 0.056651
| 543.4087 | 0.20915 |  |  | 500.14 | 0.051509 | 543.4087 | 0.16133 | 543.4087 | 0.03853 | 543.9293 | 0.13885 | 543.4087 | 0.12941
| 543.6351 | 0.13733 |  |  | 500.254 | 0 | 543.6351 | 0.033607 | 543.6351 | 0.01768 | 544.1555 | 0.053244 | 543.6351 | 0.049173
| 543.8616 | 0.19696 |  |  | 500.368 | 0.014991 | 543.8616 | 0.11597 | 543.8616 | 0.041097 | 544.3815 | 0.1179 | 543.8616 | 0.13959
| 544.088 | 0.18221 |  |  | 500.4821 | 0 | 544.088 | 0.0036538 | 544.088 | 0.016556 | 544.6077 | 0.10229 | 544.088 | 0.06077
| 544.3145 | 0.19833 |  |  | 500.5961 | 0.03498 | 544.3145 | 0.16487 | 544.3145 | 0.046153 | 544.8339 | 0.10676 | 544.3145 | 0.13469
| 544.5409 | 0.16417 |  |  | 500.7101 | 0 | 544.5409 | 0.08948 | 544.5409 | 0.018741 | 545.06 | 0.06216 | 544.5409 | 0.053869
| 544.7674 | 0.18955 |  |  | 500.8242 | 0.016529 | 544.7674 | 0.091217 | 544.7674 | 0.043587 | 545.2861 | 0.12414 | 544.7674 | 0.13966
| 544.9939 | 0.17111 |  |  | 500.9382 | 0 | 544.9939 | -0.014466 | 544.9939 | 0.020074 | 545.5123 | 0.03898 | 544.9939 | 0.050004
| 545.2204 | 0.16402 |  |  | 501.0522 | 0.043436 | 545.2204 | 0.090899 | 545.2204 | 0.034277 | 545.7385 | 0.10274 | 545.2204 | 0.14188
| 545.4469 | 0.17246 |  |  | 501.1663 | 0 | 545.4469 | 0.060025 | 545.4469 | 0.013074 | 545.9647 | 0.076435 | 545.4469 | 0.052652
| 545.6734 | 0.16738 |  |  | 501.2803 | 0.040746 | 545.6734 | 0.16013 | 545.6734 | 0.034851 | 546.191 | 0.14465 | 545.6734 | 0.14697
| 545.9 | 0.17092 |  |  | 501.3944 | 0 | 545.9 | 0.054253 | 545.9 | 0.015716 | 546.4172 | 0.052353 | 545.9 | 0.053154
| 546.1265 | 0.16784 |  |  | 501.5085 | 0.038055 | 546.1265 | 0.16278 | 546.1265 | 0.032673 | 546.6434 | 0.12058 | 546.1265 | 0.12301
| 546.3531 | 0.17194 |  |  | 501.6225 | 0 | 546.3531 | -0.014254 | 546.3531 | 0.018183 | 546.8697 | 0.097836 | 546.3531 | 0.059737
| 546.5797 | 0.15366 |  |  | 501.7366 | 0.041514 | 546.5797 | 0.083318 | 546.5797 | 0.036074 | 547.0959 | 0.11701 | 546.5797 | 0.12193
| 546.8063 | 0.15916 |  |  | 501.8507 | 0 | 546.8063 | -0.0012519 | 546.8063 | 0.0085894 | 547.3222 | 0.049235 | 546.8063 | 0.04974
| 547.0329 | 0.16742 |  |  | 501.9647 | 0.022679 | 547.0329 | 0.080131 | 547.0329 | 0.038175 | 547.5485 | 0.12682 | 547.0329 | 0.12632
| 547.2595 | 0.14678 |  |  | 502.0788 | 0 | 547.2595 | 0.039167 | 547.2595 | 0.017307 | 547.7748 | 0.036305 | 547.2595 | 0.047367
| 547.4861 | 0.17446 |  |  | 502.1929 | 0.056506 | 547.4861 | 0.075118 | 547.4861 | 0.041187 | 548.0011 | 0.13172 | 547.4861 | 0.13414
| 547.7128 | 0.16509 |  |  | 502.307 | 0 | 547.7128 | 0.021325 | 547.7128 | 0.017731 | 548.2274 | 0.058594 | 547.7128 | 0.045496
| 547.9394 | 0.16476 |  |  | 502.4211 | 0.039977 | 547.9394 | 0.12499 | 547.9394 | 0.038084 | 548.4538 | 0.1121 | 547.9394 | 0.11375
| 548.1661 | 0.15191 |  |  | 502.5351 | 0 | 548.1661 | -0.0079939 | 548.1661 | 0.01921 | 548.6801 | 0.095159 | 548.1661 | 0.052888
| 548.3928 | 0.1742 |  |  | 502.6492 | 0.012685 | 548.3928 | 0.11541 | 548.3928 | 0.028957 | 548.9065 | 0.15357 | 548.3928 | 0.12723
| 548.6194 | 0.17271 |  |  | 502.7633 | 0 | 548.6194 | 0.018715 | 548.6194 | 0.021967 | 549.1329 | 0.082676 | 548.6194 | 0.052588
| 548.8462 | 0.16336 |  |  | 502.8774 | 0.031136 | 548.8462 | 0.10166 | 548.8462 | 0.034168 | 549.3593 | 0.19147 | 548.8462 | 0.1223
| 549.0729 | 0.16389 |  |  | 502.9915 | 0 | 549.0729 | 0.019035 | 549.0729 | 0.013234 | 549.5856 | 0.073308 | 549.0729 | 0.057974
| 549.2996 | 0.16094 |  |  | 503.1056 | 0.025754 | 549.2996 | 0.12424 | 549.2996 | 0.034876 | 549.8121 | 0.055473 | 549.2996 | 0.12328
| 549.5263 | 0.15105 |  |  | 503.2198 | 0 | 549.5263 | 0.059375 | 549.5263 | 0.011099 | 550.0385 | 0.088027 | 549.5263 | 0.057579
| 549.7531 | 0.15979 |  |  | 503.3339 | 0.02537 | 549.7531 | 0.10251 | 549.7531 | 0.035214 | 550.2649 | 0.12548 | 549.7531 | 0.12374
| 549.9798 | 0.15867 |  |  | 503.448 | 0 | 549.9798 | 0.039149 | 549.9798 | 0.017764 | 550.4913 | 0.096499 | 549.9798 | 0.05239
| 550.2066 | 0.17395 |  |  | 503.5621 | 0.016144 | 550.2066 | 0.10027 | 550.2066 | 0.03937 | 550.7178 | 0.084455 | 550.2066 | 0.12328
| 550.4334 | 0.16298 |  |  | 503.6762 | 0 | 550.4334 | 0.03256 | 550.4334 | 0.016228 | 550.9443 | 0.11656 | 550.4334 | 0.054181
| 550.6602 | 0.17095 |  |  | 503.7904 | 0.02806 | 550.6602 | 0.15847 | 550.6602 | 0.039438 | 551.1708 | 0.11434 | 550.6602 | 0.13059
| 550.887 | 0.11858 |  |  | 503.9045 | 0 | 550.887 | 0.029785 | 550.887 | 0.015436 | 551.3973 | 0.099617 | 550.887 | 0.049343
| 551.1139 | 0.1565 |  |  | 504.0186 | 0.031136 | 551.1139 | 0.069563 | 551.1139 | 0.033802 | 551.6238 | 0.08892 | 551.1139 | 0.1241
| 551.3407 | 0.14806 |  |  | 504.1328 | 0 | 551.3407 | 0.036622 | 551.3407 | 0.020614 | 551.8503 | 0.060822 | 551.3407 | 0.044962
| 551.5675 | 0.16527 |  |  | 504.2469 | 0.036902 | 551.5675 | 0.074074 | 551.5675 | 0.033203 | 552.0768 | 0.14153 | 551.5675 | 0.11868
| 551.7944 | 0.1608 |  |  | 504.3611 | 0 | 551.7944 | -0.026146 | 551.7944 | 0.018328 | 552.3033 | 0.11433 | 551.7944 | 0.060353
| 552.0213 | 0.16832 |  |  | 504.4752 | 0.020373 | 552.0213 | 0.097915 | 552.0213 | 0.034568 | 552.5299 | 0.09204 | 552.0213 | 0.12431
| 552.2482 | 0.15243 |  |  | 504.5894 | 0 | 552.2482 | 0.028065 | 552.2482 | 0.012352 | 552.7565 | 0.13038 | 552.2482 | 0.041904
| 552.4751 | 0.167 |  |  | 504.7035 | 0.027292 | 552.4751 | 0.082519 | 552.4751 | 0.038653 | 552.983 | 0.17542 | 552.4751 | 0.11584
| 552.702 | 0.15652 |  |  | 504.8177 | 0 | 552.702 | 0.031193 | 552.702 | 0.019507 | 553.2097 | 0.047452 | 552.702 | 0.046232
| 552.9289 | 0.16056 |  |  | 504.9318 | 0.024601 | 552.9289 | 0.10892 | 552.9289 | 0.034498 | 553.4363 | 0.056364 | 552.9289 | 0.11266
| 553.1558 | 0.14243 |  |  | 505.046 | 0 | 553.1558 | 0.051887 | 553.1558 | 0.012322 | 553.6628 | 0.10007 | 553.1558 | 0.043649
| 553.3828 | 0.16277 |  |  | 505.1602 | 0.025754 | 553.3828 | 0.12326 | 553.3828 | 0.041304 | 553.8895 | 0.18567 | 553.3828 | 0.12201
| 553.6097 | 0.13865 |  |  | 505.2743 | 0 | 553.6097 | 0.067237 | 553.6097 | 0.015225 | 554.1161 | 0.05637 | 553.6097 | 0.049657
| 553.8367 | 0.15921 |  |  | 505.3885 | 0.021142 | 553.8367 | 0.12984 | 553.8367 | 0.035317 | 554.3428 | 0.092928 | 553.8367 | 0.11935
| 554.0637 | 0.14002 |  |  | 505.5027 | 0 | 554.0637 | 0.020167 | 554.0637 | 0.019806 | 554.5695 | 0.079554 | 554.0637 | 0.037374
| 554.2907 | 0.15093 |  |  | 505.6169 | 0.034211 | 554.2907 | 0.10893 | 554.2907 | 0.025934 | 554.7961 | 0.10809 | 554.2907 | 0.1124
| 554.5177 | 0.14815 |  |  | 505.7311 | 0 | 554.5177 | -0.040271 | 554.5177 | 0.020975 | 555.0228 | 0.11701 | 554.5177 | 0.045465
| 554.7447 | 0.1409 |  |  | 505.8453 | 0.030367 | 554.7447 | 0.12193 | 554.7447 | 0.034529 | 555.2495 | 0.12504 | 554.7447 | 0.11688
| 554.9718 | 0.14389 |  |  | 505.9594 | 0 | 554.9718 | 0.0091762 | 554.9718 | 0.01639 | 555.4762 | 0.090255 | 554.9718 | 0.040625
| 555.1988 | 0.14813 |  |  | 506.0736 | 0.037286 | 555.1988 | 0.09773 | 555.1988 | 0.037032 | 555.7029 | 0.10809 | 555.1988 | 0.11523
| 555.4259 | 0.13255 |  |  | 506.1878 | 0 | 555.4259 | -0.027482 | 555.4259 | 0.017159 | 555.9297 | 0.15401 | 555.4259 | 0.040207
| 555.6529 | 0.15729 |  |  | 506.3021 | 0.023063 | 555.6529 | 0.078973 | 555.6529 | 0.030229 | 556.1564 | 0.17096 | 555.6529 | 0.11918
| 555.88 | 0.15039 |  |  | 506.4163 | 0 | 555.88 | 0.050509 | 555.88 | 0.019544 | 556.3832 | 0.080893 | 555.88 | 0.046706
| 556.1071 | 0.15184 |  |  | 506.5305 | 0.014607 | 556.1071 | 0.12921 | 556.1071 | 0.031363 | 556.6099 | 0.15669 | 556.1071 | 0.10962
| 556.3342 | 0.13327 |  |  | 506.6447 | 0 | 556.3342 | 0.010669 | 556.3342 | 0.016229 | 556.8367 | 0.073315 | 556.3342 | 0.037051
| 556.5613 | 0.14627 |  |  | 506.7589 | 0.054968 | 556.5613 | 0.0943 | 556.5613 | 0.035707 | 557.0635 | 0.11656 | 556.5613 | 0.11971
| 556.7885 | 0.13954 |  |  | 506.8731 | 0 | 556.7885 | -0.024093 | 556.7885 | 0.011164 | 557.2903 | 0.027385 | 556.7885 | 0.02994
| 557.0156 | 0.14694 |  |  | 506.9874 | 0.039977 | 557.0156 | 0.10874 | 557.0156 | 0.035717 | 557.5172 | 0.18433 | 557.0156 | 0.11392
| 557.2428 | 0.12231 |  |  | 507.1016 | 0 | 557.2428 | 0.015962 | 557.2428 | 0.009966 | 557.744 | 0.098282 | 557.2428 | 0.034451
| 557.4699 | 0.15246 |  |  | 507.2158 | 0.023063 | 557.4699 | 0.099205 | 557.4699 | 0.030405 | 557.9708 | 0.12503 | 557.4699 | 0.10485
| 557.6971 | 0.14168 |  |  | 507.3301 | 0 | 557.6971 | -0.026753 | 557.6971 | 0.014006 | 558.1977 | 0.082668 | 557.6971 | 0.030502
| 557.9243 | 0.15446 |  |  | 507.4443 | 0.024986 | 557.9243 | 0.11729 | 557.9243 | 0.027756 | 558.4246 | 0.18032 | 557.9243 | 0.11475
| 558.1515 | 0.13164 |  |  | 507.5585 | 0 | 558.1515 | 0.036166 | 558.1515 | 0.012341 | 558.6514 | 0.04433 | 558.1515 | 0.03508
| 558.3787 | 0.14448 |  |  | 507.6728 | 0.043052 | 558.3787 | 0.08179 | 558.3787 | 0.025719 | 558.8783 | 0.21019 | 558.3787 | 0.10381
| 558.606 | 0.1472 |  |  | 507.787 | 0 | 558.606 | 0.015163 | 558.606 | 0.021272 | 559.1052 | 0.081333 | 558.606 | 0.0412
| 558.8332 | 0.1624 |  |  | 507.9013 | 0.02537 | 558.8332 | 0.087103 | 558.8332 | 0.042413 | 559.3321 | 0.12816 | 558.8332 | 0.10296
| 559.0604 | 0.13907 |  |  | 508.0156 | 0 | 559.0604 | 0.083551 | 559.0604 | 0.010393 | 559.559 | 0.11834 | 559.0604 | 0.030763
| 559.2877 | 0.15046 |  |  | 508.1298 | 0.030751 | 559.2877 | 0.090756 | 559.2877 | 0.036369 | 559.7859 | 0.11121 | 559.2877 | 0.11133
| 559.515 | 0.14347 |  |  | 508.2441 | 0 | 559.515 | -0.023764 | 559.515 | 0.013869 | 560.0129 | 0.067959 | 559.515 | 0.039048
| 559.7423 | 0.14609 |  |  | 508.3584 | 0.010763 | 559.7423 | 0.085933 | 559.7423 | 0.040105 | 560.2399 | 0.077774 | 559.7423 | 0.10733
| 559.9696 | 0.13362 |  |  | 508.4726 | 0 | 559.9696 | -0.001096 | 559.9696 | 0.010846 | 560.4669 | 0.097389 | 559.9696 | 0.01976
| 560.1969 | 0.14708 |  |  | 508.5869 | 0.024217 | 560.1969 | 0.055389 | 560.1969 | 0.03388 | 560.6938 | 0.11924 | 560.1969 | 0.11363
| 560.4242 | 0.14454 |  |  | 508.7012 | 0 | 560.4242 | -0.010392 | 560.4242 | 0.020446 | 560.9208 | 0.15267 | 560.4242 | 0.044045
| 560.6516 | 0.15988 |  |  | 508.8155 | 0.030367 | 560.6516 | 0.094105 | 560.6516 | 0.031166 | 561.1478 | 0.093377 | 560.6516 | 0.10326
| 560.8789 | 0.12502 |  |  | 508.9298 | 0 | 560.8789 | -0.016803 | 560.8789 | 0.010664 | 561.3749 | 0.088469 | 560.8789 | 0.032891
| 561.1063 | 0.16436 |  |  | 509.0441 | 0.026139 | 561.1063 | 0.092787 | 561.1063 | 0.039433 | 561.6019 | 0.18523 | 561.1063 | 0.10716
| 561.3336 | 0.13144 |  |  | 509.1583 | 0 | 561.3336 | -0.0035486 | 561.3336 | 0.0097718 | 561.8289 | 0.08847 | 561.3336 | 0.037138
| 561.561 | 0.15291 |  |  | 509.2726 | 0.03152 | 561.561 | 0.11071 | 561.561 | 0.031116 | 562.056 | 0.13751 | 561.561 | 0.1068
| 561.7884 | 0.1414 |  |  | 509.387 | 0 | 561.7884 | -0.0086412 | 561.7884 | 0.01713 | 562.2831 | 0.044775 | 561.7884 | 0.030487
| 562.0158 | 0.14965 |  |  | 509.5013 | 0.018835 | 562.0158 | 0.073582 | 562.0158 | 0.033025 | 562.5101 | 0.16248 | 562.0158 | 0.11089
| 562.2433 | 0.13477 |  |  | 509.6156 | 0 | 562.2433 | 0.028852 | 562.2433 | 0.010837 | 562.7372 | 0.073308 | 562.2433 | 0.028689
| 562.4707 | 0.14746 |  |  | 509.7299 | 0.04728 | 562.4707 | 0.05563 | 562.4707 | 0.034278 | 562.9644 | 0.17809 | 562.4707 | 0.089886
| 562.6981 | 0.12567 |  |  | 509.8442 | 0 | 562.6981 | -0.02871 | 562.6981 | 0.010927 | 563.1915 | 0.077769 | 562.6981 | 0.027061
| 562.9256 | 0.14044 |  |  | 509.9585 | 0.040361 | 562.9256 | 0.078275 | 562.9256 | 0.032755 | 563.4186 | 0.17764 | 562.9256 | 0.10278
| 563.1531 | 0.1247 |  |  | 510.0728 | 0 | 563.1531 | 0.0012316 | 563.1531 | 0.0066172 | 563.6458 | 0.11834 | 563.1531 | 0.023145
| 563.3806 | 0.15436 |  |  | 510.1872 | 0.032289 | 563.3806 | 0.15148 | 563.3806 | 0.035711 | 563.8729 | 0.09694 | 563.3806 | 0.11306
| 563.6081 | 0.14071 |  |  | 510.3015 | 0 | 563.6081 | 0.0053805 | 563.6081 | 0.0077887 | 564.1 | 0.095154 | 563.6081 | 0.034208
| 563.8356 | 0.13075 |  |  | 510.4158 | 0.01576 | 563.8356 | 0.081806 | 563.8356 | 0.031055 | 564.3272 | 0.097388 | 563.8356 | 0.10337
| 564.0631 | 0.095707 |  |  | 510.5302 | 0 | 564.0631 | 0.008152 | 564.0631 | 0.019421 | 564.5544 | 0.09828 | 564.0631 | 0.032088
| 564.2906 | 0.13616 |  |  | 510.6445 | 0.023448 | 564.2906 | 0.1166 | 564.2906 | 0.034517 | 564.7816 | 0.092927 | 564.2906 | 0.10326
| 564.5182 | 0.10674 |  |  | 510.7589 | 0 | 564.5182 | -0.012096 | 564.5182 | 0.01602 | 565.0088 | 0.067511 | 564.5182 | 0.034933
| 564.7457 | 0.13581 |  |  | 510.8732 | 0.023063 | 564.7457 | 0.064844 | 564.7457 | 0.035329 | 565.236 | 0.12146 | 564.7457 | 0.10415
| 564.9733 | 0.13419 |  |  | 510.9876 | 0 | 564.9733 | 0.010798 | 564.9733 | 0.013455 | 565.4633 | 0.087131 | 564.9733 | 0.025059
| 565.2009 | 0.13371 |  |  | 511.1019 | 0.010763 | 565.2009 | 0.080391 | 565.2009 | 0.033636 | 565.6905 | 0.17185 | 565.2009 | 0.10588
| 565.4284 | 0.1189 |  |  | 511.2163 | 0 | 565.4284 | 0.053683 | 565.4284 | 0.008773 | 565.9178 | 0.1072 | 565.4284 | 0.034341
| 565.6561 | 0.15806 |  |  | 511.3307 | 0.022295 | 565.6561 | 0.11583 | 565.6561 | 0.039127 | 566.145 | 0.13574 | 565.6561 | 0.10806
| 565.8837 | 0.14587 |  |  | 511.445 | 0 | 565.8837 | 0.019369 | 565.8837 | 0.016166 | 566.3723 | 0.062163 | 565.8837 | 0.013477
| 566.1113 | 0.14284 |  |  | 511.5594 | 0.018066 | 566.1113 | 0.12488 | 566.1113 | 0.028969 | 566.5996 | 0.14956 | 566.1113 | 0.10648
| 566.3389 | 0.12204 |  |  | 511.6738 | 0 | 566.3389 | -0.10074 | 566.3389 | 0.0034796 | 566.8269 | 0.12191 | 566.3389 | 0.021362
| 566.5666 | 0.12857 |  |  | 511.7882 | 0.021526 | 566.5666 | 0.096279 | 566.5666 | 0.027713 | 567.0543 | 0.088024 | 566.5666 | 0.092631
| 566.7942 | 0.10418 |  |  | 511.9026 | 0 | 566.7942 | 0.0036787 | 566.7942 | 0.0092356 | 567.2816 | 0.13707 | 566.7942 | 0.020409
| 567.0219 | 0.13855 |  |  | 512.0169 | 0.023063 | 567.0219 | 0.092215 | 567.0219 | 0.026039 | 567.5089 | 0.15 | 567.0219 | 0.10646
| 567.2496 | 0.12408 |  |  | 512.1313 | 0 | 567.2496 | -0.010277 | 567.2496 | 0.0096176 | 567.7363 | 0.090253 | 567.2496 | 0.026632
| 567.4773 | 0.15443 |  |  | 512.2457 | 0.04728 | 567.4773 | 0.10701 | 567.4773 | 0.033969 | 567.9636 | 0.16026 | 567.4773 | 0.11394
| 567.705 | 0.12841 |  |  | 512.3601 | 0 | 567.705 | -0.066692 | 567.705 | 0.014153 | 568.191 | 0.019358 | 567.705 | 0.017311
| 567.9327 | 0.1484 |  |  | 512.4745 | 0.04728 | 567.9327 | 0.11601 | 567.9327 | 0.029031 | 568.4184 | 0.11076 | 567.9327 | 0.10466
| 568.1605 | 0.13228 |  |  | 512.5889 | 0 | 568.1605 | -0.0059712 | 568.1605 | 0.011135 | 568.6458 | 0.047006 | 568.1605 | 0.014419
| 568.3882 | 0.13403 |  |  | 512.7034 | 0.049202 | 568.3882 | 0.12175 | 568.3882 | 0.028759 | 568.8732 | 0.092037 | 568.3882 | 0.10832
| 568.616 | 0.12609 |  |  | 512.8178 | 0 | 568.616 | -0.018857 | 568.616 | 0.010332 | 569.1006 | 0.10006 | 568.616 | 0.013584
| 568.8438 | 0.12678 |  |  | 512.9322 | 0.042667 | 568.8438 | -0.010091 | 568.8438 | 0.024711 | 569.3281 | 0.1616 | 568.8438 | 0.1003
| 569.0715 | 0.11033 |  |  | 513.0466 | 0 | 569.0715 | 0.0053963 | 569.0715 | 0.0066918 | 569.5555 | 0.065286 | 569.0715 | 0.014576
| 569.2993 | 0.12605 |  |  | 513.161 | 0.039592 | 569.2993 | 0.051836 | 569.2993 | 0.03318 | 569.783 | 0.16115 | 569.2993 | 0.098072
| 569.5271 | 0.14383 |  |  | 513.2755 | 0 | 569.5271 | -0.06003 | 569.5271 | 0.01682 | 570.0104 | 0.082232 | 569.5271 | 0.023313
| 569.755 | 0.13764 |  |  | 513.3899 | 0.035749 | 569.755 | 0.044644 | 569.755 | 0.029332 | 570.2379 | 0.089812 | 569.755 | 0.088541
| 569.9828 | 0.12569 |  |  | 513.5043 | 0 | 569.9828 | 0.012317 | 569.9828 | 0.011887 | 570.4654 | 0.059491 | 569.9828 | 0.021224
| 570.2106 | 0.12264 |  |  | 513.6188 | 0.049586 | 570.2106 | 0.10903 | 570.2106 | 0.036843 | 570.6929 | 0.12682 | 570.2106 | 0.10472
| 570.4385 | 0.12667 |  |  | 513.7332 | 0 | 570.4385 | -0.019665 | 570.4385 | 0.0083687 | 570.9205 | 0.067514 | 570.4385 | 0.021523
| 570.6664 | 0.13592 |  |  | 513.8477 | 0.040361 | 570.6664 | 0.11018 | 570.6664 | 0.030564 | 571.1479 | 0.1616 | 570.6664 | 0.10077
| 570.8942 | 0.11059 |  |  | 513.9621 | 0 | 570.8942 | -0.023009 | 570.8942 | 0.0098487 | 571.3755 | 0.14064 | 570.8942 | 0.014092
| 571.1221 | 0.13613 |  |  | 514.0766 | 0.024217 | 571.1221 | 0.070748 | 571.1221 | 0.03878 | 571.6031 | 0.10497 | 571.1221 | 0.09467
| 571.35 | 0.131 |  |  | 514.1911 | 0 | 571.35 | -0.015978 | 571.35 | 0.013272 | 571.8306 | 0.054581 | 571.35 | 0.018565
| 571.578 | 0.14217 |  |  | 514.3055 | 0.055352 | 571.578 | 0.058244 | 571.578 | 0.045171 | 572.0582 | 0.11745 | 571.578 | 0.10177
| 571.8059 | 0.1254 |  |  | 514.42 | 0 | 571.8059 | -0.032706 | 571.8059 | 0.011731 | 572.2858 | 0.086244 | 571.8059 | 0.019704
| 572.0338 | 0.12717 |  |  | 514.5345 | 0.037286 | 572.0338 | 0.03721 | 572.0338 | 0.025285 | 572.5134 | 0.049237 | 572.0338 | 0.095631
| 572.2618 | 0.11008 |  |  | 514.6489 | 0 | 572.2618 | 0.0092679 | 572.2618 | 0.0042996 | 572.741 | 0.10676 | 572.2618 | 0.010669
| 572.4897 | 0.12193 |  |  | 514.7634 | 0.048049 | 572.4897 | 0.069563 | 572.4897 | 0.030666 | 572.9686 | 0.11255 | 572.4897 | 0.084001
| 572.7177 | 0.13727 |  |  | 514.8779 | 0 | 572.7177 | -0.019464 | 572.7177 | 0.014598 | 573.1963 | 0.17007 | 572.7177 | 0.015398
| 572.9457 | 0.12986 |  |  | 514.9924 | 0.031904 | 572.9457 | 0.091681 | 572.9457 | 0.02478 | 573.4239 | 0.13529 | 572.9457 | 0.095262
| 573.1737 | 0.12603 |  |  | 515.1069 | 0 | 573.1737 | -0.011517 | 573.1737 | 0.012587 | 573.6516 | 0.070189 | 573.1737 | 0.018193
| 573.4017 | 0.12124 |  |  | 515.2214 | 0.026523 | 573.4017 | 0.053264 | 573.4017 | 0.029972 | 573.8793 | 0.10675 | 573.4017 | 0.098972
| 573.6297 | 0.12349 |  |  | 515.3359 | 0 | 573.6297 | -0.02105 | 573.6297 | 0.015371 | 574.1069 | 0.13038 | 573.6297 | 0.025607
| 573.8578 | 0.12523 |  |  | 515.4504 | 0.023832 | 573.8578 | 0.11359 | 573.8578 | 0.031195 | 574.3346 | 0.13529 | 573.8578 | 0.088151
| 574.0858 | 0.1079 |  |  | 515.5649 | 0 | 574.0858 | -0.004062 | 574.0858 | 0.0067612 | 574.5623 | 0.089809 | 574.0858 | 0.018879
| 574.3139 | 0.1395 |  |  | 515.6794 | 0.048049 | 574.3139 | 0.056317 | 574.3139 | 0.028046 | 574.79 | 0.16962 | 574.3139 | 0.10398
| 574.5419 | 0.1164 |  |  | 515.7939 | 0 | 574.5419 | -0.049385 | 574.5419 | 0.011386 | 575.0178 | 0.059491 | 574.5419 | 0.0132
| 574.77 | 0.12118 |  |  | 515.9084 | 0.046127 | 574.77 | 0.11088 | 574.77 | 0.032837 | 575.2455 | 0.18032 | 574.77 | 0.091849
| 574.9981 | 0.09694 |  |  | 516.023 | 0 | 574.9981 | -0.047967 | 574.9981 | 0.0093289 | 575.4733 | 0.046106 | 574.9981 | 0.011885
| 575.2262 | 0.11271 |  |  | 516.1375 | 0.011916 | 575.2262 | 0.048261 | 575.2262 | 0.023245 | 575.701 | 0.10096 | 575.2262 | 0.10182
| 575.4543 | 0.13011 |  |  | 516.252 | 0 | 575.4543 | -0.0095828 | 575.4543 | 0.014862 | 575.9288 | 0.093376 | 575.4543 | 0.018868
| 575.6825 | 0.11311 |  |  | 516.3666 | 0.021142 | 575.6825 | 0.047049 | 575.6825 | 0.025977 | 576.1566 | 0.11656 | 575.6825 | 0.096693
| 575.9106 | 0.11828 |  |  | 516.4811 | 0 | 575.9106 | -0.031055 | 575.9106 | 0.010039 | 576.3844 | 0.071973 | 575.9106 | 0.015221
| 576.1388 | 0.11575 |  |  | 516.5957 | 0.035364 | 576.1388 | 0.11652 | 576.1388 | 0.021303 | 576.6122 | 0.16293 | 576.1388 | 0.10007
| 576.3669 | 0.10226 |  |  | 516.7102 | 0 | 576.3669 | -0.023594 | 576.3669 | 0.0074711 | 576.84 | 0.027827 | 576.3669 | -0.0027214
| 576.5951 | 0.12933 |  |  | 516.8248 | 0.016529 | 576.5951 | 0.092748 | 576.5951 | 0.02829 | 577.0679 | 0.10407 | 576.5951 | 0.10584
| 576.8233 | 0.10698 |  |  | 516.9393 | 0 | 576.8233 | -0.048781 | 576.8233 | 0.0094086 | 577.2957 | 0.1072 | 576.8233 | 0.01259
| 577.0515 | 0.12865 |  |  | 517.0539 | 0.034211 | 577.0515 | 0.085101 | 577.0515 | 0.024184 | 577.5236 | 0.15758 | 577.0515 | 0.101
| 577.2797 | 0.11711 |  |  | 517.1684 | 0 | 577.2797 | -0.068514 | 577.2797 | 0.011794 | 577.7515 | 0.14733 | 577.2797 | 0.0075922
| 577.5079 | 0.12113 |  |  | 517.283 | 0.035364 | 577.5079 | 0.12641 | 577.5079 | 0.030336 | 577.9793 | 0.15446 | 577.5079 | 0.095605
| 577.7362 | 0.11637 |  |  | 517.3976 | 0 | 577.7362 | -0.061599 | 577.7362 | 0.0073903 | 578.2072 | 0.094714 | 577.7362 | 0.017386
| 577.9644 | 0.10559 |  |  | 517.5121 | 0.031904 | 577.9644 | 0.11753 | 577.9644 | 0.023812 | 578.4351 | 0.13885 | 577.9644 | 0.10295
| 578.1927 | 0.097178 |  |  | 517.6267 | 0 | 578.1927 | -0.043184 | 578.1927 | 0.01206 | 578.663 | 0.10497 | 578.1927 | 0.01191
| 578.4209 | 0.12207 |  |  | 517.7413 | 0.02191 | 578.4209 | 0.092701 | 578.4209 | 0.031579 | 578.8909 | 0.17988 | 578.4209 | 0.092944
| 578.6492 | 0.11708 |  |  | 517.8559 | 0 | 578.6492 | -0.025486 | 578.6492 | -0.0041292 | 579.1189 | 0.099613 | 578.6492 | 0.013141
| 578.8775 | 0.12318 |  |  | 517.9705 | 0.015376 | 578.8775 | 0.10743 | 578.8775 | 0.02695 | 579.3469 | 0.15713 | 578.8775 | 0.090801
| 579.1058 | 0.10376 |  |  | 518.0851 | 0 | 579.1058 | 0.0019976 | 579.1058 | 0.0032433 | 579.5748 | 0.088472 | 579.1058 | 0.020509
| 579.3341 | 0.11002 |  |  | 518.1997 | 0.026907 | 579.3341 | 0.09277 | 579.3341 | 0.028426 | 579.8028 | 0.18255 | 579.3341 | 0.089142
| 579.5625 | 0.10294 |  |  | 518.3143 | 0 | 579.5625 | -0.043392 | 579.5625 | 0.012762 | 580.0308 | 0.13797 | 579.5625 | 0.003654
| 579.7908 | 0.1258 |  |  | 518.4289 | 0.012685 | 579.7908 | 0.087653 | 579.7908 | 0.029189 | 580.2588 | 0.11076 | 579.7908 | 0.082188
| 580.0192 | 0.12984 |  |  | 518.5435 | 0 | 580.0192 | 0.083919 | 580.0192 | 0.029424 | 580.4868 | 0.16204 | 580.0192 | 0.088825
| 580.2475 | 0.09491 |  |  | 518.6581 | 0.024986 | 580.2475 | -0.045726 | 580.2475 | 0.0086798 | 580.7148 | 0.12281 | 580.2475 | 0.011114
| 580.4759 | 0.11814 |  |  | 518.7727 | 0 | 580.4759 | 0.067748 | 580.4759 | 0.032221 | 580.9428 | 0.16026 | 580.4759 | 0.099548
| 580.7043 | 0.10147 |  |  | 518.8874 | 0.011916 | 580.7043 | -0.062794 | 580.7043 | 0.0053402 | 581.1709 | 0.088024 | 580.7043 | 0.0046885
| 580.9327 | 0.12507 |  |  | 519.002 | 0 | 580.9327 | 0.066559 | 580.9327 | 0.03393 | 581.3989 | 0.18434 | 580.9327 | 0.091186
| 581.1611 | 0.090373 |  |  | 519.1166 | 0.037286 | 581.1611 | -0.0144 | 581.1611 | 0.011612 | 581.627 | 0.10497 | 581.1611 | 0.017708
| 581.3895 | 0.10688 |  |  | 519.2313 | 0 | 581.3895 | 0.058436 | 581.3895 | 0.029326 | 581.8551 | 0.17052 | 581.3895 | 0.084408
| 581.618 | 0.083329 |  |  | 519.3459 | 0.026139 | 581.618 | -0.0074744 | 581.618 | 0.0037055 | 582.0832 | 0.047003 | 581.618 | 0.01438
| 581.8464 | 0.1167 |  |  | 519.4606 | 0 | 581.8464 | 0.084911 | 581.8464 | 0.028968 | 582.3113 | 0.12503 | 581.8464 | 0.10195
| 582.0749 | 0.094495 |  |  | 519.5752 | 0.038823 | 582.0749 | -0.033665 | 582.0749 | 0.0034045 | 582.5394 | 0.076876 | 582.0749 | 0.0081921
| 582.3033 | 0.10758 |  |  | 519.6899 | 0 | 582.3033 | 0.053178 | 582.3033 | 0.032499 | 582.7675 | 0.13172 | 582.3033 | 0.094109
| 582.5318 | 0.096613 |  |  | 519.8045 | 0.023448 | 582.5318 | 0.052488 | 582.5318 | 0.0067437 | 582.9957 | 0.09159 | 582.5318 | 0.0070756
| 582.7603 | 0.1059 |  |  | 519.9192 | 0 | 582.7603 | 0.070746 | 582.7603 | 0.025209 | 583.2238 | 0.12147 | 582.7603 | 0.088857
| 582.9888 | 0.10321 |  |  | 520.0338 | 0.024986 | 582.9888 | -0.079346 | 582.9888 | 0.0059431 | 583.452 | 0.093374 | 582.9888 | 0.0082839
| 583.2173 | 0.07836 |  |  | 520.1485 | 0 | 583.2173 | 0.12411 | 583.2173 | 0.034398 | 583.6801 | 0.19727 | 583.2173 | 0.081522
| 583.4459 | 0.087029 |  |  | 520.2632 | 0.036133 | 583.4459 | -0.053688 | 583.4459 | -0.0018532 | 583.9083 | 0.047898 | 583.4459 | 0.003713
| 583.6744 | 0.1204 |  |  | 520.3779 | 0 | 583.6744 | 0.079562 | 583.6744 | 0.027689 | 584.1365 | 0.13751 | 583.6744 | 0.092952
| 583.903 | 0.08523 |  |  | 520.4925 | 0.035364 | 583.903 | -0.0078087 | 583.903 | -0.00038732 | 584.3647 | 0.073316 | 583.903 | 0.0060013
| 584.1315 | 0.11368 |  |  | 520.6072 | 0 | 584.1315 | 0.081514 | 584.1315 | 0.038293 | 584.593 | 0.10051 | 584.1315 | 0.092801
| 584.3601 | 0.075302 |  |  | 520.7219 | 0.021526 | 584.3601 | -0.016055 | 584.3601 | 0.010272 | 584.8212 | 0.10319 | 584.3601 | -0.00093618
| 584.5887 | 0.10597 |  |  | 520.8366 | 0 | 584.5887 | 0.10756 | 584.5887 | 0.032289 | 585.0494 | 0.18434 | 584.5887 | 0.088261
| 584.8173 | 0.09776 |  |  | 520.9513 | 0.03498 | 584.8173 | -0.029078 | 584.8173 | 0.0019296 | 585.2776 | 0.074652 | 584.8173 | 0.0059073
| 585.0459 | 0.10266 |  |  | 521.066 | 0 | 585.0459 | 0.095472 | 585.0459 | 0.032385 | 585.5059 | 0.15357 | 585.0459 | 0.094522
| 585.2745 | 0.087721 |  |  | 521.1807 | 0.0042282 | 585.2745 | -0.059843 | 585.2745 | 0.0075155 | 585.7342 | 0.04745 | 585.2745 | -0.0014493
| 585.5032 | 0.10542 |  |  | 521.2954 | 0 | 585.5032 | 0.074868 | 585.5032 | 0.024868 | 585.9625 | 0.13797 | 585.5032 | 0.08209
| 585.7318 | 0.081819 |  |  | 521.4101 | 0.018066 | 585.7318 | -0.030966 | 585.7318 | 0.00010187 | 586.1908 | 0.012669 | 585.7318 | 0.003414
| 585.9605 | 0.071538 |  |  | 521.5249 | 0 | 585.9605 | 0.083396 | 585.9605 | 0.031205 | 586.4191 | 0.15045 | 585.9605 | 0.095783
| 586.1891 | 0.087088 |  |  | 521.6396 | 0.045358 | 586.1891 | -0.093825 | 586.1891 | 0.003484 | 586.6474 | 0.11745 | 586.1891 | 0.015077
| 586.4178 | 0.10614 |  |  | 521.7543 | 0 | 586.4178 | 0.088492 | 586.4178 | 0.025856 | 586.8757 | 0.12727 | 586.4178 | 0.085473
| 586.6465 | 0.068791 |  |  | 521.869 | 0.020757 | 586.6465 | -0.053512 | 586.6465 | 0.009757 | 587.1041 | 0.088916 | 586.6465 | 0.01195
| 586.8752 | 0.11957 |  |  | 521.9838 | 0 | 586.8752 | 0.092746 | 586.8752 | 0.031312 | 587.3325 | 0.14555 | 586.8752 | 0.086828
| 587.1039 | 0.097113 |  |  | 522.0985 | 0.021526 | 587.1039 | -0.052112 | 587.1039 | 0.011261 | 587.5609 | 0.13395 | 587.1039 | 0.011363
| 587.3327 | 0.081211 |  |  | 522.2132 | 0 | 587.3327 | 0.075191 | 587.3327 | 0.025027 | 587.7892 | 0.17675 | 587.3327 | 0.079687
| 587.5614 | 0.098979 |  |  | 522.328 | 0.035364 | 587.5614 | 0.017273 | 587.5614 | 0.0089836 | 588.0176 | 0.08937 | 587.5614 | 0.011235
| 587.7902 | 0.093836 |  |  | 522.4427 | 0 | 587.7902 | 0.06286 | 587.7902 | 0.023889 | 588.246 | 0.073758 | 587.7902 | 0.081135
| 588.0189 | 0.05713 |  |  | 522.5575 | 0.014991 | 588.0189 | -0.052588 | 588.0189 | 0.0093631 | 588.4744 | 0.059488 | 588.0189 | -0.0004125
| 588.2477 | 0.095082 |  |  | 522.6723 | 0 | 588.2477 | 0.05515 | 588.2477 | 0.024519 | 588.7028 | 0.16026 | 588.2477 | 0.08537
| 588.4765 | 0.10593 |  |  | 522.787 | 0.012685 | 588.4765 | -0.034287 | 588.4765 | 0.010226 | 588.9313 | 0.0095531 | 588.4765 | 0.0093907
| 588.7053 | 0.11322 |  |  | 522.9018 | 0 | 588.7053 | 0.062802 | 588.7053 | 0.032887 | 589.1597 | 0.13886 | 588.7053 | 0.087915
| 588.9341 | 0.07684 |  |  | 523.0166 | 0.027292 | 588.9341 | -0.065138 | 588.9341 | -0.0018336 | 589.3882 | 0.088026 | 588.9341 | 0.0034302
| 589.1629 | 0.097004 |  |  | 523.1313 | 0 | 589.1629 | 0.059561 | 589.1629 | 0.029513 | 589.6166 | 0.12815 | 589.1629 | 0.092348
| 589.3917 | 0.086264 |  |  | 523.2461 | 0.050355 | 589.3917 | -0.0055107 | 589.3917 | 0.0045935 | 589.8452 | 0.092929 | 589.3917 | 0.007915
| 589.6206 | 0.10668 |  |  | 523.3609 | 0 | 589.6206 | 0.065274 | 589.6206 | 0.025534 | 590.0737 | 0.12459 | 589.6206 | 0.082886
| 589.8494 | 0.08391 |  |  | 523.4757 | 0.012685 | 589.8494 | -0.0031514 | 589.8494 | 0.0039425 | 590.3021 | 0.076879 | 589.8494 | 0.0081932
| 590.0783 | 0.080415 |  |  | 523.5905 | 0 | 590.0783 | 0.09139 | 590.0783 | 0.021153 | 590.5306 | 0.14198 | 590.0783 | 0.072055
| 590.3072 | 0.084391 |  |  | 523.7053 | 0.03498 | 590.3072 | -0.04513 | 590.3072 | 0.0046216 | 590.7592 | 0.055919 | 590.3072 | 0.0041442
| 590.5361 | 0.080744 |  |  | 523.8201 | 0 | 590.5361 | 0.076947 | 590.5361 | 0.025745 | 590.9877 | 0.14153 | 590.5361 | 0.072916
| 590.765 | 0.066579 |  |  | 523.9349 | 0.027676 | 590.765 | -0.034356 | 590.765 | 0.0062758 | 591.2163 | 0.046555 | 590.765 | 0.0066068
| 590.9939 | 0.11074 |  |  | 524.0497 | 0 | 590.9939 | 0.065198 | 590.9939 | 0.029278 | 591.4449 | 0.11166 | 590.9939 | 0.083479
| 591.2228 | 0.058787 |  |  | 524.1645 | 0.011532 | 591.2228 | -0.061508 | 591.2228 | 0.0019322 | 591.6735 | 0.063058 | 591.2228 | -0.004544
| 591.4518 | 0.091716 |  |  | 524.2794 | 0 | 591.4518 | 0.056955 | 591.4518 | 0.019742 | 591.902 | 0.12459 | 591.4518 | 0.076966
| 591.6807 | 0.075779 |  |  | 524.3942 | 0.018835 | 591.6807 | -0.050558 | 591.6807 | 0.0013718 | 592.1306 | 0.058151 | 591.6807 | 0.0035742
| 591.9097 | 0.082046 |  |  | 524.509 | 0 | 591.9097 | 0.087806 | 591.9097 | 0.022282 | 592.3593 | 0.13841 | 591.9097 | 0.073384
| 592.1386 | 0.073103 |  |  | 524.6238 | 0.006919 | 592.1386 | -0.009176 | 592.1386 | 0.00054937 | 592.5878 | 0.09649 | 592.1386 | -0.00025397
| 592.3676 | 0.086594 |  |  | 524.7387 | 0 | 592.3676 | 0.041621 | 592.3676 | 0.022287 | 592.8165 | 0.16204 | 592.3676 | 0.081083
| 592.5966 | 0.079846 |  |  | 524.8535 | 0.039977 | 592.5966 | -0.011565 | 592.5966 | 0.01079 | 593.0451 | 0.12593 | 592.5966 | 0.0074192
| 592.8256 | 0.08524 |  |  | 524.9684 | 0 | 592.8256 | 0.090624 | 592.8256 | 0.027306 | 593.2738 | 0.087576 | 592.8256 | 0.076516
| 593.0547 | 0.068341 |  |  | 525.0832 | 0.016913 | 593.0547 | -0.027718 | 593.0547 | -0.0013128 | 593.5024 | 0.088915 | 593.0547 | 0.0023223
| 593.2837 | 0.088382 |  |  | 525.1981 | 0 | 593.2837 | 0.08166 | 593.2837 | 0.019457 | 593.7311 | 0.14332 | 593.2837 | 0.060961
| 593.5127 | 0.090859 |  |  | 525.3129 | 0.010763 | 593.5127 | -0.0518 | 593.5127 | 0.013545 | 593.9598 | 0.053693 | 593.5127 | 0.0020986
| 593.7418 | 0.094879 |  |  | 525.4278 | 0 | 593.7418 | 0.11667 | 593.7418 | 0.021947 | 594.1885 | 0.14822 | 593.7418 | 0.081772
| 593.9708 | 0.074318 |  |  | 525.5426 | 0.014223 | 593.9708 | -0.022239 | 593.9708 | 0.0021137 | 594.4172 | 0.058598 | 593.9708 | 0.011893
| 594.1999 | 0.079712 |  |  | 525.6575 | 0 | 594.1999 | 0.070081 | 594.1999 | 0.024744 | 594.6459 | 0.085349 | 594.1999 | 0.075912
| 594.429 | 0.079644 |  |  | 525.7724 | 0.040746 | 594.429 | -0.03474 | 594.429 | 0.0022753 | 594.8747 | 0.037639 | 594.429 | 0.0065722
| 594.6581 | 0.064313 |  |  | 525.8873 | 0 | 594.6581 | 0.057315 | 594.6581 | 0.019022 | 595.1035 | 0.12637 | 594.6581 | 0.063536
| 594.8872 | 0.068067 |  |  | 526.0022 | 0.014607 | 594.8872 | -0.045581 | 594.8872 | 0.0079963 | 595.3322 | 0.05324 | 594.8872 | 0.010159
| 595.1163 | 0.087114 |  |  | 526.117 | 0 | 595.1163 | 0.073063 | 595.1163 | 0.020398 | 595.561 | 0.15312 | 595.1163 | 0.067762
| 595.3455 | 0.078172 |  |  | 526.2319 | 0.021142 | 595.3455 | -0.015102 | 595.3455 | 0.0040815 | 595.7897 | 0.020693 | 595.3455 | 0.005419
| 595.5746 | 0.070159 |  |  | 526.3468 | 0 | 595.5746 | 0.052306 | 595.5746 | 0.02641 | 596.0186 | 0.10274 | 595.5746 | 0.077963
| 595.8038 | 0.07901 |  |  | 526.4617 | 0.017682 | 595.8038 | -0.030192 | 595.8038 | 0.0052949 | 596.2474 | 0.11478 | 595.8038 | -0.0021862
| 596.0329 | 0.082984 |  |  | 526.5766 | 0 | 596.0329 | 0.056954 | 596.0329 | 0.020633 | 596.4762 | 0.15402 | 596.0329 | 0.065473
| 596.2621 | 0.076499 |  |  | 526.6916 | 0.026139 | 596.2621 | -0.02223 | 596.2621 | 0.014422 | 596.705 | 0.088464 | 596.2621 | 0.0039309
| 596.4913 | 0.085916 |  |  | 526.8065 | 0 | 596.4913 | 0.076729 | 596.4913 | 0.025267 | 596.9338 | 0.0742 | 596.4913 | 0.069627
| 596.7205 | 0.070665 |  |  | 526.9214 | 0.053815 | 596.7205 | -0.038291 | 596.7205 | 0.0036618 | 597.1627 | 0.11522 | 596.7205 | 0.010017
| 596.9497 | 0.085401 |  |  | 527.0363 | 0 | 596.9497 | 0.060109 | 596.9497 | 0.02099 | 597.3915 | 0.17587 | 596.9497 | 0.076938
| 597.179 | 0.059818 |  |  | 527.1512 | 0.022679 | 597.179 | -0.048828 | 597.179 | 0.0039774 | 597.6204 | 0.027382 | 597.179 | 0.0044075
| 597.4082 | 0.081516 |  |  | 527.2662 | 0 | 597.4082 | 0.02882 | 597.4082 | 0.022276 | 597.8493 | 0.11835 | 597.4082 | 0.081482
| 597.6374 | 0.06362 |  |  | 527.3811 | 0.05074 | 597.6374 | -0.020445 | 597.6374 | 0.0021907 | 598.0782 | 0.08535 | 597.6374 | -0.0037648
| 597.8667 | 0.075839 |  |  | 527.496 | 0 | 597.8667 | 0.065729 | 597.8667 | 0.019117 | 598.3071 | 0.12682 | 597.8667 | 0.076058
| 598.096 | 0.06961 |  |  | 527.611 | 0.01922 | 598.096 | -0.02791 | 598.096 | 0.0033613 | 598.536 | 0.1005 | 598.096 | 0.0036579
| 598.3253 | 0.082026 |  |  | 527.7259 | 0 | 598.3253 | 0.077429 | 598.3253 | 0.019804 | 598.765 | 0.11433 | 598.3253 | 0.06815
| 598.5546 | 0.074163 |  |  | 527.8409 | 0.03152 | 598.5546 | 0.014051 | 598.5546 | 0.0029265 | 598.9939 | 0.06573 | 598.5546 | 0.0054074
| 598.7839 | 0.078667 |  |  | 527.9558 | 0 | 598.7839 | 0.095985 | 598.7839 | 0.021939 | 599.2228 | 0.08669 | 598.7839 | 0.062968
| 599.0132 | 0.073739 |  |  | 528.0708 | 0.013454 | 599.0132 | 0.0040193 | 599.0132 | 0.0070993 | 599.4518 | 0.034961 | 599.0132 | -0.0022852
| 599.2425 | 0.077241 |  |  | 528.1858 | 0 | 599.2425 | 0.044826 | 599.2425 | 0.017132 | 599.6808 | 0.14287 | 599.2425 | 0.059337
| 599.4718 | 0.057684 |  |  | 528.3007 | 0.022679 | 599.4718 | 0.0042464 | 599.4718 | -0.0013267 | 599.9098 | 0.11478 | 599.4718 | 0.0018503
| 599.7012 | 0.076014 |  |  | 528.4157 | 0 | 599.7012 | 0.064017 | 599.7012 | 0.025178 | 600.1388 | 0.087126 | 599.7012 | 0.061644
| 599.9306 | 0.07044 |  |  | 528.5307 | 0.032289 | 599.9306 | -0.023702 | 599.9306 | 0.00022138 | 600.3678 | 0.1014 | 599.9306 | 0.0010741
| 600.1599 | 0.071859 |  |  | 528.6457 | 0 | 600.1599 | 0.066922 | 600.1599 | 0.021051 | 600.5968 | 0.10496 | 600.1599 | 0.064775
| 600.3893 | 0.050351 |  |  | 528.7607 | 0.027292 | 600.3893 | 0.01015 | 600.3893 | 0.0085444 | 600.8259 | 0.071525 | 600.3893 | -0.0065069
| 600.6187 | 0.085203 |  |  | 528.8757 | 0 | 600.6187 | 0.089994 | 600.6187 | 0.021719 | 601.0549 | 0.066176 | 600.6187 | 0.072501
| 600.8481 | 0.068142 |  |  | 528.9907 | 0.057659 | 600.8481 | 0.012968 | 600.8481 | 0.0090958 | 601.2839 | 0.040758 | 600.8481 | 0.0025363
| 601.0775 | 0.078194 |  |  | 529.1057 | 0 | 601.0775 | 0.072549 | 601.0775 | 0.022084 | 601.513 | 0.07688 | 601.0775 | 0.063645
| 601.307 | 0.069254 |  |  | 529.2207 | 0.011916 | 601.307 | -0.019304 | 601.307 | -0.0013262 | 601.7421 | 0.047002 | 601.307 | 0.0046599
| 601.5364 | 0.07692 |  |  | 529.3357 | 0 | 601.5364 | 0.041689 | 601.5364 | 0.024907 | 601.9712 | 0.097384 | 601.5364 | 0.066445
| 601.7659 | 0.062224 |  |  | 529.4507 | 0.019988 | 601.7659 | -0.011418 | 601.7659 | -0.00032432 | 602.2003 | 0.022038 | 601.7659 | 0.0016179
| 601.9953 | 0.065058 |  |  | 529.5657 | 0 | 601.9953 | 0.05165 | 601.9953 | 0.012902 | 602.4294 | 0.14733 | 601.9953 | 0.062181
| 602.2248 | 0.059571 |  |  | 529.6807 | 0.038823 | 602.2248 | -0.043832 | 602.2248 | 0.00063542 | 602.6585 | 0.11835 | 602.2248 | 0.0032278
| 602.4543 | 0.061251 |  |  | 529.7958 | 0 | 602.4543 | 0.059371 | 602.4543 | 0.016544 | 602.8876 | 0.092931 | 602.4543 | 0.052966
| 602.6838 | 0.064224 |  |  | 529.9108 | 0.039208 | 602.6838 | -0.024982 | 602.6838 | 0.011304 | 603.1168 | 0.11656 | 602.6838 | 0.00038731
| 602.9133 | 0.069647 |  |  | 530.0258 | 0 | 602.9133 | 0.081503 | 602.9133 | 0.018663 | 603.3459 | 0.17675 | 602.9133 | 0.065924
| 603.1428 | 0.071749 |  |  | 530.1409 | 0 | 603.1428 | -0.023276 | 603.1428 | 0.0079511 | 603.5751 | 0.051461 | 603.1428 | 0.0026581
| 603.3724 | 0.075208 |  |  | 530.2559 | 0 | 603.3724 | 0.022371 | 603.3724 | 0.021368 | 603.8043 | 0.14867 | 603.3724 | 0.063745
| 603.6019 | 0.076487 |  |  | 530.371 | 0.037286 | 603.6019 | -0.0053027 | 603.6019 | 0.0039314 | 604.0335 | 0.071973 | 603.6019 | 0.0049478
| 603.8315 | 0.079232 |  |  | 530.486 | 0 | 603.8315 | 0.055116 | 603.8315 | 0.021065 | 604.2627 | 0.13127 | 603.8315 | 0.060743
| 604.061 | 0.069235 |  |  | 530.6011 | 0.017298 | 604.061 | -0.023662 | 604.061 | 0.0051145 | 604.4919 | 0.069742 | 604.061 | 0.0091159
| 604.2906 | 0.075997 |  |  | 530.7162 | 0 | 604.2906 | 0.025174 | 604.2906 | 0.018403 | 604.7211 | 0.14599 | 604.2906 | 0.063247
| 604.5202 | 0.065323 |  |  | 530.8312 | 0.036517 | 604.5202 | -0.023316 | 604.5202 | 0.005786 | 604.9504 | 0.10853 | 604.5202 | -0.0069352
| 604.7498 | 0.071682 |  |  | 530.9463 | 0.0015411 | 604.7498 | 0.0448 | 604.7498 | 0.022499 | 605.1796 | 0.18077 | 604.7498 | 0.067578
| 604.9794 | 0.063139 |  |  | 531.0614 | 0.02806 | 604.9794 | -0.012186 | 604.9794 | 0.0033224 | 605.4089 | 0.076436 | 604.9794 | 0.0024868
| 605.2091 | 0.086089 |  |  | 531.1765 | 0 | 605.2091 | 0.056183 | 605.2091 | 0.023989 | 605.6382 | 0.13351 | 605.2091 | 0.067035
| 605.4387 | 0.061773 |  |  | 531.2916 | 0.028445 | 605.4387 | -0.028002 | 605.4387 | -0.0055303 | 605.8674 | 0.12503 | 605.4387 | -0.0017302
| 605.6683 | 0.073363 |  |  | 531.4067 | 0 | 605.6683 | 0.074808 | 605.6683 | 0.014745 | 606.0967 | 0.17676 | 605.6683 | 0.062036
| 605.898 | 0.061597 |  |  | 531.5218 | 0.015376 | 605.898 | -0.02265 | 605.898 | 9.7549e-05 | 606.326 | 0.072423 | 605.898 | 0.0020333
| 606.1277 | 0.074333 |  |  | 531.6369 | 0 | 606.1277 | 0.048956 | 606.1277 | 0.023782 | 606.5554 | 0.14421 | 606.1277 | 0.061097
| 606.3574 | 0.058699 |  |  | 531.752 | 0.019604 | 606.3574 | -0.039543 | 606.3574 | 0.0056778 | 606.7847 | 0.10764 | 606.3574 | 0.0019788
| 606.5871 | 0.060611 |  |  | 531.8671 | 0 | 606.5871 | 0.053458 | 606.5871 | 0.017295 | 607.014 | 0.1772 | 606.5871 | 0.056567
| 606.8168 | 0.064222 |  |  | 531.9822 | 0.0030752 | 606.8168 | -0.036786 | 606.8168 | 0.0024433 | 607.2433 | 0.10542 | 606.8168 | -0.0050692
| 607.0465 | 0.05791 |  |  | 532.0973 | 0 | 607.0465 | 0.077763 | 607.0465 | 0.020265 | 607.4727 | 0.15357 | 607.0465 | 0.057677
| 607.2762 | 0.052039 |  |  | 532.2124 | 0.040746 | 607.2762 | -0.025038 | 607.2762 | -0.0034925 | 607.7021 | 0.062609 | 607.2762 | -0.0024291
| 607.5059 | 0.06617 |  |  | 532.3276 | 0 | 607.5059 | 0.061689 | 607.5059 | 0.015463 | 607.9315 | 0.15045 | 607.5059 | 0.054429
| 607.7357 | 0.054094 |  |  | 532.4427 | 0.017298 | 607.7357 | 0.0090237 | 607.7357 | -0.003382 | 608.1609 | 0.05815 | 607.7357 | -0.0041694
| 607.9654 | 0.094273 |  |  | 532.5578 | 0 | 607.9654 | 0.036022 | 607.9654 | 0.032075 | 608.3903 | 0.11567 | 607.9654 | 0.070365
| 608.1952 | 0.06059 |  |  | 532.673 | 0.018066 | 608.1952 | 0.018944 | 608.1952 | 0.0072366 | 608.6197 | 0.11656 | 608.1952 | -0.0036359
| 608.425 | 0.065449 |  |  | 532.7881 | 0 | 608.425 | 0.080513 | 608.425 | 0.021675 | 608.8491 | 0.11656 | 608.425 | 0.064129
| 608.6548 | 0.06969 |  |  | 532.9033 | 0.014991 | 608.6548 | -0.018273 | 608.6548 | 0.0074487 | 609.0786 | 0.1014 | 608.6548 | -0.0026427
| 608.8846 | 0.07403 |  |  | 533.0184 | 0 | 608.8846 | 0.066122 | 608.8846 | 0.02023 | 609.308 | 0.15045 | 608.8846 | 0.059228
| 609.1144 | 0.059345 |  |  | 533.1336 | 0.024601 | 609.1144 | -0.004921 | 609.1144 | 0.0051855 | 609.5375 | 0.018912 | 609.1144 | -0.0061352
| 609.3442 | 0.065183 |  |  | 533.2488 | 0.010403 | 609.3442 | 0.087691 | 609.3442 | 0.01696 | 609.767 | 0.10318 | 609.3442 | 0.061626
| 609.5741 | 0.053581 |  |  | 533.3639 | 0 | 609.5741 | -0.046986 | 609.5741 | 0.0040752 | 609.9965 | 0.098275 | 609.5741 | -0.019308
| 609.8039 | 0.071648 |  |  | 533.4791 | 0 | 609.8039 | 0.070472 | 609.8039 | 0.024138 | 610.226 | 0.12592 | 609.8039 | 0.061886
| 610.0338 | 0.061253 |  |  | 533.5943 | 0.031136 | 610.0338 | -0.087927 | 610.0338 | 0.0030723 | 610.4554 | 0.040758 | 610.0338 | -0.0011317
| 610.2637 | 0.065941 |  |  | 533.7095 | 0 | 610.2637 | 0.010149 | 610.2637 | 0.013667 | 610.685 | 0.13663 | 610.2637 | 0.055843
| 610.4936 | 0.051209 |  |  | 533.8246 | 0.02537 | 610.4936 | -0.037949 | 610.4936 | 0.002335 | 610.9145 | 0.090249 | 610.4936 | -0.0054656
| 610.7235 | 0.065271 |  |  | 533.9398 | 0 | 610.7235 | 0.075537 | 610.7235 | 0.020344 | 611.144 | 0.080888 | 610.7235 | 0.062252
| 610.9534 | 0.034115 |  |  | 534.055 | 0.022295 | 610.9534 | -0.05324 | 610.9534 | -0.0010354 | 611.3736 | 0.051908 | 610.9534 | -0.010005
| 611.1833 | 0.074089 |  |  | 534.1702 | 0 | 611.1833 | 0.098191 | 611.1833 | 0.022671 | 611.6031 | 0.15179 | 611.1833 | 0.061927
| 611.4132 | 0.062037 |  |  | 534.2854 | 0.0046126 | 611.4132 | -0.034247 | 611.4132 | 0.0021606 | 611.8327 | 0.08535 | 611.4132 | -0.0068099
| 611.6432 | 0.055548 |  |  | 534.4007 | 0 | 611.6432 | 0.028566 | 611.6432 | 0.019916 | 612.0623 | 0.12548 | 611.6432 | 0.062223
| 611.8731 | 0.059349 |  |  | 534.5159 | 0.038823 | 611.8731 | -0.052902 | 611.8731 | 0.0088816 | 612.2919 | 0.12637 | 611.8731 | -0.013685
| 612.1031 | 0.062315 |  |  | 534.6311 | 0 | 612.1031 | 0.077994 | 612.1031 | 0.014531 | 612.5215 | 0.11032 | 612.1031 | 0.059301
| 612.333 | 0.052726 |  |  | 534.7463 | 0.024601 | 612.333 | -0.037644 | 612.333 | 0.0058211 | 612.7512 | 0.084903 | 612.333 | -0.0084949
| 612.563 | 0.060477 |  |  | 534.8615 | 0 | 612.563 | 0.10518 | 612.563 | 0.026117 | 612.9808 | 0.16873 | 612.563 | 0.057476
| 612.793 | 0.056359 |  |  | 534.9768 | 0.02537 | 612.793 | -0.038575 | 612.793 | 0.0037489 | 613.2104 | 0.088026 | 612.793 | -0.0061735
| 613.023 | 0.07176 |  |  | 535.092 | 0 | 613.023 | 0.065504 | 613.023 | 0.01845 | 613.4401 | 0.12013 | 613.023 | 0.060195
| 613.2531 | 0.048538 |  |  | 535.2073 | 0.037286 | 613.2531 | -0.053525 | 613.2531 | 0.00084569 | 613.6697 | 0.093375 | 613.2531 | -0.0010039
| 613.4831 | 0.063388 |  |  | 535.3225 | 0 | 613.4831 | 0.079162 | 613.4831 | 0.022399 | 613.8994 | 0.1393 | 613.4831 | 0.060595
| 613.7131 | 0.037987 |  |  | 535.4378 | 0.015376 | 613.7131 | -0.0016409 | 613.7131 | 0.0034552 | 614.1291 | 0.031396 | 613.7131 | -0.004998
| 613.9432 | 0.061623 |  |  | 535.553 | 0 | 613.9432 | 0.0068038 | 613.9432 | 0.016074 | 614.3588 | 0.071974 | 613.9432 | 0.051577
| 614.1732 | 0.060315 |  |  | 535.6683 | 0.027292 | 614.1732 | -0.024302 | 614.1732 | -0.00078756 | 614.5885 | 0.069304 | 614.1732 | -0.0025322
| 614.4033 | 0.05977 |  |  | 535.7836 | 0 | 614.4033 | 0.078863 | 614.4033 | 0.020767 | 614.8182 | 0.13618 | 614.4033 | 0.051493
| 614.6334 | 0.052019 |  |  | 535.8988 | 0.030367 | 614.6334 | -0.045245 | 614.6334 | -0.0013515 | 615.048 | 0.053691 | 614.6334 | -0.0011156
| 614.8635 | 0.066873 |  |  | 536.0141 | 0 | 614.8635 | 0.034821 | 614.8635 | 0.013803 | 615.2777 | 0.13172 | 614.8635 | 0.063914
| 615.0936 | 0.058877 |  |  | 536.1294 | 0.033826 | 615.0936 | -0.041756 | 615.0936 | 0.0047757 | 615.5074 | 0.099618 | 615.0936 | -0.007964
| 615.3237 | 0.057305 |  |  | 536.2447 | 0 | 615.3237 | 0.062645 | 615.3237 | 0.013941 | 615.7372 | 0.11478 | 615.3237 | 0.060973
| 615.5539 | 0.054493 |  |  | 536.36 | 0.018451 | 615.5539 | -0.069266 | 615.5539 | 0.00080361 | 615.967 | 0.10026 | 615.5539 | -0.010296
| 615.784 | 0.068203 |  |  | 536.4753 | 0 | 615.784 | 0.071901 | 615.784 | 0.015935 | 616.1968 | 0.12448 | 615.784 | 0.055557
| 616.0142 | 0.054836 |  |  | 536.5906 | 0.018451 | 616.0142 | -0.01772 | 616.0142 | 0.0052326 | 616.4266 | 0.051279 | 616.0142 | -0.0046767
| 616.2443 | 0.067852 |  |  | 536.7059 | 0 | 616.2443 | 0.016936 | 616.2443 | 0.020404 | 616.6564 | 0.1227 | 616.2443 | 0.058716
| 616.4745 | 0.058758 |  |  | 536.8212 | 0.024986 | 616.4745 | -0.021013 | 616.4745 | 0.006167 | 616.8862 | 0.080975 | 616.4745 | -0.010538
| 616.7047 | 0.052037 |  |  | 536.9365 | 0 | 616.7047 | 0.08102 | 616.7047 | 0.022648 | 617.116 | 0.20736 | 616.7047 | 0.063792
| 616.9349 | 0.063202 |  |  | 537.0518 | 0.014223 | 616.9349 | -0.072973 | 616.9349 | 0.0066627 | 617.3459 | 0.1175 | 616.9349 | -0.0078066
| 617.1651 | 0.066647 |  |  | 537.1671 | 0 | 617.1651 | 0.02025 | 617.1651 | 0.019943 | 617.5757 | 0.1234 | 617.1651 | 0.06202
| 617.3953 | 0.054599 |  |  | 537.2825 | 0.017682 | 617.3953 | -0.037421 | 617.3953 | -0.0032566 | 617.8056 | 0.05778 | 617.3953 | -0.012174
| 617.6256 | 0.070763 |  |  | 537.3978 | 0 | 617.6256 | 0.079735 | 617.6256 | 0.022869 | 618.0355 | 0.14017 | 617.6256 | 0.058667
| 617.8558 | 0.04888 |  |  | 537.5131 | 0.033058 | 617.8558 | -0.033014 | 617.8558 | 0.0052331 | 618.2654 | 0.042183 | 617.8558 | -0.0048842
| 618.086 | 0.065618 |  |  | 537.6285 | 0 | 618.086 | 0.046943 | 618.086 | 0.017864 | 618.4952 | 0.15959 | 618.086 | 0.05967
| 618.3163 | 0.034161 |  |  | 537.7438 | 0.032673 | 618.3163 | -0.038761 | 618.3163 | 0.0066532 | 618.7252 | 0.050102 | 618.3163 | -0.018363
| 618.5466 | 0.061944 |  |  | 537.8592 | 0 | 618.5466 | 0.0918 | 618.5466 | 0.018201 | 618.9551 | 0.2042 | 618.5466 | 0.055511
| 618.7769 | 0.03928 |  |  | 537.9745 | 0.0023063 | 618.7769 | -0.054023 | 618.7769 | 0.0026013 | 619.185 | 0.10656 | 618.7769 | -0.01
| 619.0072 | 0.05661 |  |  | 538.0899 | 0 | 619.0072 | 0.091096 | 619.0072 | 0.019733 | 619.415 | 0.097628 | 619.0072 | 0.060402
| 619.2375 | 0.017678 |  |  | 538.2053 | 0.014991 | 619.2375 | -0.015131 | 619.2375 | -0.0004735 | 619.6449 | 0.078839 | 619.2375 | -0.022695
| 619.4678 | 0.072 |  |  | 538.3206 | 0 | 619.4678 | 0.064284 | 619.4678 | 0.019664 | 619.8749 | 0.11354 | 619.4678 | 0.060057
| 619.6981 | 0.060694 |  |  | 538.436 | 0.038055 | 619.6981 | -0.041508 | 619.6981 | 0.0094527 | 620.1049 | 0.048159 | 619.6981 | -0.012463
| 619.9285 | 0.060418 |  |  | 538.5514 | 0 | 619.9285 | 0.018644 | 619.9285 | 0.020343 | 620.3348 | 0.098417 | 619.9285 | 0.051327
| 620.1588 | 0.046853 |  |  | 538.6668 | 0.036517 | 620.1588 | -0.02766 | 620.1588 | 0.0029573 | 620.5648 | 0.098833 | 620.1588 | -0.0097009
| 620.3892 | 0.052896 |  |  | 538.7822 | 0 | 620.3892 | 0.042073 | 620.3892 | 0.018953 | 620.7949 | 0.12045 | 620.3892 | 0.062285
| 620.6196 | 0.052182 |  |  | 538.8976 | 0.034595 | 620.6196 | -0.046542 | 620.6196 | 3.2783e-05 | 621.0249 | 0.020495 | 620.6196 | -0.018462
| 620.85 | 0.062736 |  |  | 539.013 | 0 | 620.85 | 0.019436 | 620.85 | 0.020402 | 621.2549 | 0.1704 | 620.85 | 0.05978
| 621.0804 | 0.0090438 |  |  | 539.1284 | 0.022295 | 621.0804 | -0.049862 | 621.0804 | -0.00090903 | 621.4849 | 0.057624 | 621.0804 | -0.01679
| 621.3108 | 0.072301 |  |  | 539.2438 | 0 | 621.3108 | 0.049077 | 621.3108 | 0.020281 | 621.715 | 0.18552 | 621.3108 | 0.059467
| 621.5412 | 0.049607 |  |  | 539.3592 | 0.033442 | 621.5412 | -0.042755 | 621.5412 | -0.00068463 | 621.9451 | 0.083575 | 621.5412 | -0.010402
| 621.7716 | 0.062193 |  |  | 539.4746 | 0 | 621.7716 | 0.069887 | 621.7716 | 0.0179 | 622.1752 | 0.1105 | 621.7716 | 0.067063
| 622.0021 | 0.0464 |  |  | 539.5901 | 0.03152 | 622.0021 | -0.085868 | 622.0021 | -0.0030316 | 622.4052 | 0.11335 | 622.0021 | -0.010888
| 622.2325 | 0.064583 |  |  | 539.7055 | 0 | 622.2325 | 0.056767 | 622.2325 | 0.01161 | 622.6353 | 0.10266 | 622.2325 | 0.064825
| 622.463 | 0.04227 |  |  | 539.8209 | 0.0023063 | 622.463 | -0.055867 | 622.463 | -0.0014953 | 622.8654 | 0.069278 | 622.463 | -0.01695
| 622.6935 | 0.057945 |  |  | 539.9364 | 0 | 622.6935 | 0.067073 | 622.6935 | 0.018488 | 623.0956 | 0.16372 | 622.6935 | 0.065036
| 622.9239 | 0.061117 |  |  | 540.0518 | 0.006919 | 622.9239 | -0.067392 | 622.9239 | 0.00046059 | 623.3257 | 0.026632 | 622.9239 | -0.0071677
| 623.1544 | 0.056029 |  |  | 540.1673 | 0 | 623.1544 | 0.092455 | 623.1544 | 0.016996 | 623.5558 | 0.1176 | 623.1544 | 0.064332
| 623.3849 | 0.050449 |  |  | 540.2827 | 0.018066 | 623.3849 | -0.054698 | 623.3849 | 0.0039564 | 623.786 | 0.094252 | 623.3849 | -0.0093753
| 623.6155 | 0.064748 |  |  | 540.3982 | 0 | 623.6155 | 0.02538 | 623.6155 | 0.017546 | 624.0162 | 0.15578 | 623.6155 | 0.063668
| 623.846 | 0.048007 |  |  | 540.5136 | 0.033442 | 623.846 | -0.027173 | 623.846 | 0.0041695 | 624.2463 | 0.071984 | 623.846 | -0.019626
| 624.0765 | 0.060066 |  |  | 540.6291 | 0 | 624.0765 | 0.037264 | 624.0765 | 0.011398 | 624.4765 | 0.10816 | 624.0765 | 0.070721
| 624.3071 | 0.054552 |  |  | 540.7446 | 0.023063 | 624.3071 | -0.01846 | 624.3071 | -0.00055531 | 624.7067 | 0.083569 | 624.3071 | -0.015081
| 624.5377 | 0.047525 |  |  | 540.8601 | 0 | 624.5377 | 0.074937 | 624.5377 | 0.011583 | 624.9369 | 0.16009 | 624.5377 | 0.068241
| 624.7682 | 0.029265 |  |  | 540.9755 | 0.035364 | 624.7682 | -0.060312 | 624.7682 | -0.0027683 | 625.1671 | 0.038392 | 624.7682 | -0.017211
| 624.9988 | 0.062591 |  |  | 541.091 | 0 | 624.9988 | 0.056755 | 624.9988 | 0.018722 | 625.3973 | 0.10883 | 624.9988 | 0.073439
| 625.2294 | 0.046517 |  |  | 541.2065 | 0.018835 | 625.2294 | -0.050185 | 625.2294 | -0.0082417 | 625.6276 | 0.04082 | 625.2294 | -0.013151
| 625.46 | 0.054093 |  |  | 541.322 | 0 | 625.46 | 0.014099 | 625.46 | 0.016844 | 625.8578 | 0.10781 | 625.46 | 0.067042
| 625.6906 | 0.034254 |  |  | 541.4375 | 0.010379 | 625.6906 | -0.027648 | 625.6906 | -0.0043047 | 626.0881 | 0.12234 | 625.6906 | -0.017615
| 625.9213 | 0.064664 |  |  | 541.553 | 0 | 625.9213 | 0.015762 | 625.9213 | 0.021972 | 626.3184 | 0.1429 | 625.9213 | 0.065944
| 626.1519 | 0.036081 |  |  | 541.6685 | 0.040361 | 626.1519 | -0.024327 | 626.1519 | -0.0044735 | 626.5487 | 0.060619 | 626.1519 | -0.022518
| 626.3826 | 0.051573 |  |  | 541.7841 | 0 | 626.3826 | 0.075544 | 626.3826 | 0.018176 | 626.779 | 0.17301 | 626.3826 | 0.058352
| 626.6132 | 0.053725 |  |  | 541.8996 | 0.033058 | 626.6132 | -0.050789 | 626.6132 | 0.00053112 | 627.0093 | 0.12578 | 626.6132 | -0.019783
| 626.8439 | 0.065407 |  |  | 542.0151 | 0 | 626.8439 | 0.065267 | 626.8439 | 0.020868 | 627.2396 | 0.10072 | 626.8439 | 0.066039
| 627.0746 | 0.045598 |  |  | 542.1307 | 0.010763 | 627.0746 | -0.062132 | 627.0746 | -0.0098878 | 627.47 | 0.011514 | 627.0746 | -0.02094
| 627.3053 | 0.055548 |  |  | 542.2462 | 0 | 627.3053 | 0.0261 | 627.3053 | 0.017419 | 627.7003 | 0.11429 | 627.3053 | 0.067393
| 627.536 | 0.051114 |  |  | 542.3617 | 0.016529 | 627.536 | -0.069772 | 627.536 | 0.001171 | 627.9307 | 0.043958 | 627.536 | -0.012412
| 627.7667 | 0.055213 |  |  | 542.4773 | 0 | 627.7667 | 0.084397 | 627.7667 | 0.016461 | 628.161 | 0.1175 | 627.7667 | 0.068601
| 627.9974 | 0.042635 |  |  | 542.5928 | 0.027676 | 627.9974 | -0.082457 | 627.9974 | -0.0016083 | 628.3914 | 0.042438 | 627.9974 | -0.025556
| 628.2282 | 0.057178 |  |  | 542.7084 | 0 | 628.2282 | 0.012257 | 628.2282 | 0.021802 | 628.6218 | 0.078581 | 628.2282 | 0.063607
| 628.4589 | 0.028561 |  |  | 542.824 | 0.0053815 | 628.4589 | -0.015681 | 628.4589 | -0.0017286 | 628.8522 | 0.018547 | 628.4589 | -0.0055875
| 628.6897 | 0.055026 |  |  | 542.9395 | 0 | 628.6897 | 0.0080789 | 628.6897 | 0.018988 | 629.0826 | 0.15337 | 628.6897 | 0.069747
| 628.9205 | 0.039832 |  |  | 543.0551 | 0.032289 | 628.9205 | -0.035543 | 628.9205 | -0.0025327 | 629.313 | 0.031683 | 628.9205 | -0.015446
| 629.1512 | 0.055639 |  |  | 543.1707 | 0 | 629.1512 | 0.066737 | 629.1512 | 0.022113 | 629.5434 | 0.11276 | 629.1512 | 0.070111
| 629.382 | 0.035178 |  |  | 543.2863 | 0.061118 | 629.382 | -0.040193 | 629.382 | 0.0010899 | 629.7739 | 0.099958 | 629.382 | -0.0058331
| 629.6128 | 0.057946 |  |  | 543.4018 | 0 | 629.6128 | -0.020144 | 629.6128 | 0.022321 | 630.0043 | 0.13567 | 629.6128 | 0.068468
| 629.8436 | 0.040735 |  |  | 543.5174 | 0.016529 | 629.8436 | -0.077076 | 629.8436 | -0.00042844 | 630.2347 | 0.054861 | 629.8436 | -0.015085
| 630.0745 | 0.061336 |  |  | 543.633 | 0 | 630.0745 | 0.078385 | 630.0745 | 0.022976 | 630.4652 | 0.03075 | 630.0745 | 0.069358
| 630.3053 | 0.03792 |  |  | 543.7486 | 0.024217 | 630.3053 | -0.084971 | 630.3053 | -0.0087594 | 630.6957 | 0.086191 | 630.3053 | -0.01827
| 630.5362 | 0.054617 |  |  | 543.8642 | 0 | 630.5362 | 0.035093 | 630.5362 | 0.014157 | 630.9262 | 0.11104 | 630.5362 | 0.063983
| 630.767 | 0.040339 |  |  | 543.9799 | 0.018066 | 630.767 | -0.046695 | 630.767 | -0.0081194 | 631.1567 | 0.085828 | 630.767 | -0.023693
| 630.9979 | 0.049061 |  |  | 544.0955 | 0 | 630.9979 | 0.041329 | 630.9979 | 0.018738 | 631.3872 | 0.12067 | 630.9979 | 0.056327
| 631.2288 | 0.033078 |  |  | 544.2111 | 0.014223 | 631.2288 | -0.095867 | 631.2288 | -0.0092725 | 631.6177 | 0.058026 | 631.2288 | -0.017757
| 631.4597 | 0.055446 |  |  | 544.3267 | 0 | 631.4597 | 0.03434 | 631.4597 | 0.0095707 | 631.8483 | 0.13409 | 631.4597 | 0.057582
| 631.6906 | 0.040793 |  |  | 544.4424 | 0.049586 | 631.6906 | -0.069852 | 631.6906 | -0.0026628 | 632.0789 | 0.10082 | 631.6906 | -0.0093869
| 631.9215 | 0.048607 |  |  | 544.558 | 0 | 631.9215 | 0.01675 | 631.9215 | 0.013462 | 632.3094 | 0.13833 | 631.9215 | 0.055109
| 632.1524 | 0.022378 |  |  | 544.6736 | 0.027292 | 632.1524 | -0.043069 | 632.1524 | -0.0059026 | 632.54 | 0.099697 | 632.1524 | -0.022119
| 632.3833 | 0.054476 |  |  | 544.7893 | 0 | 632.3833 | 0.057963 | 632.3833 | 0.022351 | 632.7706 | 0.19931 | 632.3833 | 0.06771
| 632.6143 | 0.041492 |  |  | 544.9049 | 0.0065348 | 632.6143 | -0.066146 | 632.6143 | -0.0033524 | 633.0012 | 0.089338 | 632.6143 | -0.021701
| 632.8452 | 0.046863 |  |  | 545.0206 | 0 | 632.8452 | 0.058836 | 632.8452 | 0.018312 | 633.2318 | 0.12367 | 632.8452 | 0.06077
| 633.0762 | 0.058294 |  |  | 545.1363 | 0.010379 | 633.0762 | -0.065295 | 633.0762 | -0.0043925 | 633.4623 | 0.11698 | 633.0762 | -0.01624
| 633.3072 | 0.064883 |  |  | 545.2519 | 0 | 633.3072 | 0.055917 | 633.3072 | 0.016251 | 633.693 | 0.14427 | 633.3072 | 0.067514
| 633.5382 | 0.035307 |  |  | 545.3676 | 0.029214 | 633.5382 | -0.033406 | 633.5382 | -0.0024668 | 633.9236 | 0.11831 | 633.5382 | -0.011932
| 633.7692 | 0.043843 |  |  | 545.4833 | 0 | 633.7692 | 0.057839 | 633.7692 | 0.020267 | 634.1543 | 0.15513 | 633.7692 | 0.0705
| 634.0002 | 0.033772 |  |  | 545.599 | 0.043052 | 634.0002 | -0.034613 | 634.0002 | 0.0012869 | 634.3849 | 0.0088594 | 634.0002 | -0.022712
| 634.2312 | 0.049008 |  |  | 545.7147 | 0 | 634.2312 | 0.037007 | 634.2312 | 0.013015 | 634.6156 | 0.10337 | 634.2312 | 0.062038
| 634.4622 | 0.014546 |  |  | 545.8303 | 0.014991 | 634.4622 | -0.0099905 | 634.4622 | -0.0095845 | 634.8463 | 0.012838 | 634.4622 | -0.028979
| 634.6933 | 0.050674 |  |  | 545.946 | 0 | 634.6933 | 0.086439 | 634.6933 | 0.016939 | 635.077 | 0.12766 | 634.6933 | 0.058955
| 634.9243 | 0.038298 |  |  | 546.0617 | 0.0092255 | 634.9243 | -0.086545 | 634.9243 | -0.0044652 | 635.3077 | 0.066668 | 634.9243 | -0.014337
| 635.1554 | 0.054723 |  |  | 546.1775 | 0 | 635.1554 | 0.079659 | 635.1554 | 0.020695 | 635.5384 | 0.10758 | 635.1554 | 0.064142
| 635.3865 | 0.043872 |  |  | 546.2932 | 0.0088411 | 635.3865 | -0.033207 | 635.3865 | -0.0033342 | 635.7691 | 0.079437 | 635.3865 | -0.011899
| 635.6176 | 0.040083 |  |  | 546.4089 | 0 | 635.6176 | 0.09193 | 635.6176 | 0.011581 | 635.9999 | 0.094 | 635.6176 | 0.07198
| 635.8487 | 0.040435 |  |  | 546.5246 | 0.04113 | 635.8487 | -0.045073 | 635.8487 | -0.0016073 | 636.2306 | 0.040341 | 635.8487 | -0.01854
| 636.0798 | 0.017925 |  |  | 546.6403 | 0 | 636.0798 | 0.042159 | 636.0798 | 0.018076 | 636.4614 | 0.091437 | 636.0798 | 0.052963
| 636.3109 | 0.034546 |  |  | 546.7561 | 0.026523 | 636.3109 | -0.060549 | 636.3109 | -0.011825 | 636.6921 | 0.05288 | 636.3109 | -0.021818
| 636.542 | 0.050769 |  |  | 546.8718 | 0 | 636.542 | 0.068024 | 636.542 | 0.013222 | 636.9229 | 0.13583 | 636.542 | 0.060936
| 636.7732 | 0.025949 |  |  | 546.9876 | 0.033058 | 636.7732 | -0.031596 | 636.7732 | -0.0028994 | 637.1537 | 0.019883 | 636.7732 | -0.023138
| 637.0043 | 0.06079 |  |  | 547.1033 | 0 | 637.0043 | 0.024925 | 637.0043 | 0.015626 | 637.3845 | 0.13437 | 637.0043 | 0.065623
| 637.2355 | 0.03644 |  |  | 547.2191 | 0.013454 | 637.2355 | -0.086713 | 637.2355 | -0.00748 | 637.6153 | 0.060788 | 637.2355 | -0.02369
| 637.4667 | 0.041944 |  |  | 547.3348 | 0 | 637.4667 | 0.098615 | 637.4667 | 0.010555 | 637.8461 | 0.10543 | 637.4667 | 0.058756
| 637.6978 | 0.038788 |  |  | 547.4506 | 0.029214 | 637.6978 | -0.063392 | 637.6978 | -0.0068227 | 638.077 | 0.067472 | 637.6978 | -0.013095
| 637.929 | 0.034547 |  |  | 547.5664 | 0 | 637.929 | 0.087952 | 637.929 | 0.014992 | 638.3078 | 0.13217 | 637.929 | 0.046274
| 638.1602 | 0.044761 |  |  | 547.6821 | 0.016913 | 638.1602 | -0.011203 | 638.1602 | -0.0083652 | 638.5386 | 0.085477 | 638.1602 | -0.013689
| 638.3915 | 0.052804 |  |  | 547.7979 | 0 | 638.3915 | 0.043763 | 638.3915 | 0.01882 | 638.7695 | 0.12113 | 638.3915 | 0.063671
| 638.6227 | 0.030847 |  |  | 547.9137 | 0.03498 | 638.6227 | -0.06529 | 638.6227 | -0.0043107 | 639.0004 | 0.06036 | 638.6227 | -0.024074
| 638.8539 | 0.043239 |  |  | 548.0295 | 0 | 638.8539 | 0.0093594 | 638.8539 | -0.006481 | 639.2313 | 0.059679 | 638.8539 | -0.010264
| 639.0852 | 0.047581 |  |  | 548.1453 | 0.04728 | 639.0852 | 0.051654 | 639.0852 | 0.019531 | 639.4622 | 0.084667 | 639.0852 | 0.066582
| 639.3164 | 0.034837 |  |  | 548.2611 | 0 | 639.3164 | -0.08512 | 639.3164 | -0.0035377 | 639.6931 | 0.059915 | 639.3164 | -0.014496
| 639.5477 | 0.050456 |  |  | 548.3769 | 0.03152 | 639.5477 | 0.05939 | 639.5477 | 0.01305 | 639.924 | 0.08319 | 639.5477 | 0.054092
| 639.779 | 0.042996 |  |  | 548.4927 | 0 | 639.779 | -0.085993 | 639.779 | -0.0011753 | 640.1549 | 0.044503 | 639.779 | -0.016372
| 640.0103 | 0.065694 |  |  | 548.6085 | 0.036517 | 640.0103 | 0.054808 | 640.0103 | 0.02501 | 640.3859 | 0.14222 | 640.0103 | 0.066919
| 640.2416 | 0.032108 |  |  | 548.7244 | 0 | 640.2416 | -0.064114 | 640.2416 | -0.0046962 | 640.6168 | 0.063459 | 640.2416 | -0.031458
| 640.4729 | 0.038856 |  |  | 548.8402 | 0.027676 | 640.4729 | 0.045061 | 640.4729 | 0.014101 | 640.8478 | 0.14952 | 640.4729 | 0.049252
| 640.7042 | 0.049633 |  |  | 548.956 | 0 | 640.7042 | -0.10073 | 640.7042 | 0.0011876 | 641.0787 | 0.064991 | 640.7042 | -0.024321
| 640.9356 | 0.036851 |  |  | 549.0718 | 0.022295 | 640.9356 | 0.075933 | 640.9356 | 0.0082281 | 641.3098 | 0.11884 | 640.9356 | 0.052307
| 641.1669 | 0.00168 |  |  | 549.1877 | 0 | 641.1669 | -0.065586 | 641.1669 | 0.0016206 | 641.5407 | 0.071252 | 641.1669 | -0.022237
| 641.3983 | 0.05948 |  |  | 549.3035 | 0.029983 | 641.3983 | 0.069405 | 641.3983 | 0.016936 | 641.7717 | 0.11076 | 641.3983 | 0.064256
| 641.6296 | 0.037873 |  |  | 549.4194 | 0 | 641.6296 | -0.066806 | 641.6296 | 0.0026613 | 642.0027 | 0.048752 | 641.6296 | -0.019636
| 641.861 | 0.050808 |  |  | 549.5353 | 0.036133 | 641.861 | 0.042245 | 641.861 | 0.021079 | 642.2338 | 0.15061 | 641.861 | 0.067424
| 642.0924 | -0.00022756 |  |  | 549.6511 | 0 | 642.0924 | -0.05349 | 642.0924 | -0.0026653 | 642.4648 | 0.071683 | 642.0924 | -0.015134
| 642.3238 | 0.06044 |  |  | 549.767 | 0.026139 | 642.3238 | 0.12039 | 642.3238 | 0.01326 | 642.6959 | 0.096552 | 642.3238 | 0.062482
| 642.5552 | 0.040107 |  |  | 549.8829 | 0 | 642.5552 | -0.067165 | 642.5552 | -0.0030195 | 642.9269 | 0.060247 | 642.5552 | -0.018825
| 642.7866 | 0.022789 |  |  | 549.9987 | 0.034211 | 642.7866 | 0.093401 | 642.7866 | 0.012088 | 643.158 | 0.10967 | 642.7866 | 0.057223
| 643.0181 | 0.030275 |  |  | 550.1146 | 0 | 643.0181 | -0.084598 | 643.0181 | -0.0036173 | 643.3891 | 0.071855 | 643.0181 | -0.020448
| 643.2495 | 0.039097 |  |  | 550.2305 | 0.022679 | 643.2495 | 0.0014127 | 643.2495 | 0.0092894 | 643.6202 | 0.12706 | 643.2495 | 0.052822
| 643.4809 | 0.03369 |  |  | 550.3464 | 0 | 643.4809 | -0.10955 | 643.4809 | -0.005933 | 643.8513 | 0.085489 | 643.4809 | -0.029014
| 643.7124 | 0.066486 |  |  | 550.4623 | 0.033442 | 643.7124 | 0.040657 | 643.7124 | 0.019021 | 644.0824 | 0.13722 | 643.7124 | 0.070554
| 643.9439 | 0.035737 |  |  | 550.5782 | 0 | 643.9439 | -0.068538 | 643.9439 | -0.0070177 | 644.3135 | 0.035851 | 643.9439 | -0.017757
| 644.1754 | 0.045423 |  |  | 550.6941 | 0.018066 | 644.1754 | 0.061149 | 644.1754 | 0.01868 | 644.5447 | 0.12856 | 644.1754 | 0.058524
| 644.4069 | 0.028997 |  |  | 550.81 | 0 | 644.4069 | -0.085942 | 644.4069 | -0.0033722 | 644.7758 | 0.12509 | 644.4069 | -0.026339
| 644.6384 | 0.044897 |  |  | 550.926 | 0.040746 | 644.6384 | 0.049017 | 644.6384 | 0.010094 | 645.007 | 0.032794 | 644.6384 | 0.065395
| 644.8699 | 0.017068 |  |  | 551.0419 | 0 | 644.8699 | -0.066756 | 644.8699 | -0.012111 | 645.2381 | 0.011116 | 644.8699 | -0.02581
| 645.1014 | 0.0473 |  |  | 551.1578 | 0.014223 | 645.1014 | 0.031975 | 645.1014 | 0.0075983 | 645.4693 | 0.15247 | 645.1014 | 0.067204
| 645.333 | 0.024449 |  |  | 551.2738 | 0 | 645.333 | -0.080643 | 645.333 | -0.010171 | 645.7005 | 0.058648 | 645.333 | -0.032401
| 645.5645 | 0.041765 |  |  | 551.3897 | 0.0065348 | 645.5645 | 0.069494 | 645.5645 | 0.013983 | 645.9317 | 0.048651 | 645.5645 | 0.046829
| 645.7961 | 0.030474 |  |  | 551.5057 | 0 | 645.7961 | -0.086394 | 645.7961 | -0.0079881 | 646.1629 | 0.046866 | 645.7961 | -0.025496
| 646.0276 | 0.042749 |  |  | 551.6216 | 0.035364 | 646.0276 | 0.0029083 | 646.0276 | 0.015386 | 646.3941 | 0.13821 | 646.0276 | 0.051923
| 646.2592 | 0.049052 |  |  | 551.7376 | 0 | 646.2592 | -0.077477 | 646.2592 | -0.013761 | 646.6254 | 0.049128 | 646.2592 | -0.012483
| 646.4908 | 0.045178 |  |  | 551.8535 | 0.016529 | 646.4908 | 0.031431 | 646.4908 | 0.012746 | 646.8566 | 0.12482 | 646.4908 | 0.057884
| 646.7224 | 0.046998 |  |  | 551.9695 | 0 | 646.7224 | -0.063601 | 646.7224 | -0.0064713 | 647.0878 | 0.046741 | 646.7224 | -0.014633
| 646.954 | 0.04898 |  |  | 552.0855 | 0.03498 | 646.954 | 0.03664 | 646.954 | 0.017225 | 647.3191 | 0.17281 | 646.954 | 0.057617
| 647.1856 | 0.032354 |  |  | 552.2015 | 0 | 647.1856 | -0.072103 | 647.1856 | -0.0035049 | 647.5504 | 0.007264 | 647.1856 | -0.024928
| 647.4173 | 0.059303 |  |  | 552.3174 | 0.035749 | 647.4173 | 0.056953 | 647.4173 | 0.018844 | 647.7817 | 0.085247 | 647.4173 | 0.054294
| 647.6489 | 0.051917 |  |  | 552.4334 | 0 | 647.6489 | -0.010724 | 647.6489 | -0.0050943 | 648.013 | 0.085037 | 647.6489 | -0.015568
| 647.8806 | 0.045882 |  |  | 552.5494 | 0.023448 | 647.8806 | 0.071728 | 647.8806 | 0.018413 | 648.2443 | 0.06271 | 647.8806 | 0.062591
| 648.1122 | 0.034186 |  |  | 552.6654 | 0 | 648.1122 | -0.071861 | 648.1122 | -0.0037192 | 648.4756 | 0.04758 | 648.1122 | -0.027679
| 648.3439 | 0.055554 |  |  | 552.7814 | 0.013069 | 648.3439 | 0.040208 | 648.3439 | 0.023903 | 648.7069 | 0.17217 | 648.3439 | 0.064614
| 648.5756 | 0.03085 |  |  | 552.8974 | 0 | 648.5756 | -0.0765 | 648.5756 | -0.0039459 | 648.9383 | 0.059871 | 648.5756 | -0.027998
| 648.8073 | 0.038744 |  |  | 553.0135 | 0.030367 | 648.8073 | 0.024459 | 648.8073 | 0.016661 | 649.1696 | 0.089907 | 648.8073 | 0.045733
| 649.039 | 0.02688 |  |  | 553.1295 | 0 | 649.039 | -0.052556 | 649.039 | -0.0030079 | 649.401 | 0.037556 | 649.039 | -0.030429
| 649.2707 | 0.03398 |  |  | 553.2455 | 0.026523 | 649.2707 | 0.037208 | 649.2707 | 0.010252 | 649.6323 | 0.14432 | 649.2707 | 0.055314
| 649.5025 | 0.038698 |  |  | 553.3616 | 0 | 649.5025 | -0.062711 | 649.5025 | -0.002277 | 649.8637 | 0.058716 | 649.5025 | -0.02358
| 649.7342 | 0.038632 |  |  | 553.4776 | 0.042283 | 649.7342 | 0.097946 | 649.7342 | 0.016866 | 650.0952 | 0.15828 | 649.7342 | 0.060761
| 649.9659 | 0.031967 |  |  | 553.5936 | 0 | 649.9659 | -0.06312 | 649.9659 | -0.0072997 | 650.3265 | 0.021743 | 649.9659 | -0.026087
| 650.1977 | 0.043951 |  |  | 553.7097 | 0.0073034 | 650.1977 | 0.018754 | 650.1977 | 0.0094811 | 650.5579 | 0.065167 | 650.1977 | 0.060073
| 650.4295 | 0.042264 |  |  | 553.8257 | 0 | 650.4295 | -0.096724 | 650.4295 | 0.00063334 | 650.7894 | 0.076448 | 650.4295 | -0.011617
| 650.6613 | 0.046804 |  |  | 553.9418 | 0.015376 | 650.6613 | 0.053285 | 650.6613 | 0.021688 | 651.0208 | 0.09281 | 650.6613 | 0.061072
| 650.893 | 0.036193 |  |  | 554.0579 | 0 | 650.893 | -0.10448 | 650.893 | -0.0052799 | 651.2523 | 0.053763 | 650.893 | -0.024459
| 651.1249 | 0.033607 |  |  | 554.1739 | 0.013454 | 651.1249 | 0.041668 | 651.1249 | 0.013228 | 651.4837 | 0.12547 | 651.1249 | 0.058381
| 651.3567 | 0.02453 |  |  | 554.29 | 0 | 651.3567 | -0.01438 | 651.3567 | -0.012272 | 651.7151 | 0.066282 | 651.3567 | -0.021943
| 651.5885 | 0.043644 |  |  | 554.4061 | 0.0088411 | 651.5885 | 0.088153 | 651.5885 | 0.013 | 651.9467 | 0.12481 | 651.5885 | 0.053906
| 651.8203 | 0.022205 |  |  | 554.5222 | 0 | 651.8203 | -0.055922 | 651.8203 | -0.0079112 | 652.1782 | 0.057991 | 651.8203 | -0.025725
| 652.0522 | 0.043597 |  |  | 554.6383 | 0.035364 | 652.0522 | 0.080493 | 652.0522 | 0.01458 | 652.4097 | 0.060861 | 652.0522 | 0.055409
| 652.284 | 0.042401 |  |  | 554.7544 | 0 | 652.284 | -0.073225 | 652.284 | -0.0020085 | 652.6412 | 0.020381 | 652.284 | -0.028719
| 652.5159 | 0.037995 |  |  | 554.8705 | 0.027676 | 652.5159 | 0.020003 | 652.5159 | 0.018771 | 652.8727 | 0.10272 | 652.5159 | 0.052498
| 652.7478 | 0.030916 |  |  | 554.9866 | 0 | 652.7478 | -0.099304 | 652.7478 | -0.0057469 | 653.1042 | 0.031882 | 652.7478 | -0.020326
| 652.9797 | 0.053274 |  |  | 555.1027 | 0.0080722 | 652.9797 | 0.053909 | 652.9797 | 0.022753 | 653.3358 | 0.10242 | 652.9797 | 0.055988
| 653.2115 | 0.022598 |  |  | 555.2188 | 0 | 653.2115 | -0.081545 | 653.2115 | -0.0056158 | 653.5673 | 0.04225 | 653.2115 | -0.03014
| 653.4435 | 0.04231 |  |  | 555.335 | 0.033058 | 653.4435 | 0.049716 | 653.4435 | 0.0034015 | 653.7989 | 0.099236 | 653.4435 | 0.058849
| 653.6754 | 0.016501 |  |  | 555.4511 | 0 | 653.6754 | -0.063158 | 653.6754 | -0.01359 | 654.0305 | 0.0027394 | 653.6754 | -0.0347
| 653.9073 | 0.035275 |  |  | 555.5672 | 0.039977 | 653.9073 | 0.07647 | 653.9073 | 0.01555 | 654.262 | 0.17471 | 653.9073 | 0.070579
| 654.1392 | 0.025907 |  |  | 555.6834 | 0 | 654.1392 | -0.10384 | 654.1392 | -0.014367 | 654.4936 | 0.056373 | 654.1392 | -0.036163
| 654.3712 | 0.011309 |  |  | 555.7995 | 0.042667 | 654.3712 | 0.036929 | 654.3712 | 0.014827 | 654.7252 | 0.10506 | 654.3712 | 0.048221
| 654.6032 | 0.036395 |  |  | 555.9157 | 0 | 654.6032 | -0.12078 | 654.6032 | -0.0094514 | 654.9568 | 0.059986 | 654.6032 | -0.038594
| 654.8351 | 0.038503 |  |  | 556.0318 | 0.018066 | 654.8351 | 0.014075 | 654.8351 | 0.012395 | 655.1885 | 0.11815 | 654.8351 | 0.050261
| 655.0671 | 0.010848 |  |  | 556.148 | 0 | 655.0671 | -0.1413 | 655.0671 | -0.011906 | 655.4201 | -0.021045 | 655.0671 | -0.037709
| 655.2991 | 0.037573 |  |  | 556.2642 | 0.02806 | 655.2991 | 0.045898 | 655.2991 | 0.0147 | 655.6517 | 0.10069 | 655.2991 | 0.048572
| 655.5311 | 0.0088675 |  |  | 556.3803 | 0 | 655.5311 | -0.047263 | 655.5311 | -0.0081372 | 655.8834 | -0.0065304 | 655.5311 | -0.044004
| 655.7631 | 0.043685 |  |  | 556.4965 | 0.043436 | 655.7631 | 0.050577 | 655.7631 | 0.013974 | 656.1151 | 0.062307 | 655.7631 | 0.049558
| 655.9951 | 0.020016 |  |  | 556.6127 | 0 | 655.9951 | -0.062676 | 655.9951 | -0.0030978 | 656.3467 | 0.01791 | 655.9951 | -0.034022
| 656.2272 | 0.018391 |  |  | 556.7289 | 0.019604 | 656.2272 | -0.031338 | 656.2272 | 0.007204 | 656.5784 | 0.066937 | 656.2272 | 0.047913
| 656.4592 | 0.0041371 |  |  | 556.8451 | 0 | 656.4592 | -0.058838 | 656.4592 | -0.0081071 | 656.8102 | 0.07401 | 656.4592 | -0.029172
| 656.6913 | 0.027176 |  |  | 556.9613 | 0.03767 | 656.6913 | -0.020815 | 656.6913 | 0.015319 | 657.0419 | 0.01492 | 656.6913 | 0.056169
| 656.9233 | 0.019246 |  |  | 557.0775 | 0 | 656.9233 | -0.10866 | 656.9233 | -0.0023202 | 657.2736 | 0.07768 | 656.9233 | -0.033894
| 657.1554 | 0.026989 |  |  | 557.1937 | 0.034595 | 657.1554 | 0.027664 | 657.1554 | 0.016455 | 657.5053 | 0.075361 | 657.1554 | 0.043888
| 657.3875 | -0.011339 |  |  | 557.3099 | 0 | 657.3875 | -0.056885 | 657.3875 | -0.01548 | 657.7371 | 0.019163 | 657.3875 | -0.043811
| 657.6196 | 0.01358 |  |  | 557.4262 | 0.041514 | 657.6196 | 0.00080892 | 657.6196 | 0.0067576 | 657.9688 | 0.098026 | 657.6196 | 0.044238
| 657.8517 | 0.0010678 |  |  | 557.5424 | 0 | 657.8517 | -0.053958 | 657.8517 | -0.0068399 | 658.2006 | 0.0015764 | 657.8517 | -0.031851
| 658.0838 | 0.015067 |  |  | 557.6586 | 0.031904 | 658.0838 | 0.059372 | 658.0838 | 0.008443 | 658.4324 | 0.10074 | 658.0838 | 0.034418
| 658.3159 | 0.0061035 |  |  | 557.7749 | 0 | 658.3159 | -0.071234 | 658.3159 | -0.013938 | 658.6641 | 0.065608 | 658.3159 | -0.029804
| 658.5481 | 0.010828 |  |  | 557.8911 | 0.024601 | 658.5481 | -0.032414 | 658.5481 | 0.0049746 | 658.8959 | 0.082956 | 658.5481 | 0.033602
| 658.7802 | 0.0024476 |  |  | 558.0074 | 0 | 658.7802 | -0.088349 | 658.7802 | -0.013713 | 659.1277 | -0.0078085 | 658.7802 | -0.035096
| 659.0124 | 0.021903 |  |  | 558.1236 | 0.021142 | 659.0124 | 0.070099 | 659.0124 | 0.017107 | 659.3596 | -0.013366 | 659.0124 | 0.047249
| 659.2446 | -0.0018022 |  |  | 558.2399 | 0 | 659.2446 | -0.10729 | 659.2446 | -0.016516 | 659.5914 | 0.029323 | 659.2446 | -0.04853
| 659.4767 | 0.024823 |  |  | 558.3561 | 0.021142 | 659.4767 | 0.043585 | 659.4767 | 0.014296 | 659.8232 | 0.050087 | 659.4767 | 0.038215
| 659.7089 | 0.0044925 |  |  | 558.4724 | 0 | 659.7089 | -0.012359 | 659.7089 | -0.0054058 | 660.0551 | 0.024683 | 659.7089 | -0.028525
| 659.9411 | 0.020172 |  |  | 558.5887 | 0.035364 | 659.9411 | 0.020063 | 659.9411 | -0.0030145 | 660.2869 | 0.03544 | 659.9411 | 0.041717
| 660.1733 | 0.01825 |  |  | 558.705 | 0 | 660.1733 | -0.040738 | 660.1733 | -0.0076439 | 660.5188 | -0.039841 | 660.1733 | -0.02951
| 660.4056 | 0.011292 |  |  | 558.8213 | 0.022679 | 660.4056 | 0.056986 | 660.4056 | 0.00049374 | 660.7507 | 0.028341 | 660.4056 | 0.037896
| 660.6378 | 0.018047 |  |  | 558.9376 | 0 | 660.6378 | -0.037249 | 660.6378 | -0.0017309 | 660.9826 | 0.10901 | 660.6378 | -0.027744
| 660.87 | 0.014148 |  |  | 559.0539 | 0.01576 | 660.87 | 0.063233 | 660.87 | 0.0024719 | 661.2145 | 0.01585 | 660.87 | 0.042784
| 661.1023 | 0.00020251 |  |  | 559.1702 | 0 | 661.1023 | -0.075792 | 661.1023 | -0.0132 | 661.4464 | 0.039219 | 661.1023 | -0.036387
| 661.3346 | 0.020435 |  |  | 559.2865 | 0.032673 | 661.3346 | 0.0091021 | 661.3346 | 0.012896 | 661.6783 | 0.087368 | 661.3346 | 0.037677
| 661.5668 | 0.0074003 |  |  | 559.4028 | 0 | 661.5668 | -0.073909 | 661.5668 | -0.014045 | 661.9103 | -0.019615 | 661.5668 | -0.030123
| 661.7991 | 0.024967 |  |  | 559.5191 | 0.027292 | 661.7991 | 0.011071 | 661.7991 | 0.017519 | 662.1422 | 0.067417 | 661.7991 | 0.04109
| 662.0314 | 0.023363 |  |  | 559.6355 | 0 | 662.0314 | -0.1172 | 662.0314 | -0.0085987 | 662.3741 | 0.035832 | 662.0314 | -0.035552
| 662.2637 | 0.021159 |  |  | 559.7518 | 0.019604 | 662.2637 | 0.053526 | 662.2637 | 0.012546 | 662.6061 | 0.067325 | 662.2637 | 0.040187
| 662.496 | 0.021053 |  |  | 559.8682 | 0 | 662.496 | -0.090024 | 662.496 | -0.01538 | 662.8381 | -0.040623 | 662.496 | -0.032773
| 662.7284 | 0.0052039 |  |  | 559.9845 | 0.0042282 | 662.7284 | -0.021066 | 662.7284 | 0.010028 | 663.0701 | 0.095617 | 662.7284 | 0.044207
| 662.9607 | 0.0095915 |  |  | 560.1009 | 0 | 662.9607 | -0.077665 | 662.9607 | -0.0097211 | 663.3021 | -0.019149 | 662.9607 | -0.035238
| 663.193 | 0.023088 |  |  | 560.2172 | 0.035364 | 663.193 | 0.063253 | 663.193 | 0.014686 | 663.5341 | -0.0074867 | 663.193 | 0.039616
| 663.4254 | -0.0088364 |  |  | 560.3336 | 0 | 663.4254 | -0.078384 | 663.4254 | -0.0040508 | 663.7661 | 0.024365 | 663.4254 | -0.028776
| 663.6578 | 0.018038 |  |  | 560.4499 | 0.021142 | 663.6578 | -0.015049 | 663.6578 | 0.0073478 | 663.9982 | 0.020544 | 663.6578 | 0.038922
| 663.8901 | 0.01124 |  |  | 560.5663 | 0 | 663.8901 | -0.077395 | 663.8901 | -0.01004 | 664.2302 | -0.0069529 | 663.8901 | -0.027054
| 664.1225 | 0.0224 |  |  | 560.6827 | 0.038055 | 664.1225 | -0.015269 | 664.1225 | 0.014735 | 664.4622 | 0.037639 | 664.1225 | 0.049238
| 664.3549 | 0.015654 |  |  | 560.7991 | 0 | 664.3549 | -0.030266 | 664.3549 | -0.0030202 | 664.6943 | 0.010441 | 664.3549 | -0.032957
| 664.5873 | 0.015981 |  |  | 560.9155 | 0.019604 | 664.5873 | 0.039809 | 664.5873 | 0.0040436 | 664.9264 | 0.098726 | 664.5873 | 0.032222
| 664.8197 | 0.021326 |  |  | 561.0319 | 0 | 664.8197 | -0.045327 | 664.8197 | -0.00455 | 665.1584 | 0.033178 | 664.8197 | -0.024673
| 665.0522 | 0.023397 |  |  | 561.1483 | 0.027292 | 665.0522 | 0.032801 | 665.0522 | 0.016039 | 665.3906 | 0.064394 | 665.0522 | 0.046733
| 665.2846 | 0.00065391 |  |  | 561.2647 | 0 | 665.2846 | -0.034844 | 665.2846 | -0.010756 | 665.6226 | 0.028277 | 665.2846 | -0.037971
| 665.5171 | -0.0050891 |  |  | 561.3811 | 0.012685 | 665.5171 | -0.0026653 | 665.5171 | 0.0061585 | 665.8547 | 0.026489 | 665.5171 | 0.036478
| 665.7495 | 0.010076 |  |  | 561.4975 | 0 | 665.7495 | -0.027851 | 665.7495 | -0.014982 | 666.0869 | -0.01676 | 665.7495 | -0.035424
| 665.982 | 0.022267 |  |  | 561.614 | 0.02537 | 665.982 | 0.054198 | 665.982 | 0.014925 | 666.319 | 0.055474 | 665.982 | 0.037424
| 666.2145 | 0.013189 |  |  | 561.7304 | 0 | 666.2145 | -0.095654 | 666.2145 | -0.0022149 | 666.5511 | 0.050125 | 666.2145 | -0.032752
| 666.447 | 0.024756 |  |  | 561.8468 | 0.030367 | 666.447 | 0.05128 | 666.447 | 0.017878 | 666.7833 | 0.12191 | 666.447 | 0.037879
| 666.6795 | -0.0017796 |  |  | 561.9633 | 0 | 666.6795 | -0.047555 | 666.6795 | -0.012247 | 667.0155 | 0.0019639 | 666.6795 | -0.036891
| 666.912 | 0.010802 |  |  | 562.0797 | 0.037286 | 666.912 | 0.029615 | 666.912 | 0.007591 | 667.2477 | 0.034965 | 666.912 | 0.029647
| 667.1445 | 0.010468 |  |  | 562.1962 | 0 | 667.1445 | -0.048507 | 667.1445 | -0.0022762 | 667.4799 | 0.0055334 | 667.1445 | -0.02951
| 667.377 | 0.015159 |  |  | 562.3126 | 0.034595 | 667.377 | 0.013092 | 667.377 | 0.0060218 | 667.712 | 0.070185 | 667.377 | 0.041629
| 667.6096 | 0.00040761 |  |  | 562.4291 | 0 | 667.6096 | -0.11918 | 667.6096 | -0.012336 | 667.9442 | 0.0042023 | 667.6096 | -0.046394
| 667.8421 | 0.0092501 |  |  | 562.5456 | 0.024217 | 667.8421 | 0.05783 | 667.8421 | 0.013387 | 668.1765 | 0.06261 | 667.8421 | 0.028485
| 668.0747 | 0.0029233 |  |  | 562.6621 | 0 | 668.0747 | -0.051133 | 668.0747 | -0.018752 | 668.4087 | 0.00063307 | 668.0747 | -0.035365
| 668.3072 | 0.022546 |  |  | 562.7785 | 0.030367 | 668.3072 | -0.014086 | 668.3072 | 0.014115 | 668.6409 | 0.036299 | 668.3072 | 0.031335
| 668.5398 | 0.0027962 |  |  | 562.895 | 0 | 668.5398 | -0.079752 | 668.5398 | -0.013925 | 668.8732 | -0.0087343 | 668.5398 | -0.040056
| 668.7724 | 0.017934 |  |  | 563.0115 | 0.030751 | 668.7724 | 0.05184 | 668.7724 | 0.010759 | 669.1054 | 0.071528 | 668.7724 | 0.030663
| 669.005 | 0.0075427 |  |  | 563.128 | 0 | 669.005 | -0.076724 | 669.005 | -0.0050501 | 669.3377 | -0.002937 | 669.005 | -0.022888
| 669.2376 | 0.027945 |  |  | 563.2445 | 0.040361 | 669.2376 | 0.02924 | 669.2376 | 0.0047382 | 669.57 | 0.044772 | 669.2376 | 0.042867
| 669.4703 | 0.0099616 |  |  | 563.361 | 0 | 669.4703 | -0.099417 | 669.4703 | -0.014589 | 669.8022 | 0.0010766 | 669.4703 | -0.042094
| 669.7029 | 0.019992 |  |  | 563.4776 | 0.049971 | 669.7029 | 0.005827 | 669.7029 | 0.0037667 | 670.0345 | 0.049231 | 669.7029 | 0.038222
| 669.9355 | 0.010303 |  |  | 563.5941 | 0 | 669.9355 | -0.054639 | 669.9355 | -0.010086 | 670.2669 | 0.013114 | 669.9355 | -0.036041
| 670.1682 | 0.012189 |  |  | 563.7106 | 0.032673 | 670.1682 | 0.019281 | 670.1682 | 0.0077902 | 670.4992 | 0.047001 | 670.1682 | 0.027504
| 670.4009 | 0.00080239 |  |  | 563.8272 | 0 | 670.4009 | -0.13083 | 670.4009 | -0.0054844 | 670.7316 | -0.048412 | 670.4009 | -0.036481
| 670.6335 | 0.016986 |  |  | 563.9437 | 0.023063 | 670.6335 | 0.037512 | 670.6335 | 0.0080492 | 670.9639 | 0.058598 | 670.6335 | 0.030252
| 670.8662 | -0.0071885 |  |  | 564.0602 | 0 | 670.8662 | -0.040746 | 670.8662 | -0.0089805 | 671.1962 | 0.0149 | 670.8662 | -0.041502
| 671.0989 | 0.018778 |  |  | 564.1768 | 0.030367 | 671.0989 | -0.0019033 | 671.0989 | 0.0071084 | 671.4286 | 0.046998 | 671.0989 | 0.037237
| 671.3316 | 0.0029406 |  |  | 564.2934 | 0 | 671.3316 | -0.082964 | 671.3316 | -0.010427 | 671.6609 | 0.018019 | 671.3316 | -0.032088
| 671.5643 | 0.012702 |  |  | 564.4099 | 0.02806 | 671.5643 | 0.047532 | 671.5643 | 0.0076078 | 671.8934 | 0.037642 | 671.5643 | 0.033804
| 671.7971 | 0.0097939 |  |  | 564.5265 | 0 | 671.7971 | -0.039623 | 671.7971 | -0.013206 | 672.1257 | 0.0010763 | 671.7971 | -0.037102
| 672.0298 | 0.014454 |  |  | 564.6431 | 0.0080722 | 672.0298 | -0.015139 | 672.0298 | 0.012551 | 672.3582 | 0.024712 | 672.0298 | 0.027482
| 672.2625 | -0.0072735 |  |  | 564.7596 | 0 | 672.2625 | -0.059932 | 672.2625 | -0.016284 | 672.5906 | 0.0033043 | 672.2625 | -0.036941
| 672.4953 | 0.0086929 |  |  | 564.8762 | 0.032289 | 672.4953 | 0.03498 | 672.4953 | 0.012506 | 672.823 | 0.033182 | 672.4953 | 0.038407
| 672.7281 | 0.0061243 |  |  | 564.9928 | 0 | 672.7281 | -0.062684 | 672.7281 | -0.0097454 | 673.0554 | 0.022485 | 672.7281 | -0.039556
| 672.9608 | 0.014086 |  |  | 565.1094 | 0.042667 | 672.9608 | 0.042336 | 672.9608 | 0.0077664 | 673.2879 | 0.047005 | 672.9608 | 0.020526
| 673.1936 | 0.0027041 |  |  | 565.226 | 0 | 673.1936 | -0.081362 | 673.1936 | -0.0098114 | 673.5203 | 0.0082116 | 673.1936 | -0.03332
| 673.4264 | 0.012301 |  |  | 565.3426 | 0.033826 | 673.4264 | 0.01168 | 673.4264 | 0.0063056 | 673.7528 | 0.061717 | 673.4264 | 0.031423
| 673.6592 | 0.0081432 |  |  | 565.4593 | 0 | 673.6592 | -0.10358 | 673.6592 | -0.0084683 | 673.9853 | 0.039424 | 673.6592 | -0.033758
| 673.892 | 0.017235 |  |  | 565.5759 | 0.03498 | 673.892 | -0.015507 | 673.892 | 0.0066564 | 674.2178 | 0.022924 | 673.892 | 0.037482
| 674.1249 | 8.7642e-05 |  |  | 565.6925 | 0 | 674.1249 | -0.096351 | 674.1249 | -0.015586 | 674.4503 | 0.0077604 | 674.1249 | -0.046265
| 674.3577 | 0.023944 |  |  | 565.8091 | 0.024601 | 674.3577 | 0.051599 | 674.3577 | 0.010814 | 674.6828 | 0.048784 | 674.3577 | 0.03356
| 674.5906 | 0.015629 |  |  | 565.9258 | 0 | 674.5906 | -0.040487 | 674.5906 | -0.0092625 | 674.9153 | 0.030058 | 674.5906 | -0.042533
| 674.8234 | 0.00791 |  |  | 566.0424 | 0.017298 | 674.8234 | 0.060801 | 674.8234 | 0.0071833 | 675.1478 | 0.039868 | 674.8234 | 0.035317
| 675.0563 | -0.0035219 |  |  | 566.1591 | 0 | 675.0563 | -0.022817 | 675.0563 | -0.0097681 | 675.3804 | -0.031474 | 675.0563 | -0.04442
| 675.2892 | 0.003631 |  |  | 566.2757 | 0.049586 | 675.2892 | 0.036572 | 675.2892 | 0.0047513 | 675.6129 | 0.042097 | 675.2892 | 0.029996
| 675.522 | -0.012652 |  |  | 566.3924 | 0 | 675.522 | -0.067855 | 675.522 | -0.010338 | 675.8455 | 0.009547 | 675.522 | -0.042065
| 675.7549 | 0.0010924 |  |  | 566.5091 | 0.039977 | 675.7549 | 0.060363 | 675.7549 | -0.0036206 | 676.0781 | 0.050573 | 675.7549 | 0.029961
| 675.9879 | -0.0016666 |  |  | 566.6257 | 0 | 675.9879 | -0.041909 | 675.9879 | -0.016604 | 676.3106 | 0.017126 | 675.9879 | -0.044512
| 676.2208 | 0.018239 |  |  | 566.7424 | 0.0053815 | 676.2208 | 0.046697 | 676.2208 | 0.0094833 | 676.5432 | 0.05503 | 676.2208 | 0.029284
| 676.4537 | -0.00026622 |  |  | 566.8591 | 0 | 676.4537 | -0.080057 | 676.4537 | -0.0097051 | 676.7758 | 0.042547 | 676.4537 | -0.043201
| 676.6866 | 0.0020251 |  |  | 566.9758 | 0.035364 | 676.6866 | 0.026322 | 676.6866 | -0.0050574 | 677.0084 | 0.064398 | 676.6866 | 0.028193
| 676.9196 | -0.0089671 |  |  | 567.0925 | 0 | 676.9196 | -0.11352 | 676.9196 | -0.008171 | 677.2411 | -0.018542 | 676.9196 | -0.042256
| 677.1525 | 0.01141 |  |  | 567.2092 | 0.038439 | 677.1525 | 0.030063 | 677.1525 | 0.0087869 | 677.4737 | 0.029168 | 677.1525 | 0.03206
| 677.3855 | 0.0082407 |  |  | 567.3259 | 0 | 677.3855 | -0.086271 | 677.3855 | -0.0039938 | 677.7064 | 0.029167 | 677.3855 | -0.031891
| 677.6185 | 0.0083409 |  |  | 567.4426 | 0.026523 | 677.6185 | 0.017096 | 677.6185 | 0.0026577 | 677.939 | 0.041653 | 677.6185 | 0.035197
| 677.8515 | 0.00063598 |  |  | 567.5594 | 0 | 677.8515 | -0.11969 | 677.8515 | -0.013875 | 678.1716 | -0.018094 | 677.8515 | -0.042553
| 678.0845 | 0.022896 |  |  | 567.6761 | 0.041899 | 678.0845 | 0.054316 | 678.0845 | 0.0085844 | 678.4043 | 0.046111 | 678.0845 | 0.033942
| 678.3175 | -0.0093334 |  |  | 567.7928 | 0 | 678.3175 | -0.013072 | 678.3175 | -0.014206 | 678.637 | 0.059487 | 678.3175 | -0.047981
| 678.5505 | 0.028219 |  |  | 567.9096 | 0.039977 | 678.5505 | 0.0011011 | 678.5505 | 0.011989 | 678.8697 | 0.074202 | 678.5505 | 0.041395
| 678.7835 | 0.0027244 |  |  | 568.0263 | 0 | 678.7835 | -0.068009 | 678.7835 | -0.019174 | 679.1024 | -0.016312 | 678.7835 | -0.042114
| 679.0166 | 0.012334 |  |  | 568.1431 | 0.029214 | 679.0166 | 0.012898 | 679.0166 | 0.0078524 | 679.3351 | 0.034518 | 679.0166 | 0.038947
| 679.2496 | -0.0044748 |  |  | 568.2598 | 0 | 679.2496 | -0.057456 | 679.2496 | -0.011424 | 679.5679 | 0.0028589 | 679.2496 | -0.046009
| 679.4827 | 0.0081346 |  |  | 568.3766 | 0.028829 | 679.4827 | 0.043132 | 679.4827 | 0.0087316 | 679.8006 | 0.042988 | 679.4827 | 0.030684
| 679.7158 | 0.0079725 |  |  | 568.4934 | 0 | 679.7158 | -0.065703 | 679.7158 | -0.0096591 | 680.0333 | 0.0077655 | 679.7158 | -0.036589
| 679.9488 | 0.017095 |  |  | 568.6101 | 0.04113 | 679.9488 | 0.073366 | 679.9488 | 0.0077344 | 680.2661 | 0.0198 | 679.9488 | 0.030893
| 680.1819 | -0.0034796 |  |  | 568.7269 | 0 | 680.1819 | -0.066767 | 680.1819 | -0.01014 | 680.4988 | -0.0064994 | 680.1819 | -0.042156
| 680.415 | 0.012639 |  |  | 568.8437 | 0.028445 | 680.415 | 0.012929 | 680.415 | 0.0038894 | 680.7316 | 0.067512 | 680.415 | 0.032359
| 680.6481 | 0.0030025 |  |  | 568.9605 | 0 | 680.6481 | -0.077307 | 680.6481 | -0.013198 | 680.9644 | 0.010439 | 680.6481 | -0.043636
| 680.8813 | 0.004397 |  |  | 569.0773 | 0.02191 | 680.8813 | 0.012534 | 680.8813 | 0.003086 | 681.1972 | 0.052803 | 680.8813 | 0.042493
| 681.1144 | -0.0089128 |  |  | 569.1941 | 0 | 681.1144 | -0.10011 | 681.1144 | -0.012156 | 681.4301 | 0.020697 | 681.1144 | -0.043389
| 681.3475 | 0.015637 |  |  | 569.3109 | 0.031136 | 681.3475 | 0.020127 | 681.3475 | 0.0056833 | 681.6628 | 0.02248 | 681.3475 | 0.029197
| 681.5807 | 0.0037892 |  |  | 569.4277 | 0 | 681.5807 | -0.059649 | 681.5807 | -0.013644 | 681.8957 | -0.03861 | 681.5807 | -0.047746
| 681.8138 | 0.012259 |  |  | 569.5446 | 0.02806 | 681.8138 | 0.03416 | 681.8138 | 0.0090338 | 682.1285 | 0.055922 | 681.8138 | 0.036521
| 682.047 | 0.0068335 |  |  | 569.6614 | 0 | 682.047 | -0.048286 | 682.047 | -0.0094712 | 682.3614 | 0.015345 | 682.047 | -0.050562
| 682.2802 | 0.018814 |  |  | 569.7782 | 0.027292 | 682.2802 | 0.033091 | 682.2802 | 0.014129 | 682.5942 | 0.053691 | 682.2802 | 0.04267
| 682.5134 | -0.0066701 |  |  | 569.8951 | 0 | 682.5134 | -0.11487 | 682.5134 | -0.012891 | 682.8271 | -0.00025822 | 682.5134 | -0.033358
| 682.7466 | 0.0038498 |  |  | 570.0119 | 0.0023063 | 682.7466 | 0.044402 | 682.7466 | 0.010205 | 683.06 | 0.047449 | 682.7466 | 0.025798
| 682.9798 | -0.0050474 |  |  | 570.1288 | 0 | 682.9798 | -0.077117 | 682.9798 | -0.01861 | 683.2928 | -0.017648 | 682.9798 | -0.044307
| 683.213 | 0.0023938 |  |  | 570.2456 | 0.021526 | 683.213 | 0.012745 | 683.213 | 0.0064041 | 683.5258 | 0.014899 | 683.213 | 0.032884
| 683.4462 | -0.018312 |  |  | 570.3625 | 0 | 683.4462 | -0.075778 | 683.4462 | -0.021111 | 683.7587 | -0.022557 | 683.4462 | -0.054381
| 683.6795 | 0.010104 |  |  | 570.4794 | 0.053815 | 683.6795 | 0.038461 | 683.6795 | 0.0035848 | 683.9916 | 0.019806 | 683.6795 | 0.035384
| 683.9127 | -0.0098664 |  |  | 570.5962 | 0 | 683.9127 | -0.075066 | 683.9127 | -0.012469 | 684.2245 | -0.01497 | 683.9127 | -0.047887
| 684.146 | -0.01213 |  |  | 570.7131 | 0.016913 | 684.146 | 0.030385 | 684.146 | 0.0056317 | 684.4575 | 0.0046491 | 684.146 | 0.036738
| 684.3793 | -0.0015061 |  |  | 570.83 | 0 | 684.3793 | -0.10201 | 684.3793 | -0.01074 | 684.6904 | -0.022113 | 684.3793 | -0.038898
| 684.6125 | 0.0015447 |  |  | 570.9469 | 0.022295 | 684.6125 | 0.029484 | 684.6125 | 0.0075677 | 684.9234 | 0.0010773 | 684.6125 | 0.036299
| 684.8458 | -0.016973 |  |  | 571.0638 | 0 | 684.8458 | -0.088625 | 684.8458 | -0.016494 | 685.1564 | 0.030506 | 684.8458 | -0.042543
| 685.0791 | 0.013811 |  |  | 571.1807 | 0.024601 | 685.0791 | 0.019674 | 685.0791 | 0.0074737 | 685.3893 | 0.051911 | 685.0791 | 0.043671
| 685.3124 | 0.0045219 |  |  | 571.2976 | 0 | 685.3124 | -0.10297 | 685.3124 | -0.0094567 | 685.6223 | -0.0082882 | 685.3124 | -0.046971
| 685.5458 | 0.0056672 |  |  | 571.4146 | 0.03498 | 685.5458 | 0.063722 | 685.5458 | 0.0107 | 685.8553 | 0.076879 | 685.5458 | 0.036657
| 685.7791 | -0.0041521 |  |  | 571.5315 | 0 | 685.7791 | -0.14393 | 685.7791 | -0.010437 | 686.0883 | -0.013193 | 685.7791 | -0.047253
| 686.0124 | 0.010685 |  |  | 571.6484 | 0.031136 | 686.0124 | 0.024506 | 686.0124 | 0.01405 | 686.3214 | 0.047897 | 686.0124 | 0.035426
| 686.2458 | 0.0010568 |  |  | 571.7654 | 0 | 686.2458 | -0.1292 | 686.2458 | -0.01398 | 686.5544 | 0.03229 | 686.2458 | -0.047863
| 686.4791 | 0.013703 |  |  | 571.8823 | 0.039977 | 686.4791 | -0.0072782 | 686.4791 | 0.0091554 | 686.7874 | 0.071081 | 686.4791 | 0.031696
| 686.7125 | -0.0020371 |  |  | 571.9992 | 0 | 686.7125 | -0.067438 | 686.7125 | -0.021678 | 687.0205 | 0.0055368 | 686.7125 | -0.059355
| 686.9459 | 0.039332 |  |  | 572.1162 | 0.017298 | 686.9459 | 0.04291 | 686.9459 | 0.0076471 | 687.2535 | -0.0051674 | 686.9459 | 0.038656
| 687.1793 | -0.0032328 |  |  | 572.2332 | 0 | 687.1793 | -0.039379 | 687.1793 | -0.013637 | 687.4866 | -0.051535 | 687.1793 | -0.050342
| 687.4127 | 0.012262 |  |  | 572.3501 | 0.046127 | 687.4127 | 0.02878 | 687.4127 | 0.0091947 | 687.7197 | 0.063947 | 687.4127 | 0.041254
| 687.6461 | -0.015718 |  |  | 572.4671 | 0 | 687.6461 | -0.06539 | 687.6461 | -0.012792 | 687.9528 | -0.054214 | 687.6461 | -0.056969
| 687.8795 | 0.010802 |  |  | 572.5841 | 0.042667 | 687.8795 | -0.052565 | 687.8795 | 0.0072115 | 688.1859 | 0.0091045 | 687.8795 | 0.03168
| 688.1129 | 0.0035047 |  |  | 572.7011 | 0 | 688.1129 | -0.10427 | 688.1129 | -0.013156 | 688.419 | 0.026048 | 688.1129 | -0.053834
| 688.3464 | 0.014448 |  |  | 572.8181 | 0.030751 | 688.3464 | 0.020307 | 688.3464 | 0.011264 | 688.6522 | 0.088913 | 688.3464 | 0.038246
| 688.5798 | -0.00030933 |  |  | 572.9351 | 0 | 688.5798 | -0.073142 | 688.5798 | -0.016472 | 688.8853 | -0.00026365 | 688.5798 | -0.057359
| 688.8133 | 0.011843 |  |  | 573.0521 | 0.019604 | 688.8133 | 0.043736 | 688.8133 | -0.00041282 | 689.1185 | 0.073755 | 688.8133 | 0.043605
| 689.0468 | -0.01767 |  |  | 573.1691 | 0 | 689.0468 | -0.064616 | 689.0468 | -0.019453 | 689.3516 | -0.024786 | 689.0468 | -0.053204
| 689.2802 | -0.0029833 |  |  | 573.2861 | 0.027292 | 689.2802 | 0.015857 | 689.2802 | 0.0047992 | 689.5848 | 0.045666 | 689.2802 | 0.038496
| 689.5137 | 0.0087687 |  |  | 573.4031 | 0 | 689.5137 | -0.077731 | 689.5137 | -0.010353 | 689.8179 | -0.038605 | 689.5137 | -0.040431
| 689.7472 | -1.3462e-05 |  |  | 573.5202 | 0.018066 | 689.7472 | -0.005971 | 689.7472 | 0.00018648 | 690.0511 | 0.060826 | 689.7472 | 0.038854
| 689.9807 | -0.0087896 |  |  | 573.6372 | 0 | 689.9807 | -0.16546 | 689.9807 | -0.017259 | 690.2843 | -0.027906 | 689.9807 | -0.047282
| 690.2142 | 0.00053602 |  |  | 573.7542 | 0.033826 | 690.2142 | 0.00051468 | 690.2142 | 0.0007081 | 690.5175 | 0.026045 | 690.2142 | 0.03145
| 690.4478 | -0.0081206 |  |  | 573.8713 | 0 | 690.4478 | -0.11183 | 690.4478 | -0.016361 | 690.7507 | -0.045742 | 690.4478 | -0.055226
| 690.6813 | 0.010664 |  |  | 573.9883 | 0.03152 | 690.6813 | 0.035071 | 690.6813 | 0.012717 | 690.9839 | 0.073307 | 690.6813 | 0.028669
| 690.9149 | 0.0056093 |  |  | 574.1054 | 0 | 690.9149 | -0.11679 | 690.9149 | -0.0076815 | 691.2172 | -0.056887 | 690.9149 | -0.047325
| 691.1484 | -0.00078724 |  |  | 574.2225 | 0.025754 | 691.1484 | -0.01777 | 691.1484 | 0.00311 | 691.4504 | -0.0069484 | 691.1484 | 0.043719
| 691.382 | 0.0012348 |  |  | 574.3395 | 0 | 691.382 | -0.15538 | 691.382 | -0.016686 | 691.6837 | -0.023451 | 691.382 | -0.061216
| 691.6156 | 0.018099 |  |  | 574.4566 | 0.0057659 | 691.6156 | 0.053161 | 691.6156 | 0.012341 | 691.917 | 0.0091015 | 691.6156 | 0.039475
| 691.8491 | -0.0093992 |  |  | 574.5737 | 0 | 691.8491 | -0.10791 | 691.8491 | -0.013427 | 692.1503 | 0.033182 | 691.8491 | -0.05235
| 692.0827 | 0.011008 |  |  | 574.6908 | 0.022679 | 692.0827 | 0.0088002 | 692.0827 | 0.0049161 | 692.3835 | 0.0099968 | 692.0827 | 0.033837
| 692.3164 | -0.012313 |  |  | 574.8079 | 0 | 692.3164 | -0.097967 | 692.3164 | -0.017661 | 692.6168 | -0.065811 | 692.3164 | -0.047223
| 692.55 | 0.0038086 |  |  | 574.925 | 0.038823 | 692.55 | 0.063279 | 692.55 | 0.0055125 | 692.8502 | 0.071974 | 692.55 | 0.042407
| 692.7836 | -0.0029166 |  |  | 575.0421 | 0 | 692.7836 | -0.14522 | 692.7836 | -0.023266 | 693.0834 | 0.0010777 | 692.7836 | -0.04093
| 693.0172 | 0.020615 |  |  | 575.1592 | 0.043052 | 693.0172 | 0.11094 | 693.0172 | 0.0082632 | 693.3168 | 0.00018495 | 693.0172 | 0.043205
| 693.2509 | -0.0098932 |  |  | 575.2764 | 0 | 693.2509 | -0.11357 | 693.2509 | -0.016785 | 693.5501 | -0.065807 | 693.2509 | -0.053992
| 693.4845 | -0.012291 |  |  | 575.3935 | 0.02191 | 693.4845 | 0.046283 | 693.4845 | 0.001738 | 693.7835 | 0.014457 | 693.4845 | 0.037658
| 693.7182 | -0.0027845 |  |  | 575.5106 | 0 | 693.7182 | -0.097538 | 693.7182 | -0.01406 | 694.0168 | 0.0042028 | 693.7182 | -0.045724
| 693.9519 | 0.016989 |  |  | 575.6278 | 0.018451 | 693.9519 | 0.035471 | 693.9519 | 0.011524 | 694.2502 | 0.053687 | 693.9519 | 0.037479
| 694.1856 | -0.01597 |  |  | 575.7449 | 0 | 694.1856 | -0.091565 | 694.1856 | -0.026878 | 694.4836 | -0.024785 | 694.1856 | -0.064138
| 694.4193 | -0.015842 |  |  | 575.8621 | 0.033826 | 694.4193 | 0.022546 | 694.4193 | 0.0058516 | 694.717 | 0.045661 | 694.4193 | 0.037931
| 694.653 | -0.013113 |  |  | 575.9792 | 0 | 694.653 | -0.083859 | 694.653 | -0.020748 | 694.9504 | -0.040392 | 694.653 | -0.054194
| 694.8867 | 0.0076974 |  |  | 576.0964 | 0.044974 | 694.8867 | -0.0030264 | 694.8867 | 0.00077256 | 695.1838 | 0.072865 | 694.8867 | 0.036787
| 695.1204 | -0.015542 |  |  | 576.2136 | 0 | 695.1204 | -0.10545 | 695.1204 | -0.021258 | 695.4172 | 0.025156 | 695.1204 | -0.051647
| 695.3541 | -0.0016929 |  |  | 576.3307 | 0.018451 | 695.3541 | -0.024047 | 695.3541 | 0.0096086 | 695.6506 | 0.079109 | 695.3541 | 0.035793
| 695.5879 | 0.0091656 |  |  | 576.4479 | 0.0034675 | 695.5879 | -0.12446 | 695.5879 | -0.015721 | 695.8841 | -0.023896 | 695.5879 | -0.058107
| 695.8216 | -0.0088361 |  |  | 576.5651 | 0.014607 | 695.8216 | 0.016651 | 695.8216 | 0.0076963 | 696.1175 | 0.035858 | 695.8216 | 0.041953
| 696.0554 | -0.013411 |  |  | 576.6823 | 0 | 696.0554 | -0.14022 | 696.0554 | -0.033771 | 696.351 | -0.011853 | 696.0554 | -0.061276
| 696.2892 | -0.0039554 |  |  | 576.7995 | 0.030367 | 696.2892 | 0.024984 | 696.2892 | -0.00063646 | 696.5845 | 0.047001 | 696.2892 | 0.042187
| 696.523 | -0.01064 |  |  | 576.9167 | 0 | 696.523 | -0.067314 | 696.523 | -0.017607 | 696.8179 | 0.033622 | 696.523 | -0.050138
| 696.7567 | 0.011542 |  |  | 577.0339 | 0.04728 | 696.7567 | -0.0005801 | 696.7567 | 0.004827 | 697.0514 | 0.018019 | 696.7567 | 0.035017
| 696.9905 | -0.00045171 |  |  | 577.1512 | 0 | 696.9905 | -0.07818 | 696.9905 | -0.019694 | 697.2849 | -0.065803 | 696.9905 | -0.048802
| 697.2244 | -0.00091486 |  |  | 577.2684 | 0.034211 | 697.2244 | -0.027532 | 697.2244 | 0.0094242 | 697.5184 | 0.051011 | 697.2244 | 0.02626
| 697.4582 | -0.013587 |  |  | 577.3856 | 0 | 697.4582 | -0.044646 | 697.4582 | -0.01523 | 697.752 | -0.036822 | 697.4582 | -0.063158
| 697.692 | 0.013495 |  |  | 577.5029 | 0.021142 | 697.692 | -0.023143 | 697.692 | 4.6328e-06 | 697.9855 | 0.0055415 | 697.692 | 0.043397
| 697.9259 | -0.010756 |  |  | 577.6201 | 0 | 697.9259 | -0.14017 | 697.9259 | -0.021016 | 698.219 | -0.0073957 | 697.9259 | -0.067017
| 698.1597 | 0.0087767 |  |  | 577.7374 | 0.026523 | 698.1597 | 0.060009 | 698.1597 | 0.010607 | 698.4526 | 0.036745 | 698.1597 | 0.042038
| 698.3936 | 0.0038586 |  |  | 577.8546 | 0 | 698.3936 | 0.01123 | 698.3936 | 0.0051591 | 698.6861 | 0.042103 | 698.3936 | 0.050732
| 698.6274 | -0.021975 |  |  | 577.9719 | 0.031136 | 698.6274 | -0.12038 | 698.6274 | -0.028483 | 698.9197 | 0.060379 | 698.6274 | -0.059921
| 698.8613 | 0.011694 |  |  | 578.0892 | 0 | 698.8613 | 0.044501 | 698.8613 | 0.0038046 | 699.1533 | 0.058152 | 698.8613 | 0.034508
| 699.0952 | 0.014292 |  |  | 578.2064 | 0.040361 | 699.0952 | -0.057682 | 699.0952 | -0.0086511 | 699.3868 | -0.029687 | 699.0952 | -0.050321
| 699.3291 | 0.0060277 |  |  | 578.3237 | 0 | 699.3291 | 0.022998 | 699.3291 | 0.0078628 | 699.6205 | 0.076883 | 699.3291 | 0.030133
| 699.563 | -0.01379 |  |  | 578.441 | 0.036902 | 699.563 | -0.12323 | 699.563 | -0.0187 | 699.8541 | -0.011406 | 699.563 | -0.072848
| 699.7969 | 0.0041695 |  |  | 578.5583 | 0 | 699.7969 | 0.020217 | 699.7969 | 0.00087956 | 700.0877 | 0.053244 | 699.7969 | 0.049447
| 700.0309 | 0.0060064 |  |  | 578.6756 | 0.036133 | 700.0309 | -0.060099 | 700.0309 | -0.014576 | 700.3213 | -0.045293 | 700.0309 | -0.050657
| 700.2648 | 0.0083785 |  |  | 578.7929 | 0 | 700.2648 | 0.054913 | 700.2648 | 0.010993 | 700.5549 | 0.0041948 | 700.2648 | 0.034825
| 700.4988 | -0.018777 |  |  | 578.9103 | 0.015376 | 700.4988 | -0.16227 | 700.4988 | -0.023946 | 700.7886 | 0.015794 | 700.4988 | -0.049541
| 700.7327 | 0.0044649 |  |  | 579.0276 | 0.0019264 | 700.7327 | -0.023985 | 700.7327 | 0.0074375 | 701.0223 | -0.015868 | 700.7327 | 0.039929
| 700.9667 | -0.013764 |  |  | 579.1449 | 0.031136 | 700.9667 | -0.086781 | 700.9667 | -0.028887 | 701.2559 | -0.03415 | 700.9667 | -0.050508
| 701.2007 | 0.0074912 |  |  | 579.2622 | 0 | 701.2007 | 0.029231 | 701.2007 | 0.019157 | 701.4896 | 0.11923 | 701.2007 | 0.044687
| 701.4347 | -0.017063 |  |  | 579.3796 | 0.021526 | 701.4347 | -0.058591 | 701.4347 | -0.02589 | 701.7233 | -0.013193 | 701.4347 | -0.067841
| 701.6686 | -0.0084188 |  |  | 579.4969 | 0 | 701.6686 | 0.019078 | 701.6686 | 0.0005894 | 701.957 | 0.02649 | 701.6686 | 0.039213
| 701.9027 | -0.01764 |  |  | 579.6143 | 0.037286 | 701.9027 | -0.087764 | 701.9027 | -0.022789 | 702.1907 | -0.0073963 | 701.9027 | -0.062658
| 702.1367 | -0.0054264 |  |  | 579.7317 | 0 | 702.1367 | 0.055376 | 702.1367 | 0.0038271 | 702.4244 | 0.034523 | 702.1367 | 0.040277
| 702.3707 | -0.0059924 |  |  | 579.849 | 0.017682 | 702.3707 | -0.11234 | 702.3707 | -0.020398 | 702.6581 | 0.0010792 | 702.3707 | -0.052421
| 702.6047 | 0.012107 |  |  | 579.9664 | 0 | 702.6047 | 0.072682 | 702.6047 | 0.0071661 | 702.8919 | 0.064392 | 702.6047 | 0.034003
| 702.8388 | -0.01658 |  |  | 580.0838 | 0.034211 | 702.8388 | -0.065118 | 702.8388 | -0.020127 | 703.1257 | -0.05778 | 702.8388 | -0.064887
| 703.0728 | 0.0065326 |  |  | 580.2012 | 0 | 703.0728 | 0.070666 | 703.0728 | 0.010953 | 703.3594 | 0.053691 | 703.0728 | 0.040215
| 703.3069 | -0.012805 |  |  | 580.3186 | 0.037286 | 703.3069 | -0.21325 | 703.3069 | -0.017074 | 703.5932 | 0.013561 | 703.3069 | -0.056539
| 703.541 | 0.011432 |  |  | 580.436 | 0 | 703.541 | 0.081946 | 703.541 | 0.0050748 | 703.827 | 0.11077 | 703.541 | 0.047568
| 703.7751 | -0.0056771 |  |  | 580.5534 | 0.04113 | 703.7751 | -0.08794 | 703.7751 | -0.0081633 | 704.0607 | 0.011778 | 703.7751 | -0.0637
| 704.0092 | 0.00071302 |  |  | 580.6708 | 0 | 704.0092 | -0.035564 | 704.0092 | 0.0085561 | 704.2946 | 0.025602 | 704.0092 | 0.047645
| 704.2433 | -0.0093821 |  |  | 580.7882 | 0.024217 | 704.2433 | -0.14507 | 704.2433 | -0.020774 | 704.5284 | -0.011849 | 704.2433 | -0.072741
| 704.4774 | -0.0069893 |  |  | 580.9056 | 0 | 704.4774 | 0.018779 | 704.4774 | 0.0014599 | 704.7622 | 0.003303 | 704.4774 | 0.035632
| 704.7115 | 0.00035527 |  |  | 581.0231 | 0.035364 | 704.7115 | -0.13539 | 704.7115 | -0.015282 | 704.996 | 0.034517 | 704.7115 | -0.061075
| 704.9456 | 0.0064344 |  |  | 581.1405 | 0 | 704.9456 | 0.011821 | 704.9456 | 0.0083004 | 705.2299 | 0.0095428 | 704.9456 | 0.039504
| 705.1798 | -0.021681 |  |  | 581.2579 | 0.034211 | 705.1798 | -0.21454 | 705.1798 | -0.025508 | 705.4637 | -0.023448 | 705.1798 | -0.06153
| 705.4139 | 0.0086891 |  |  | 581.3754 | 0 | 705.4139 | -0.041296 | 705.4139 | 0.0022273 | 705.6976 | 0.032288 | 705.4139 | 0.043921
| 705.6481 | -0.0081438 |  |  | 581.4929 | 0.019988 | 705.6481 | -0.153 | 705.6481 | -0.019238 | 705.9315 | -0.044406 | 705.6481 | -0.051735
| 705.8822 | -0.00074037 |  |  | 581.6103 | 0 | 705.8822 | 0.020541 | 705.8822 | 0.0083065 | 706.1653 | 0.06707 | 705.8822 | 0.039656
| 706.1164 | -0.019718 |  |  | 581.7278 | 0.026907 | 706.1164 | -0.12326 | 706.1164 | -0.02015 | 706.3992 | 0.0019678 | 706.1164 | -0.06259
| 706.3506 | 0.0021347 |  |  | 581.8453 | 0 | 706.3506 | 0.077084 | 706.3506 | 0.0048609 | 706.6331 | 0.042989 | 706.3506 | 0.024883
| 706.5848 | -0.0035499 |  |  | 581.9627 | 0.0123 | 706.5848 | -0.10244 | 706.5848 | -0.016733 | 706.867 | -0.02166 | 706.5848 | -0.066044
| 706.819 | 0.01426 |  |  | 582.0802 | 0 | 706.819 | 0.058956 | 706.819 | 0.0079369 | 707.101 | -0.0078451 | 706.819 | 0.03067
| 707.0532 | -0.0056372 |  |  | 582.1977 | 0.046127 | 707.0532 | -0.15521 | 707.0532 | -0.026904 | 707.3348 | 0.019809 | 707.0532 | -0.065039
| 707.2875 | -0.0034442 |  |  | 582.3152 | 0 | 707.2875 | 0.053549 | 707.2875 | 0.0056885 | 707.5688 | 0.020253 | 707.2875 | 0.032708
| 707.5217 | -0.012114 |  |  | 582.4327 | 0.01922 | 707.5217 | -0.053673 | 707.5217 | -0.01397 | 707.8027 | 0.077326 | 707.5217 | -0.059392
| 707.756 | -0.0049602 |  |  | 582.5503 | 0 | 707.756 | 0.016373 | 707.756 | -0.0012183 | 708.0367 | 0.022924 | 707.756 | 0.037492
| 707.9902 | -0.027247 |  |  | 582.6678 | 0.013838 | 707.9902 | -0.14321 | 707.9902 | -0.020221 | 708.2707 | -0.0047206 | 707.9902 | -0.075427
| 708.2245 | 0.011755 |  |  | 582.7853 | 0 | 708.2245 | -0.03156 | 708.2245 | 0.01579 | 708.5046 | 0.06484 | 708.2245 | 0.031306
| 708.4588 | 0.0015415 |  |  | 582.9029 | 0.037286 | 708.4588 | -0.1701 | 708.4588 | -0.012047 | 708.7386 | -0.01364 | 708.4588 | -0.062496
| 708.693 | 0.022968 |  |  | 583.0204 | 0 | 708.693 | 0.014916 | 708.693 | 0.01989 | 708.9727 | 0.065284 | 708.693 | 0.053225
| 708.9273 | -0.023371 |  |  | 583.1379 | 0.044205 | 708.9273 | -0.14666 | 708.9273 | -0.010138 | 709.2067 | -0.03504 | 708.9273 | -0.0737
| 709.1616 | -0.010151 |  |  | 583.2555 | 0 | 709.1616 | -0.013816 | 709.1616 | 0.0045986 | 709.4407 | 0.0019697 | 709.1616 | 0.029566
| 709.396 | -0.014205 |  |  | 583.3731 | 0.014223 | 709.396 | -0.14556 | 709.396 | -0.018277 | 709.6747 | -0.044851 | 709.396 | -0.066246
| 709.6303 | 0.0031439 |  |  | 583.4906 | 0 | 709.6303 | -0.010543 | 709.6303 | 0.0057326 | 709.9088 | 0.014008 | 709.6303 | 0.039743
| 709.8646 | -0.0048686 |  |  | 583.6082 | 0.024217 | 709.8646 | -0.048326 | 709.8646 | -0.015799 | 710.1428 | -0.057782 | 709.8646 | -0.060206
| 710.099 | -0.0013817 |  |  | 583.7258 | 0 | 710.099 | 0.080179 | 710.099 | 0.0096878 | 710.3768 | 0.051907 | 710.099 | 0.036222
| 710.3333 | -0.00060628 |  |  | 583.8434 | 0.021142 | 710.3333 | -0.17689 | 710.3333 | -0.018431 | 710.6109 | -0.012301 | 710.3333 | -0.058781
| 710.5677 | 0.019179 |  |  | 583.961 | 0 | 710.5677 | 0.019369 | 710.5677 | 0.0060841 | 710.845 | 0.028721 | 710.5677 | 0.056765
| 710.802 | -0.081262 |  |  | 584.0786 | 0.027676 | 710.802 | -0.1027 | 710.802 | -0.024127 | 711.0791 | -0.055545 | 710.802 | -0.064428
| 711.0364 | 0.049361 |  |  | 584.1962 | 0 | 711.0364 | 0.0079694 | 711.0364 | 0.006148 | 711.3132 | 0.036744 | 711.0364 | 0.035457
| 711.2708 | -0.047473 |  |  | 584.3138 | 0.006919 | 711.2708 | -0.12735 | 711.2708 | -0.022615 | 711.5473 | 0.0091001 | 711.2708 | -0.063317
| 711.5052 | -0.028913 |  |  | 584.4314 | 0 | 711.5052 | 0.0005512 | 711.5052 | -0.0067655 | 711.7814 | 0.063496 | 711.5052 | 0.042622
| 711.7396 | 0.02678 |  |  | 584.549 | 0.024217 | 711.7396 | -0.081515 | 711.7396 | -0.019064 | 712.0155 | 0.00018383 | 711.7396 | -0.058497
| 711.9741 | -0.013648 |  |  | 584.6667 | 0 | 711.9741 | 0.04496 | 711.9741 | 0.0028337 | 712.2496 | 0.069744 | 711.9741 | 0.028519
| 712.2085 | 0.0082629 |  |  | 584.7843 | 0.031904 | 712.2085 | -0.072677 | 712.2085 | -0.017034 | 712.4838 | 0.021144 | 712.2085 | -0.066287
| 712.4429 | 0.053788 |  |  | 584.902 | 0 | 712.4429 | 0.00049993 | 712.4429 | 0.0011192 | 712.718 | 0.018914 | 712.4429 | 0.03949
| 712.6774 | -0.041113 |  |  | 585.0196 | 0 | 712.6774 | -0.095198 | 712.6774 | -0.019087 | 712.9521 | -0.018544 | 712.6774 | -0.064127
| 712.9118 | 0.014128 |  |  | 585.1373 | 0 | 712.9118 | -0.03276 | 712.9118 | 0.00021352 | 713.1863 | 0.010887 | 712.9118 | 0.04596
| 713.1463 | -0.017674 |  |  | 585.2549 | 0.013069 | 713.1463 | -0.13502 | 713.1463 | -0.011643 | 713.4205 | -0.027014 | 713.1463 | -0.062259
| 713.3808 | -0.10164 |  |  | 585.3726 | 0 | 713.3808 | 0.039212 | 713.3808 | 0.013239 | 713.6547 | -0.015868 | 713.3808 | 0.043606
| 713.6153 | 0.01726 |  |  | 585.4903 | 0.031136 | 713.6153 | -0.13257 | 713.6153 | -0.0060268 | 713.8889 | -0.050647 | 713.6153 | -0.051306
| 713.8497 | 0.045031 |  |  | 585.608 | 0 | 713.8497 | 0.086184 | 713.8497 | 0.0084341 | 714.1231 | 0.034078 | 713.8497 | 0.038139
| 714.0843 | -0.064931 |  |  | 585.7257 | 0.013454 | 714.0843 | -0.15107 | 714.0843 | -0.022424 | 714.3574 | -0.037268 | 714.0843 | -0.053999
| 714.3188 | 0.0055612 |  |  | 585.8434 | 0 | 714.3188 | 0.037986 | 714.3188 | 0.0023356 | 714.5916 | 0.02159 | 714.3188 | 0.027186
| 714.5533 | -0.12032 |  |  | 585.9611 | 0.028445 | 714.5533 | -0.09701 | 714.5533 | -0.026967 | 714.8258 | -0.066691 | 714.5533 | -0.061476
| 714.7878 | -0.031632 |  |  | 586.0788 | 0 | 714.7878 | 0.0069316 | 714.7878 | 0.008656 | 715.0601 | 0.040763 | 714.7878 | 0.036085
| 715.0224 | -0.073648 |  |  | 586.1965 | 0.03498 | 715.0224 | -0.12151 | 715.0224 | -0.020054 | 715.2943 | -0.044405 | 715.0224 | -0.061076
| 715.2569 | 0.021914 |  |  | 586.3142 | 0 | 715.2569 | 0.14192 | 715.2569 | 0.0010243 | 715.5286 | -0.018989 | 715.2569 | 0.028341
| 715.4915 | 0.010903 |  |  | 586.432 | 0.024601 | 715.4915 | -0.097489 | 715.4915 | -0.01733 | 715.7629 | -0.039497 | 715.4915 | -0.058845
| 715.726 | 0.063183 |  |  | 586.5497 | 0 | 715.726 | 0.06611 | 715.726 | 0.010582 | 715.9972 | 0.067961 | 715.726 | 0.041015
| 715.9606 | -0.030821 |  |  | 586.6674 | 0.038439 | 715.9606 | -0.070284 | 715.9606 | -0.020269 | 716.2315 | -0.031922 | 715.9606 | -0.040738
| 716.1952 | -0.065225 |  |  | 586.7852 | 0 | 716.1952 | 0.0021281 | 716.1952 | 0.0088145 | 716.4658 | 0.039421 | 716.1952 | 0.0441
| 716.4298 | -0.053057 |  |  | 586.903 | 0.020373 | 716.4298 | -0.083504 | 716.4298 | -0.014004 | 716.7001 | -0.023002 | 716.4298 | -0.069692
| 716.6644 | -0.054413 |  |  | 587.0207 | 0 | 716.6644 | -0.0011191 | 716.6644 | 0.011152 | 716.9344 | 0.079551 | 716.6644 | 0.022728
| 716.899 | -0.0042761 |  |  | 587.1385 | 0.033826 | 716.899 | -0.13642 | 716.899 | -0.01725 | 717.1688 | 0.010441 | 716.899 | -0.053392
| 717.1337 | -0.096309 |  |  | 587.2563 | 0 | 717.1337 | 0.058485 | 717.1337 | 0.00079675 | 717.4031 | 0.036749 | 717.1337 | 0.041512
| 717.3683 | -0.035256 |  |  | 587.3741 | 0.0084567 | 717.3683 | -0.035354 | 717.3683 | -0.013206 | 717.6375 | 0.019359 | 717.3683 | -0.06189
| 717.603 | 0.0071997 |  |  | 587.4919 | 0 | 717.603 | -0.025119 | 717.603 | 0.00774 | 717.8719 | 0.1228 | 717.603 | 0.032241
| 717.8376 | 0.0014527 |  |  | 587.6097 | 0.0080722 | 717.8376 | -0.11639 | 717.8376 | -0.022696 | 718.1063 | -0.017649 | 717.8376 | -0.064238
| 718.0723 | 0.049467 |  |  | 587.7275 | 0 | 718.0723 | 0.012597 | 718.0723 | 0.0094546 | 718.3407 | 0.031398 | 718.0723 | 0.039519
| 718.3069 | -0.075743 |  |  | 587.8453 | 0.019988 | 718.3069 | -0.071718 | 718.3069 | -0.029681 | 718.5751 | 0.00018471 | 718.3069 | -0.061901
| 718.5416 | 0.0066069 |  |  | 587.9631 | 0 | 718.5416 | 0.0037149 | 718.5416 | 0.0056741 | 718.8095 | 0.02248 | 718.5416 | 0.033942
| 718.7763 | -0.017005 |  |  | 588.0809 | 0.026523 | 718.7763 | -0.12091 | 718.7763 | -0.016895 | 719.0439 | -0.014977 | 718.7763 | -0.066587
| 719.011 | 0.043578 |  |  | 588.1987 | 0 | 719.011 | 0.032472 | 719.011 | 0.0069584 | 719.2783 | 0.036746 | 719.011 | 0.045915
| 719.2457 | -0.01038 |  |  | 588.3166 | 0.02537 | 719.2457 | -0.11977 | 719.2457 | -0.023355 | 719.5128 | -0.038605 | 719.2457 | -0.054513
| 719.4805 | 0.035043 |  |  | 588.4344 | 0 | 719.4805 | 0.010385 | 719.4805 | 0.0020688 | 719.7473 | 0.0033058 | 719.4805 | 0.035653
| 719.7152 | -0.018251 |  |  | 588.5523 | 0.027676 | 719.7152 | -0.10082 | 719.7152 | -0.015129 | 719.9817 | -0.040391 | 719.7152 | -0.059801
| 719.9499 | 0.018733 |  |  | 588.6701 | 0 | 719.9499 | 0.041118 | 719.9499 | 0.0070345 | 720.2162 | 0.094272 | 719.9499 | 0.033087
| 720.1847 | -0.094411 |  |  | 588.788 | 0.036133 | 720.1847 | -0.14088 | 720.1847 | -0.01874 | 720.4506 | -0.0078385 | 720.1847 | -0.053739
| 720.4194 | 0.091019 |  |  | 588.9059 | 0 | 720.4194 | 0.022319 | 720.4194 | 0.01656 | 720.6851 | 0.0028585 | 720.4194 | 0.038789
| 720.6542 | -0.04439 |  |  | 589.0238 | 0.011147 | 720.6542 | -0.086026 | 720.6542 | -0.019232 | 720.9196 | 0.013561 | 720.6542 | -0.050891
| 720.889 | 0.027689 |  |  | 589.1416 | 0 | 720.889 | 0.047738 | 720.889 | 0.007377 | 721.1542 | 0.0528 | 720.889 | 0.04372
| 721.1238 | 0.024117 |  |  | 589.2595 | 0.014607 | 721.1238 | -0.079956 | 721.1238 | -0.01386 | 721.3887 | -0.033254 | 721.1238 | -0.047322
| 721.3586 | 0.04354 |  |  | 589.3774 | 0 | 721.3586 | -0.017282 | 721.3586 | 0.0037815 | 721.6232 | 0.037638 | 721.3586 | 0.051809
| 721.5934 | -0.0064527 |  |  | 589.4953 | 0.014991 | 721.5934 | -0.071204 | 721.5934 | -0.018433 | 721.8577 | -0.037713 | 721.5934 | -0.05123
| 721.8282 | -0.045653 |  |  | 589.6133 | 0 | 721.8282 | -0.011903 | 721.8282 | 0.0051599 | 722.0923 | 0.083568 | 721.8282 | 0.025665
| 722.063 | -0.14044 |  |  | 589.7312 | 0.030751 | 722.063 | -0.079629 | 722.063 | -0.013645 | 722.3268 | -0.018987 | 722.063 | -0.051448
| 722.2978 | 0.056849 |  |  | 589.8491 | 0 | 722.2978 | -0.023974 | 722.2978 | 0.016308 | 722.5614 | 0.047896 | 722.2978 | 0.039835
| 722.5327 | -0.059696 |  |  | 589.967 | 0.024986 | 722.5327 | -0.072951 | 722.5327 | -0.02008 | 722.796 | -0.010516 | 722.5327 | -0.060181
| 722.7675 | 0.0064775 |  |  | 590.085 | 0 | 722.7675 | -0.0045519 | 722.7675 | 0.013699 | 723.0306 | 0.061271 | 722.7675 | 0.031225
| 723.0024 | -0.090828 |  |  | 590.2029 | 0.018451 | 723.0024 | -0.16029 | 723.0024 | -0.014796 | 723.2651 | -0.0091773 | 723.0024 | -0.064243
| 723.2373 | 0.018895 |  |  | 590.3209 | 0 | 723.2373 | -0.010803 | 723.2373 | 0.0037335 | 723.4998 | 0.038081 | 723.2373 | 0.028541
| 723.4722 | -0.037971 |  |  | 590.4388 | 0.036517 | 723.4722 | -0.10893 | 723.4722 | -0.015206 | 723.7344 | -0.039499 | 723.4722 | -0.050576
| 723.707 | -0.046025 |  |  | 590.5568 | 0 | 723.707 | 0.050053 | 723.707 | 0.0022883 | 723.969 | -0.014974 | 723.707 | 0.025786
| 723.9419 | -0.12361 |  |  | 590.6748 | 0.03152 | 723.9419 | -0.10712 | 723.9419 | -0.019139 | 724.2037 | -0.043516 | 723.9419 | -0.056717
| 724.1769 | 0.049544 |  |  | 590.7928 | 0 | 724.1769 | -0.05257 | 724.1769 | 0.0051131 | 724.4383 | -0.027018 | 724.1769 | 0.030225
| 724.4118 | -0.051026 |  |  | 590.9108 | 0.021526 | 724.4118 | -0.12381 | 724.4118 | -0.020223 | 724.673 | 0.022032 | 724.4118 | -0.053596
| 724.6467 | 0.037413 |  |  | 591.0287 | 0 | 724.6467 | 0.047576 | 724.6467 | 0.0063393 | 724.9076 | 0.038086 | 724.6467 | 0.031139
| 724.8816 | -0.046018 |  |  | 591.1467 | 0.020373 | 724.8816 | -0.080793 | 724.8816 | -0.019708 | 725.1423 | -0.06625 | 724.8816 | -0.0527
| 725.1166 | -0.029783 |  |  | 591.2648 | 0 | 725.1166 | 0.023673 | 725.1166 | 0.0037717 | 725.377 | 0.027385 | 725.1166 | 0.042317
| 725.3515 | -0.035018 |  |  | 591.3828 | 0.046127 | 725.3515 | -0.093375 | 725.3515 | -0.023431 | 725.6117 | 0.0059828 | 725.3515 | -0.054851
| 725.5865 | -0.041989 |  |  | 591.5008 | 0 | 725.5865 | 0.012879 | 725.5865 | 0.00058421 | 725.8464 | 0.02025 | 725.5865 | 0.035637
| 725.8215 | -0.086467 |  |  | 591.6188 | 0.040361 | 725.8215 | -0.088058 | 725.8215 | -0.018779 | 726.0811 | -0.016759 | 725.8215 | -0.043589
| 726.0564 | 0.071912 |  |  | 591.7369 | 0 | 726.0564 | 0.03979 | 726.0564 | 0.005866 | 726.3158 | -0.002049 | 726.0564 | 0.030625
| 726.2914 | -0.042809 |  |  | 591.8549 | 0.0076878 | 726.2914 | -0.16024 | 726.2914 | -0.01292 | 726.5505 | -0.031922 | 726.2914 | -0.04355
| 726.5264 | -0.00099649 |  |  | 591.9729 | 0 | 726.5264 | 0.02965 | 726.5264 | 0.0057379 | 726.7853 | 0.017571 | 726.5264 | 0.043218
| 726.7615 | -0.018059 |  |  | 592.091 | 0.024217 | 726.7615 | -0.028126 | 726.7615 | -0.017629 | 727.02 | -0.032372 | 726.7615 | -0.058264
| 726.9965 | 0.0048587 |  |  | 592.2091 | 0 | 726.9965 | 0.034618 | 726.9965 | 0.0061632 | 727.2548 | 0.035409 | 726.9965 | 0.034043
| 727.2315 | -0.067293 |  |  | 592.3271 | 0.013069 | 727.2315 | -0.086184 | 727.2315 | -0.01811 | 727.4896 | -0.011857 | 727.2315 | -0.05715
| 727.4665 | 0.019241 |  |  | 592.4452 | 0 | 727.4665 | -0.029078 | 727.4665 | 0.0036789 | 727.7244 | 0.032734 | 727.4665 | 0.028025
| 727.7016 | -0.02884 |  |  | 592.5633 | 0.039208 | 727.7016 | -0.09457 | 727.7016 | -0.010311 | 727.9592 | -0.023001 | 727.7016 | -0.059643
| 727.9366 | -0.0072471 |  |  | 592.6814 | 0 | 727.9366 | 0.039889 | 727.9366 | 0.0049277 | 728.194 | 0.047005 | 727.9366 | 0.031441
| 728.1717 | -0.0092425 |  |  | 592.7995 | 0.027676 | 728.1717 | -0.071745 | 728.1717 | -0.018776 | 728.4288 | -0.044849 | 728.1717 | -0.06111
| 728.4068 | -0.009712 |  |  | 592.9176 | 0 | 728.4068 | 0.061025 | 728.4068 | 0.0064873 | 728.6636 | 0.0095476 | 728.4068 | 0.037601
| 728.6419 | -0.056917 |  |  | 593.0357 | 0.0076878 | 728.6419 | -0.089891 | 728.6419 | -0.017017 | 728.8984 | -0.074276 | 728.6419 | -0.059074
| 728.877 | -0.016644 |  |  | 593.1538 | 0 | 728.877 | 0.020063 | 728.877 | 0.0131 | 729.1332 | 0.020246 | 728.877 | 0.029298
| 729.1121 | -0.01859 |  |  | 593.2719 | 0.028829 | 729.1121 | -0.13583 | 729.1121 | -0.018986 | 729.3681 | -0.014526 | 729.1121 | -0.061177
| 729.3472 | 0.10069 |  |  | 593.3901 | 0 | 729.3472 | 0.061406 | 729.3472 | 0.01254 | 729.603 | 0.030503 | 729.3472 | 0.029241
| 729.5823 | -0.02031 |  |  | 593.5082 | 0.034595 | 729.5823 | -0.089737 | 729.5823 | -0.015118 | 729.8378 | -0.014527 | 729.5823 | -0.052527
| 729.8174 | 0.048279 |  |  | 593.6264 | 0 | 729.8174 | -0.022969 | 729.8174 | 0.0037037 | 730.0727 | 0.028718 | 729.8174 | 0.034272
| 730.0526 | -0.079879 |  |  | 593.7445 | 0.023448 | 730.0526 | -0.16525 | 730.0526 | -0.020053 | 730.3076 | -0.06224 | 730.0526 | -0.055001
| 730.2877 | -0.0054004 |  |  | 593.8627 | 0 | 730.2877 | 0.052158 | 730.2877 | 0.004671 | 730.5425 | 0.04121 | 730.2877 | 0.033001
| 730.5229 | -0.021343 |  |  | 593.9808 | 0.027292 | 730.5229 | -0.05406 | 730.5229 | -0.019808 | 730.7774 | -0.05065 | 730.5229 | -0.057731
| 730.758 | 0.022977 |  |  | 594.099 | 0 | 730.758 | 0.037788 | 730.758 | 0.00053547 | 731.0123 | 0.0064245 | 730.758 | 0.035747
| 730.9932 | -0.13253 |  |  | 594.2172 | 0.006919 | 730.9932 | -0.064124 | 730.9932 | -0.019087 | 731.2473 | -0.031027 | 730.9932 | -0.050729
| 731.2284 | 0.019212 |  |  | 594.3354 | 0 | 731.2284 | 0.017021 | 731.2284 | 0.0075946 | 731.4822 | 0.073756 | 731.2284 | 0.025528
| 731.4636 | -0.052745 |  |  | 594.4536 | 0.034595 | 731.4636 | -0.052046 | 731.4636 | -0.018483 | 731.7171 | -0.040827 | 731.4636 | -0.05138
| 731.6988 | -0.0065375 |  |  | 594.5718 | 0 | 731.6988 | 0.045095 | 731.6988 | 0.0055717 | 731.9521 | 0.092037 | 731.6988 | 0.029617
| 731.934 | -0.04881 |  |  | 594.69 | 0.028445 | 731.934 | -0.10889 | 731.934 | -0.022839 | 732.187 | -0.047526 | 731.934 | -0.058464
| 732.1692 | 0.067633 |  |  | 594.8082 | 0 | 732.1692 | 0.070775 | 732.1692 | 0.015845 | 732.422 | -0.00026342 | 732.1692 | 0.04439
| 732.4045 | -0.11917 |  |  | 594.9264 | 0.025754 | 732.4045 | -0.11988 | 732.4045 | -0.021705 | 732.657 | -0.068481 | 732.4045 | -0.059802
| 732.6397 | -0.023718 |  |  | 595.0446 | 0 | 732.6397 | -0.0094366 | 732.6397 | 0.0020401 | 732.892 | 0.032292 | 732.6397 | 0.036773
| 732.8749 | -0.040833 |  |  | 595.1629 | 0.020757 | 732.8749 | -0.13266 | 732.8749 | -0.01713 | 733.127 | -0.068925 | 732.8749 | -0.059363
| 733.1102 | -0.056752 |  |  | 595.2811 | 0 | 733.1102 | 0.014024 | 733.1102 | 0.00054256 | 733.362 | -0.0051695 | 733.1102 | 0.027099
| 733.3455 | 0.00043379 |  |  | 595.3994 | 0.0088411 | 733.3455 | -0.10592 | 733.3455 | -0.0074809 | 733.597 | 0.028274 | 733.3455 | -0.04711
| 733.5808 | -0.039819 |  |  | 595.5176 | 0 | 733.5808 | 0.032874 | 733.5808 | 0.0056175 | 733.832 | 0.02961 | 733.5808 | 0.032199
| 733.816 | -0.0007252 |  |  | 595.6359 | 0.020373 | 733.816 | -0.072978 | 733.816 | -0.01275 | 734.0671 | 0.005983 | 733.816 | -0.060454
| 734.0513 | 0.022452 |  |  | 595.7541 | 0 | 734.0513 | 0.0088048 | 734.0513 | -0.0027407 | 734.3021 | 0.041201 | 734.0513 | 0.031462
| 734.2866 | 0.0012894 |  |  | 595.8724 | 0.020373 | 734.2866 | -0.11358 | 734.2866 | -0.012795 | 734.5372 | -0.027015 | 734.2866 | -0.057525
| 734.5219 | 0.004673 |  |  | 595.9907 | 0 | 734.5219 | 0.043919 | 734.5219 | 0.0044743 | 734.7723 | 0.047001 | 734.5219 | 0.03736
| 734.7573 | -0.071098 |  |  | 596.109 | 0.036517 | 734.7573 | -0.066767 | 734.7573 | -0.020081 | 735.0073 | -0.027905 | 734.7573 | -0.051878
| 734.9926 | 0.019044 |  |  | 596.2273 | 0 | 734.9926 | -0.02415 | 734.9926 | 0.0034263 | 735.2424 | 0.022479 | 734.9926 | 0.033187
| 735.2279 | -0.08693 |  |  | 596.3456 | 0.020373 | 735.2279 | 0.0011377 | 735.2279 | -0.021329 | 735.4775 | -0.083197 | 735.2279 | -0.058943
| 735.4633 | -0.030427 |  |  | 596.4639 | 0 | 735.4633 | -0.025508 | 735.4633 | 0.0013796 | 735.7126 | 0.036742 | 735.4633 | 0.026641
| 735.6987 | 0.017459 |  |  | 596.5822 | 0.018451 | 735.6987 | -0.093572 | 735.6987 | -0.0080067 | 735.9478 | -0.018097 | 735.6987 | -0.05311
| 735.934 | 0.014737 |  |  | 596.7006 | 0 | 735.934 | -0.0092901 | 735.934 | 0.0099354 | 736.1829 | 0.041654 | 735.934 | 0.039247
| 736.1694 | -0.060536 |  |  | 596.8189 | 0.019604 | 736.1694 | -0.15122 | 736.1694 | -0.020836 | 736.418 | -0.012299 | 736.1694 | -0.040165
| 736.4048 | 0.020805 |  |  | 596.9372 | 0 | 736.4048 | 0.028463 | 736.4048 | 0.0059141 | 736.6531 | 0.043881 | 736.4048 | 0.03408
| 736.6402 | -0.079743 |  |  | 597.0556 | 0.014607 | 736.6402 | -0.10405 | 736.6402 | -0.019498 | 736.8883 | -0.04931 | 736.6402 | -0.056977
| 736.8756 | -0.066726 |  |  | 597.1739 | 0 | 736.8756 | 0.0025311 | 736.8756 | -0.0029793 | 737.1235 | 0.059932 | 736.8756 | 0.028134
| 737.111 | -0.015563 |  |  | 597.2923 | 0.023063 | 737.111 | -0.12776 | 737.111 | -0.010335 | 737.3586 | -0.018093 | 737.111 | -0.046982
| 737.3464 | -0.055171 |  |  | 597.4107 | 0 | 737.3464 | 0.011485 | 737.3464 | 0.00011252 | 737.5938 | 0.02159 | 737.3464 | 0.026242
| 737.5818 | -0.074032 |  |  | 597.529 | 0.016913 | 737.5818 | -0.11589 | 737.5818 | -0.018834 | 737.829 | -0.023448 | 737.5818 | -0.054363
| 737.8173 | -0.028165 |  |  | 597.6474 | 0 | 737.8173 | -0.017017 | 737.8173 | -0.00037668 | 738.0642 | 0.036302 | 737.8173 | 0.024321
| 738.0527 | -0.018367 |  |  | 597.7658 | 0.023832 | 738.0527 | -0.12655 | 738.0527 | -0.010126 | 738.2994 | -0.012742 | 738.0527 | -0.055289
| 738.2882 | 0.01043 |  |  | 597.8842 | 0 | 738.2882 | 0.0088088 | 738.2882 | 0.0048082 | 738.5347 | -0.027012 | 738.2882 | 0.043372
| 738.5237 | -0.081829 |  |  | 598.0026 | 0.019988 | 738.5237 | -0.07841 | 738.5237 | -0.019773 | 738.7699 | -0.04173 | 738.5237 | -0.055554
| 738.7591 | 0.11307 |  |  | 598.121 | 0 | 738.7591 | 0.03315 | 738.7591 | 0.010285 | 739.0051 | 0.03675 | 738.7591 | 0.026326
| 738.9946 | -0.076942 |  |  | 598.2394 | 0.018066 | 738.9946 | -0.12135 | 738.9946 | -0.014801 | 739.2404 | -0.084089 | 738.9946 | -0.053995
| 739.2301 | 0.015986 |  |  | 598.3579 | 0 | 739.2301 | 0.0047493 | 739.2301 | 0.0095059 | 739.4756 | -0.010962 | 739.2301 | 0.034214
| 739.4656 | -0.021967 |  |  | 598.4763 | 0.016529 | 739.4656 | -0.077991 | 739.4656 | -0.017414 | 739.7109 | 0.020699 | 739.4656 | -0.055549
| 739.7011 | -0.005786 |  |  | 598.5947 | 0 | 739.7011 | 0.0065863 | 739.7011 | 0.0097416 | 739.9462 | 0.0091015 | 739.7011 | 0.037449
| 739.9367 | -0.058612 |  |  | 598.7132 | 0.016529 | 739.9367 | -0.032921 | 739.9367 | -0.013784 | 740.1815 | -0.014079 | 739.9367 | -0.057704
| 740.1722 | 0.010013 |  |  | 598.8316 | 0 | 740.1722 | -0.047087 | 740.1722 | 0.0019808 | 740.4168 | 0.022921 | 740.1722 | 0.033449
| 740.4077 | -0.014969 |  |  | 598.9501 | 0.033058 | 740.4077 | -0.045373 | 740.4077 | -0.01066 | 740.6521 | -0.0091804 | 740.4077 | -0.050681
| 740.6433 | 0.012949 |  |  | 599.0686 | 0 | 740.6433 | 0.030121 | 740.6433 | 0.0032427 | 740.8874 | 0.047895 | 740.6433 | 0.035666
| 740.8788 | -0.10281 |  |  | 599.187 | 0.031136 | 740.8788 | -0.089975 | 740.8788 | -0.022724 | 741.1227 | -0.042176 | 740.8788 | -0.058645
| 741.1144 | -0.0084207 |  |  | 599.3055 | 0 | 741.1144 | 0.03984 | 741.1144 | 0.0027996 | 741.3581 | -0.034151 | 741.1144 | 0.032972
| 741.35 | -0.090741 |  |  | 599.424 | 0.021526 | 741.35 | -0.13009 | 741.35 | -0.017596 | 741.5934 | -0.035041 | 741.35 | -0.056975
| 741.5856 | 0.021631 |  |  | 599.5425 | 0 | 741.5856 | 0.060218 | 741.5856 | 0.012701 | 741.8288 | 0.042544 | 741.5856 | 0.018365
| 741.8212 | -0.058275 |  |  | 599.661 | 0.037286 | 741.8212 | -0.082451 | 741.8212 | -0.017759 | 742.0641 | -0.04039 | 741.8212 | -0.055876
| 742.0568 | -0.025402 |  |  | 599.7795 | 0 | 742.0568 | 0.025732 | 742.0568 | 0.006748 | 742.2995 | 0.027383 | 742.0568 | 0.029534
| 742.2924 | -0.04209 |  |  | 599.898 | 0.011916 | 742.2924 | -0.079886 | 742.2924 | -0.019791 | 742.5349 | -0.043068 | 742.2924 | -0.052181
| 742.528 | 0.022213 |  |  | 600.0166 | 0 | 742.528 | -0.013862 | 742.528 | 0.0046871 | 742.7703 | 0.022922 | 742.528 | 0.026604
| 742.7636 | -0.026299 |  |  | 600.1351 | 0.035364 | 742.7636 | -0.15975 | 742.7636 | -0.010359 | 743.0057 | -0.0051629 | 742.7636 | -0.052021
| 742.9993 | 0.0011712 |  |  | 600.2536 | 0 | 742.9993 | -0.016737 | 742.9993 | 0.0015665 | 743.2411 | -0.0020436 | 742.9993 | 0.017927
| 743.2349 | -0.032539 |  |  | 600.3722 | 0.032673 | 743.2349 | -0.067018 | 743.2349 | -0.018483 | 743.4765 | -0.042175 | 743.2349 | -0.046495
| 743.4706 | 0.039268 |  |  | 600.4907 | 0 | 743.4706 | 0.013721 | 743.4706 | 0.0027735 | 743.712 | 0.026045 | 743.4706 | 0.025322
| 743.7062 | -0.073674 |  |  | 600.6093 | 0.025754 | 743.7062 | -0.11865 | 743.7062 | -0.017337 | 743.9474 | -0.060908 | 743.7062 | -0.059197
| 743.9419 | 0.03661 |  |  | 600.7278 | 0 | 743.9419 | 0.0094973 | 743.9419 | 0.0015167 | 744.1829 | -0.046188 | 743.9419 | 0.027988
| 744.1776 | -0.074303 |  |  | 600.8464 | 0.030751 | 744.1776 | -0.10741 | 744.1776 | -0.021664 | 744.4183 | 0.012669 | 744.1776 | -0.066016
| 744.4133 | -0.015194 |  |  | 600.965 | 0 | 744.4133 | 0.018886 | 744.4133 | -0.00064458 | 744.6537 | 0.0256 | 744.4133 | 0.024855
| 744.649 | -0.038096 |  |  | 601.0836 | 0.023063 | 744.649 | -0.12113 | 744.649 | -0.013008 | 744.8892 | 0.0055396 | 744.649 | -0.050152
| 744.8847 | -0.0057264 |  |  | 601.2022 | 0 | 744.8847 | 0.002688 | 744.8847 | -0.00091681 | 745.1248 | 0.012221 | 744.8847 | 0.035648
| 745.1204 | -0.075279 |  |  | 601.3208 | 0.019604 | 745.1204 | -0.14523 | 745.1204 | -0.017182 | 745.3602 | -0.011404 | 745.1204 | -0.052292
| 745.3561 | 0.051214 |  |  | 601.4394 | 0 | 745.3561 | -0.0065117 | 745.3561 | 0.010054 | 745.5957 | 0.026048 | 745.3561 | 0.032838
| 745.5919 | 0.016214 |  |  | 601.558 | 0.035749 | 745.5919 | -0.082607 | 745.5919 | -0.015816 | 745.8312 | 0.0037529 | 745.5919 | -0.049438
| 745.8276 | 0.0042744 |  |  | 601.6766 | 0 | 745.8276 | 0.054917 | 745.8276 | -0.0019691 | 746.0668 | 0.080889 | 745.8276 | 0.038883
| 746.0634 | -0.084714 |  |  | 601.7953 | 0.029598 | 746.0634 | -0.098452 | 746.0634 | -0.026359 | 746.3023 | -0.064026 | 746.0634 | -0.057106
| 746.2992 | 0.034858 |  |  | 601.9139 | 0 | 746.2992 | 0.049329 | 746.2992 | 0.012804 | 746.5378 | 0.076873 | 746.2992 | 0.018372
| 746.5349 | -0.062002 |  |  | 602.0326 | 0.0061503 | 746.5349 | -0.096711 | 746.5349 | -0.012021 | 746.7734 | -0.023893 | 746.5349 | -0.05797
| 746.7707 | 0.028855 |  |  | 602.1512 | 0 | 746.7707 | 0.003086 | 746.7707 | 0.0060705 | 747.009 | 0.031841 | 746.7707 | 0.042409
| 747.0065 | -0.0019097 |  |  | 602.2699 | 0.034595 | 747.0065 | -0.091099 | 747.0065 | -0.015683 | 747.2445 | -0.026125 | 747.0065 | -0.048689
| 747.2423 | -0.025284 |  |  | 602.3885 | 0 | 747.2423 | 0.041261 | 747.2423 | 0.0088371 | 747.4801 | 0.041208 | 747.2423 | 0.032607
| 747.4781 | -0.016869 |  |  | 602.5072 | 0.018066 | 747.4781 | -0.066976 | 747.4781 | -0.0057275 | 747.7157 | -0.054215 | 747.4781 | -0.045836
| 747.7139 | -0.028745 |  |  | 602.6259 | 0 | 747.7139 | -0.021954 | 747.7139 | 0.0042135 | 747.9513 | 0.036302 | 747.7139 | 0.027036
| 747.9498 | -6.2078e-05 |  |  | 602.7446 | 0.023448 | 747.9498 | -0.11923 | 747.9498 | -0.019517 | 748.1869 | -0.033703 | 747.9498 | -0.050405
| 748.1856 | 0.074224 |  |  | 602.8633 | 0 | 748.1856 | 0.079581 | 748.1856 | 0.0031089 | 748.4225 | 0.0028598 | 748.1856 | 0.032015
| 748.4214 | -0.10168 |  |  | 602.982 | 0.037286 | 748.4214 | -0.10431 | 748.4214 | -0.020505 | 748.6581 | -0.083194 | 748.4214 | -0.058486
| 748.6573 | 0.019958 |  |  | 603.1007 | 0 | 748.6573 | 0.038757 | 748.6573 | 0.0042362 | 748.8938 | 0.091591 | 748.6573 | 0.033075
| 748.8931 | 0.020127 |  |  | 603.2194 | 0.028829 | 748.8931 | -0.076862 | 748.8931 | -0.01566 | 749.1295 | -0.036827 | 748.8931 | -0.044358
| 749.129 | -0.017914 |  |  | 603.3381 | 0 | 749.129 | 0.046778 | 749.129 | -0.0032719 | 749.3651 | 0.066622 | 749.129 | 0.031058
| 749.3649 | -0.044332 |  |  | 603.4569 | 0.033058 | 749.3649 | -0.053756 | 749.3649 | -0.021295 | 749.6008 | -0.033701 | 749.3649 | -0.048943
| 749.6008 | -0.0072035 |  |  | 603.5756 | 0 | 749.6008 | -0.051205 | 749.6008 | 0.0053438 | 749.8364 | 0.018911 | 749.6008 | 0.026683
| 749.8367 | -0.13265 |  |  | 603.6944 | 0.027676 | 749.8367 | -0.08667 | 749.8367 | -0.020545 | 750.0721 | -0.017652 | 749.8367 | -0.061932
| 750.0726 | 0.053604 |  |  | 603.8131 | 0 | 750.0726 | 0.045417 | 750.0726 | 0.01196 | 750.3078 | 0.0095498 | 750.0726 | 0.040528
| 750.3085 | -0.10809 |  |  | 603.9319 | 0.028445 | 750.3085 | -0.12216 | 750.3085 | -0.021638 | 750.5435 | -0.047077 | 750.3085 | -0.066176
| 750.5444 | -0.06956 |  |  | 604.0506 | 0 | 750.5444 | 0.0042965 | 750.5444 | 0.005734 | 750.7792 | -0.00070933 | 750.5444 | 0.030697
| 750.7804 | -0.062847 |  |  | 604.1694 | 0.013454 | 750.7804 | -0.06476 | 750.7804 | -0.0086182 | 751.015 | -0.026123 | 750.7804 | -0.055311
| 751.0163 | 0.010035 |  |  | 604.2882 | 0 | 751.0163 | -0.0038839 | 751.0163 | 0.0083202 | 751.2507 | 0.03229 | 751.0163 | 0.031975
| 751.2523 | -0.0089341 |  |  | 604.407 | 0.03767 | 751.2523 | -0.10224 | 751.2523 | -0.01101 | 751.4865 | -0.041724 | 751.2523 | -0.055068
| 751.4882 | 0.049958 |  |  | 604.5258 | 0 | 751.4882 | -0.019554 | 751.4882 | 0.011709 | 751.7222 | 0.018915 | 751.4882 | 0.0262
| 751.7242 | 0.0027592 |  |  | 604.6446 | 0.0096097 | 751.7242 | -0.11056 | 751.7242 | -0.018103 | 751.9579 | 0.0010748 | 751.7242 | -0.05348
| 751.9602 | -0.021841 |  |  | 604.7634 | 0 | 751.9602 | 0.015313 | 751.9602 | 0.0050894 | 752.1937 | 0.03541 | 751.9602 | 0.042245
| 752.1961 | -0.011963 |  |  | 604.8822 | 0.021526 | 752.1961 | -0.13809 | 752.1961 | -0.023612 | 752.4295 | -0.055552 | 752.1961 | -0.059072
| 752.4321 | -0.056211 |  |  | 605.0011 | 0 | 752.4321 | 0.067966 | 752.4321 | 0.0023177 | 752.6653 | 0.025598 | 752.4321 | 0.040846
| 752.6681 | -0.070594 |  |  | 605.1199 | 0.027676 | 752.6681 | -0.15065 | 752.6681 | -0.020959 | 752.9011 | -0.047077 | 752.6681 | -0.058126
| 752.9042 | 0.075925 |  |  | 605.2387 | 0 | 752.9042 | 0.037817 | 752.9042 | 0.014303 | 753.1368 | 0.052799 | 752.9042 | 0.025122
| 753.1402 | -0.079167 |  |  | 605.3576 | 0.018451 | 753.1402 | -0.13249 | 753.1402 | -0.018041 | 753.3727 | 0.0068767 | 753.1402 | -0.062846
| 753.3762 | 0.051864 |  |  | 605.4764 | 0 | 753.3762 | 0.0031497 | 753.3762 | 0.0015362 | 753.6085 | 0.024707 | 753.3762 | 0.035959
| 753.6122 | -0.056744 |  |  | 605.5953 | 0.033058 | 753.6122 | -0.17162 | 753.6122 | -0.022704 | 753.8444 | 0.064393 | 753.6122 | -0.0585
| 753.8483 | 0.063563 |  |  | 605.7142 | 0 | 753.8483 | 0.041433 | 753.8483 | 0.0092093 | 754.0802 | 0.018911 | 753.8483 | 0.028957
| 754.0844 | -0.1047 |  |  | 605.8331 | 0.037286 | 754.0844 | -0.074887 | 754.0844 | -0.02053 | 754.316 | -0.027012 | 754.0844 | -0.063543
| 754.3204 | -0.020292 |  |  | 605.952 | 0 | 754.3204 | 0.044638 | 754.3204 | 0.00131 | 754.5519 | 0.018024 | 754.3204 | 0.035564
| 754.5565 | 0.0038657 |  |  | 606.0708 | 0.0123 | 754.5565 | -0.070915 | 754.5565 | -0.015464 | 754.7878 | -0.023448 | 754.5565 | -0.055396
| 754.7926 | -0.077234 |  |  | 606.1897 | 0 | 754.7926 | -0.022762 | 754.7926 | 0.0020945 | 755.0236 | -0.04886 | 754.7926 | 0.040182
| 755.0287 | -0.021666 |  |  | 606.3087 | 0.019988 | 755.0287 | -0.11718 | 755.0287 | -0.011242 | 755.2595 | -0.0065001 | 755.0287 | -0.052396
| 755.2648 | -0.037251 |  |  | 606.4276 | 0 | 755.2648 | 0.02341 | 755.2648 | 0.0026519 | 755.4954 | -0.0033823 | 755.2648 | 0.021776
| 755.5009 | -0.040229 |  |  | 606.5465 | 0 | 755.5009 | -0.086233 | 755.5009 | -0.013791 | 755.7313 | -0.00025978 | 755.5009 | -0.05274
| 755.737 | -0.019131 |  |  | 606.6654 | 0 | 755.737 | 0.024422 | 755.737 | 0.0034388 | 755.9673 | -0.0024872 | 755.737 | 0.037084
| 755.9731 | 0.030735 |  |  | 606.7844 | 0.016913 | 755.9731 | -0.13116 | 755.9731 | -0.010195 | 756.2032 | -0.029243 | 755.9731 | -0.04861
| 756.2093 | -0.047887 |  |  | 606.9033 | 0 | 756.2093 | 0.054687 | 756.2093 | 0.0047486 | 756.4391 | -0.023891 | 756.2093 | 0.03308
| 756.4454 | -0.093212 |  |  | 607.0223 | 0.016144 | 756.4454 | -0.13533 | 756.4454 | -0.019776 | 756.675 | -0.0033833 | 756.4454 | -0.058369
| 756.6816 | 0.019045 |  |  | 607.1412 | 0 | 756.6816 | 0.022836 | 756.6816 | 0.0037231 | 756.911 | 0.0015228 | 756.6816 | 0.025928
| 756.9177 | -0.058899 |  |  | 607.2602 | 0.017682 | 756.9177 | -0.074131 | 756.9177 | -0.020819 | 757.147 | -0.025226 | 756.9177 | -0.071547
| 757.1539 | -0.08278 |  |  | 607.3792 | 0 | 757.1539 | 0.0054669 | 757.1539 | -0.0052642 | 757.3829 | 0.01713 | 757.1539 | 0.026265
| 757.3901 | -0.044438 |  |  | 607.4981 | 0 | 757.3901 | -0.11508 | 757.3901 | -0.01736 | 757.619 | -0.059559 | 757.3901 | -0.052385
| 757.6263 | -0.039923 |  |  | 607.6171 | 0 | 757.6263 | 0.030368 | 757.6263 | 0.0017533 | 757.8549 | -0.014083 | 757.6263 | 0.013102
| 757.8624 | -0.039357 |  |  | 607.7361 | 0.029214 | 757.8624 | -0.086407 | 757.8624 | -0.011648 | 758.0909 | -0.013194 | 757.8624 | -0.053317
| 758.0987 | 0.022413 |  |  | 607.8551 | 0 | 758.0987 | 0.030843 | 758.0987 | 0.016824 | 758.327 | 0.043879 | 758.0987 | 0.036631
| 758.3349 | -0.094304 |  |  | 607.9742 | 0 | 758.3349 | -0.11103 | 758.3349 | -0.023187 | 758.563 | 0.049231 | 758.3349 | -0.062828
| 758.5711 | -0.094269 |  |  | 608.0932 | 0 | 758.5711 | -0.090062 | 758.5711 | -0.012823 | 758.799 | -0.014529 | 758.5711 | -0.057597
| 758.8073 | 0.018868 |  |  | 608.2122 | 0.016913 | 758.8073 | 0.078579 | 758.8073 | 0.0092753 | 759.035 | 0.061717 | 758.8073 | 0.036252
| 759.0436 | -0.047996 |  |  | 608.3312 | 0 | 759.0436 | -0.13318 | 759.0436 | -0.018437 | 759.2711 | 0.01579 | 759.0436 | -0.073159
| 759.2798 | 0.056316 |  |  | 608.4503 | 0.026139 | 759.2798 | 0.015241 | 759.2798 | 0.011049 | 759.5071 | 0.01401 | 759.2798 | 0.03187
| 759.5161 | -0.024385 |  |  | 608.5693 | 0 | 759.5161 | -0.038446 | 759.5161 | -0.025935 | 759.7432 | -0.037273 | 759.5161 | -0.057684
| 759.7523 | 0.02927 |  |  | 608.6884 | 0 | 759.7523 | -0.034392 | 759.7523 | -0.0031922 | 759.9792 | 0.025152 | 759.7523 | 0.024058
| 759.9886 | -0.073726 |  |  | 608.8074 | 0 | 759.9886 | -0.14938 | 759.9886 | -0.010601 | 760.2153 | -0.03504 | 759.9886 | -0.051883
| 760.2249 | 0.029124 |  |  | 608.9265 | 0.03152 | 760.2249 | -0.048793 | 760.2249 | 0.0043819 | 760.4515 | 0.065287 | 760.2249 | 0.029096
| 760.4612 | -0.017133 |  |  | 609.0456 | 0 | 760.4612 | -0.10817 | 760.4612 | -0.02151 | 760.6876 | -0.061789 | 760.4612 | -0.050685
| 760.6975 | 0.020665 |  |  | 609.1647 | 0.054583 | 760.6975 | 0.069924 | 760.6975 | 0.014071 | 760.9236 | 0.038978 | 760.6975 | 0.032723
| 760.9338 | -0.074553 |  |  | 609.2838 | 0 | 760.9338 | -0.057374 | 760.9338 | -0.0069414 | 761.1598 | -0.027462 | 760.9338 | -0.068612
| 761.1701 | 0.039543 |  |  | 609.4029 | 0.033442 | 761.1701 | 0.013925 | 761.1701 | 0.0077867 | 761.3959 | 0.027833 | 761.1701 | 0.043214
| 761.4064 | -0.030338 |  |  | 609.522 | 0 | 761.4064 | -0.060838 | 761.4064 | -0.014539 | 761.6321 | -0.038606 | 761.4064 | -0.055777
| 761.6428 | -0.032858 |  |  | 609.6411 | 0.04113 | 761.6428 | 0.060302 | 761.6428 | 0.0061874 | 761.8682 | 0.040322 | 761.6428 | 0.024656
| 761.8791 | -0.053996 |  |  | 609.7602 | 0 | 761.8791 | -0.088645 | 761.8791 | -0.019032 | 762.1044 | 0.028721 | 761.8791 | -0.063871
| 762.1155 | 0.0092178 |  |  | 609.8794 | 0.011916 | 762.1155 | 0.046469 | 762.1155 | 0.0076955 | 762.3405 | 0.038089 | 762.1155 | 0.024648
| 762.3518 | -0.027912 |  |  | 609.9985 | 0 | 762.3518 | -0.069712 | 762.3518 | -0.01628 | 762.5767 | -0.017651 | 762.3518 | -0.061414
| 762.5882 | -0.032639 |  |  | 610.1176 | 0.039592 | 762.5882 | 0.070206 | 762.5882 | -0.0089692 | 762.8129 | 0.020249 | 762.5882 | 0.031264
| 762.8246 | -0.0076278 |  |  | 610.2368 | 0 | 762.8246 | -0.14486 | 762.8246 | -0.019652 | 763.0491 | -0.024789 | 762.8246 | -0.055438
| 763.061 | 0.017547 |  |  | 610.356 | 0.011532 | 763.061 | 0.040323 | 763.061 | 0.01271 | 763.2853 | 0.041654 | 763.061 | 0.035176
| 763.2974 | -0.045796 |  |  | 610.4751 | 0 | 763.2974 | -0.18054 | 763.2974 | -0.015544 | 763.5215 | -0.0082923 | 763.2974 | -0.069054
| 763.5338 | -0.0004683 |  |  | 610.5943 | 0.022295 | 763.5338 | 0.030382 | 763.5338 | 0.0089266 | 763.7577 | 0.060379 | 763.5338 | 0.032673
| 763.7702 | 0.010797 |  |  | 610.7135 | 0 | 763.7702 | -0.17284 | 763.7702 | -0.020062 | 763.994 | 0.035407 | 763.7702 | -0.063313
| 764.0066 | 0.015061 |  |  | 610.8327 | 0.032289 | 764.0066 | 0.0042605 | 764.0066 | 0.0155 | 764.2302 | 0.025154 | 764.0066 | 0.036715
| 764.243 | -0.091437 |  |  | 610.9519 | 0 | 764.243 | -0.14736 | 764.243 | -0.014113 | 764.4664 | -0.027015 | 764.243 | -0.054996
| 764.4795 | 0.00063954 |  |  | 611.0711 | 0.038823 | 764.4795 | 0.0027053 | 764.4795 | -4.1177e-05 | 764.7027 | 0.12949 | 764.4795 | 0.046262
| 764.7159 | -0.030847 |  |  | 611.1903 | 0 | 764.7159 | -0.12022 | 764.7159 | -0.022961 | 764.939 | 0.019357 | 764.7159 | -0.067062
| 764.9524 | 0.016405 |  |  | 611.3095 | 0.032673 | 764.9524 | 0.065772 | 764.9524 | 0.010228 | 765.1752 | 0.047451 | 764.9524 | 0.038311
| 765.1888 | -0.097088 |  |  | 611.4288 | 0 | 765.1888 | -0.14641 | 765.1888 | -0.013824 | 765.4115 | 0.0099961 | 765.1888 | -0.063814
| 765.4253 | -0.025108 |  |  | 611.548 | 0.028445 | 765.4253 | 0.0070642 | 765.4253 | -0.0027195 | 765.6478 | -0.0038308 | 765.4253 | 0.022767
| 765.6618 | -0.15176 |  |  | 611.6672 | 0 | 765.6618 | -0.071104 | 765.6618 | -0.026789 | 765.8842 | -0.043957 | 765.6618 | -0.067797
| 765.8983 | -0.01571 |  |  | 611.7865 | 0.046511 | 765.8983 | 0.02846 | 765.8983 | 0.015819 | 766.1204 | -0.018989 | 765.8983 | 0.032738
| 766.1348 | -0.026999 |  |  | 611.9058 | 0 | 766.1348 | -0.13429 | 766.1348 | -0.010569 | 766.3568 | -0.019434 | 766.1348 | -0.064026
| 766.3713 | -0.031554 |  |  | 612.025 | 0.030751 | 766.3713 | 0.031091 | 766.3713 | 0.0052398 | 766.5931 | 0.068405 | 766.3713 | 0.020888
| 766.6078 | -0.034019 |  |  | 612.1443 | 0 | 766.6078 | -0.089566 | 766.6078 | -0.013398 | 766.8294 | -0.019879 | 766.6078 | -0.06667
| 766.8443 | -0.015916 |  |  | 612.2636 | 0.016913 | 766.8443 | -0.019027 | 766.8443 | 0.0033654 | 767.0658 | 0.052356 | 766.8443 | 0.040495
| 767.0809 | -0.043251 |  |  | 612.3829 | 0 | 767.0809 | -0.13906 | 767.0809 | -0.023382 | 767.3021 | -0.04262 | 767.0809 | -0.058478
| 767.3174 | 0.0091016 |  |  | 612.5022 | 0.024601 | 767.3174 | 0.01464 | 767.3174 | 0.0026879 | 767.5385 | 0.011335 | 767.3174 | 0.028413
| 767.554 | -0.016057 |  |  | 612.6215 | 0 | 767.554 | -0.058814 | 767.554 | -0.021853 | 767.7749 | -0.029688 | 767.554 | -0.065259
| 767.7905 | -0.013596 |  |  | 612.7408 | 0.022295 | 767.7905 | 0.05971 | 767.7905 | 0.00352 | 768.0113 | 0.051463 | 767.7905 | 0.043746
| 768.0271 | -0.096148 |  |  | 612.8601 | 0 | 768.0271 | -0.1964 | 768.0271 | -0.021569 | 768.2477 | 0.0073157 | 768.0271 | -0.071826
| 768.2637 | 0.052865 |  |  | 612.9794 | 0.033442 | 768.2637 | 0.05101 | 768.2637 | 0.011787 | 768.4841 | 0.011331 | 768.2637 | 0.041995
| 768.5003 | -0.075538 |  |  | 613.0988 | 0 | 768.5003 | -0.14012 | 768.5003 | -0.019183 | 768.7205 | -0.024339 | 768.5003 | -0.072255
| 768.7369 | 0.03408 |  |  | 613.2181 | 0.032289 | 768.7369 | -0.05172 | 768.7369 | 0.021651 | 768.9569 | 0.028279 | 768.7369 | 0.057929
| 768.9735 | -0.075763 |  |  | 613.3375 | 0 | 768.9735 | -0.051739 | 768.9735 | -0.025767 | 769.1934 | -0.072941 | 768.9735 | -0.079421
| 769.2101 | 0.069715 |  |  | 613.4568 | 0.025754 | 769.2101 | 0.094418 | 769.2101 | 0.014278 | 769.4298 | 0.018467 | 769.2101 | 0.04002
| 769.4467 | -0.012438 |  |  | 613.5762 | 0 | 769.4467 | -0.057675 | 769.4467 | -0.011421 | 769.6663 | 0.0041965 | 769.4467 | -0.071352
| 769.6833 | -0.0040531 |  |  | 613.6956 | 0.040746 | 769.6833 | 0.032109 | 769.6833 | -0.00041166 | 769.9027 | 0.0099946 | 769.6833 | 0.045428
| 769.9199 | -0.053783 |  |  | 613.815 | 0 | 769.9199 | -0.054301 | 769.9199 | -0.011673 | 770.1392 | 0.012222 | 769.9199 | -0.071526
| 770.1566 | 0.0064254 |  |  | 613.9343 | 0.052277 | 770.1566 | -0.0065928 | 770.1566 | 0.013373 | 770.3757 | 0.035406 | 770.1566 | 0.040768
| 770.3932 | -0.042261 |  |  | 614.0537 | 0 | 770.3932 | -0.24197 | 770.3932 | -0.01499 | 770.6121 | -0.017203 | 770.3932 | -0.074236
| 770.6299 | -0.010363 |  |  | 614.1731 | 0.029983 | 770.6299 | -0.0075183 | 770.6299 | -0.0001982 | 770.8486 | 0.0015209 | 770.6299 | 0.034259
| 770.8666 | -0.13384 |  |  | 614.2926 | 0 | 770.8666 | -0.13759 | 770.8666 | -0.029019 | 771.0851 | -0.022554 | 770.8666 | -0.072731
| 771.1033 | -0.036686 |  |  | 614.412 | 0.011916 | 771.1033 | 0.0098374 | 771.1033 | -0.0021955 | 771.3217 | -0.019434 | 771.1033 | 0.033235
| 771.3399 | 0.052095 |  |  | 614.5314 | 0 | 771.3399 | -0.09462 | 771.3399 | -0.0086225 | 771.5582 | -0.022999 | 771.3399 | -0.069334
| 771.5766 | -0.022995 |  |  | 614.6508 | 0.014223 | 771.5766 | 0.01483 | 771.5766 | 0.0078537 | 771.7947 | 0.035856 | 771.5766 | 0.023377
| 771.8133 | -0.0075187 |  |  | 614.7703 | 0 | 771.8133 | -0.10114 | 771.8133 | -0.023289 | 772.0312 | 0.005536 | 771.8133 | -0.057657
| 772.0501 | -0.10902 |  |  | 614.8897 | 0.032673 | 772.0501 | 0.027003 | 772.0501 | 0.0057497 | 772.2678 | 0.038978 | 772.0501 | 0.03446
| 772.2868 | -0.0086069 |  |  | 615.0092 | 0 | 772.2868 | -0.11862 | 772.2868 | -0.0065724 | 772.5043 | -0.047078 | 772.2868 | -0.077737
| 772.5235 | -0.013749 |  |  | 615.1287 | 0.013838 | 772.5235 | -0.0073546 | 772.5235 | 0.008982 | 772.7409 | 0.013121 | 772.5235 | 0.027338
| 772.7602 | -0.065019 |  |  | 615.2481 | 0 | 772.7602 | -0.18448 | 772.7602 | -0.024266 | 772.9775 | 0.022477 | 772.7602 | -0.064333
| 772.997 | 0.059222 |  |  | 615.3676 | 0.033058 | 772.997 | -0.024775 | 772.997 | 0.011313 | 773.2141 | 0.060827 | 772.997 | 0.052214
| 773.2338 | -0.021456 |  |  | 615.4871 | 0 | 773.2338 | -0.11882 | 773.2338 | -0.019474 | 773.4507 | -0.052428 | 773.2338 | -0.069894
| 773.4705 | 0.057793 |  |  | 615.6066 | 0.036517 | 773.4705 | -0.014225 | 773.4705 | 0.0090367 | 773.6873 | 0.0050906 | 773.4705 | 0.041718
| 773.7073 | -0.13549 |  |  | 615.7261 | 0 | 773.7073 | -0.099129 | 773.7073 | -0.032953 | 773.9239 | -0.027906 | 773.7073 | -0.068494
| 773.9441 | 0.040837 |  |  | 615.8456 | 0.017682 | 773.9441 | -0.039375 | 773.9441 | 0.0010127 | 774.1605 | 0.025601 | 773.9441 | 0.041991
| 774.1809 | -0.068874 |  |  | 615.9651 | 0 | 774.1809 | -0.24204 | 774.1809 | -0.030791 | 774.3972 | -0.02612 | 774.1809 | -0.069925
| 774.4177 | -0.059505 |  |  | 616.0847 | 0.039977 | 774.4177 | 0.083756 | 774.4177 | 0.0019183 | 774.6338 | -0.0011593 | 774.4177 | 0.042648
| 774.6545 | -0.017951 |  |  | 616.2042 | 0 | 774.6545 | -0.094084 | 774.6545 | -0.020077 | 774.8704 | -0.053319 | 774.6545 | -0.054023
| 774.8913 | 0.04232 |  |  | 616.3237 | 0.022295 | 774.8913 | 0.060542 | 774.8913 | 0.017999 | 775.1071 | 0.058148 | 774.8913 | 0.055986
| 775.1281 | -0.078343 |  |  | 616.4433 | 0 | 775.1281 | -0.14333 | 775.1281 | -0.023425 | 775.3438 | -0.035483 | 775.1281 | -0.080416
| 775.3649 | 0.041037 |  |  | 616.5629 | 0.028829 | 775.3649 | 0.020147 | 775.3649 | 0.023336 | 775.5804 | 0.026492 | 775.3649 | 0.041201
| 775.6018 | -0.071664 |  |  | 616.6824 | 0 | 775.6018 | -0.15912 | 775.6018 | -0.032626 | 775.8171 | 0.014894 | 775.6018 | -0.06597
| 775.8386 | -0.081025 |  |  | 616.802 | 0.019604 | 775.8386 | -0.030682 | 775.8386 | 0.0084747 | 776.0538 | 0.017132 | 775.8386 | 0.036903
| 776.0755 | -0.076278 |  |  | 616.9216 | 0 | 776.0755 | -0.1042 | 776.0755 | -0.02877 | 776.2905 | -0.015423 | 776.0755 | -0.070108
| 776.3123 | 0.0021958 |  |  | 617.0412 | 0.041899 | 776.3123 | 0.014132 | 776.3123 | 0.0084714 | 776.5272 | -0.024343 | 776.3123 | 0.049699
| 776.5492 | -0.1198 |  |  | 617.1608 | 0 | 776.5492 | -0.15318 | 776.5492 | -0.030092 | 776.764 | -0.013192 | 776.5492 | -0.079561
| 776.7861 | -0.0079631 |  |  | 617.2804 | 0.033058 | 776.7861 | 0.04242 | 776.7861 | 0.0038138 | 777.0007 | 0.03898 | 776.7861 | 0.03684
| 777.023 | -0.0070868 |  |  | 617.4 | 0 | 777.023 | -0.11367 | 777.023 | -0.012933 | 777.2374 | -0.022111 | 777.023 | -0.076441
| 777.2599 | 0.010669 |  |  | 617.5196 | 0.024986 | 777.2599 | 0.087541 | 777.2599 | 0.011121 | 777.4742 | 0.031848 | 777.2599 | 0.036035
| 777.4968 | -0.070444 |  |  | 617.6392 | 0 | 777.4968 | -0.12061 | 777.4968 | -0.031327 | 777.7109 | -0.0096262 | 777.4968 | -0.071551
| 777.7337 | 0.02216 |  |  | 617.7589 | 0.018835 | 777.7337 | -0.030563 | 777.7337 | 0.015133 | 777.9477 | -0.021664 | 777.7337 | 0.039731
| 777.9706 | -0.046604 |  |  | 617.8785 | 0 | 777.9706 | -0.064916 | 777.9706 | -0.016658 | 778.1845 | -0.0078385 | 777.9706 | -0.070921
| 778.2076 | 0.068059 |  |  | 617.9982 | 0.018835 | 778.2076 | 0.041542 | 778.2076 | 0.019853 | 778.4213 | 0.066177 | 778.2076 | 0.051112
| 778.4445 | -0.067635 |  |  | 618.1178 | 0 | 778.4445 | -0.070855 | 778.4445 | -0.024505 | 778.6581 | -0.034593 | 778.4445 | -0.075271
| 778.6815 | -0.021394 |  |  | 618.2375 | 0.020373 | 778.6815 | 0.019697 | 778.6815 | 0.0039727 | 778.8948 | 0.059937 | 778.6815 | 0.052369
| 778.9184 | -0.11397 |  |  | 618.3572 | 0 | 778.9184 | -0.093948 | 778.9184 | -0.022192 | 779.1317 | -0.039497 | 778.9184 | -0.072706
| 779.1554 | 0.017842 |  |  | 618.4769 | 0.026523 | 779.1554 | 0.025321 | 779.1554 | 0.01656 | 779.3685 | 0.039869 | 779.1554 | 0.050529
| 779.3923 | -0.041227 |  |  | 618.5966 | 0 | 779.3923 | -0.14547 | 779.3923 | -0.022976 | 779.6053 | -0.034145 | 779.3923 | -0.076663
| 779.6293 | -0.033864 |  |  | 618.7162 | 0.016913 | 779.6293 | 0.058407 | 779.6293 | 0.0068943 | 779.8422 | 0.042985 | 779.6293 | 0.037763
| 779.8663 | -0.080024 |  |  | 618.836 | 0 | 779.8663 | -0.12225 | 779.8663 | -0.021933 | 780.079 | -0.04574 | 779.8663 | -0.081278
| 780.1033 | 0.11425 |  |  | 618.9557 | 0.021142 | 780.1033 | 0.044147 | 780.1033 | 0.018273 | 780.3159 | -0.018098 | 780.1033 | 0.063587
| 780.3403 | -0.038585 |  |  | 619.0754 | 0 | 780.3403 | -0.064282 | 780.3403 | -0.024079 | 780.5527 | -0.022112 | 780.3403 | -0.081671
| 780.5773 | -0.094421 |  |  | 619.1951 | 0.030367 | 780.5773 | -0.01487 | 780.5773 | 0.020181 | 780.7896 | 0.033629 | 780.5773 | 0.04726
| 780.8144 | -0.066879 |  |  | 619.3149 | 0 | 780.8144 | -0.10313 | 780.8144 | -0.02608 | 781.0265 | -0.030576 | 780.8144 | -0.09587
| 781.0514 | -0.078889 |  |  | 619.4346 | 0.027292 | 781.0514 | 0.02174 | 781.0514 | 0.019875 | 781.2634 | 0.0050892 | 781.0514 | 0.048492
| 781.2884 | 0.022216 |  |  | 619.5544 | 0 | 781.2884 | -0.11344 | 781.2884 | -0.025306 | 781.5003 | -0.060455 | 781.2884 | -0.068809
| 781.5255 | 0.052297 |  |  | 619.6741 | 0.025754 | 781.5255 | 0.062492 | 781.5255 | -0.003467 | 781.7372 | 0.036754 | 781.5255 | 0.056655
| 781.7625 | -0.078684 |  |  | 619.7939 | 0 | 781.7625 | -0.10025 | 781.7625 | -0.026623 | 781.9741 | -0.05867 | 781.7625 | -0.082058
| 781.9996 | -0.029087 |  |  | 619.9137 | 0.030367 | 781.9996 | 0.047653 | 781.9996 | 0.01366 | 782.2111 | 0.046556 | 781.9996 | 0.048273
| 782.2367 | -0.050999 |  |  | 620.0335 | 0 | 782.2367 | -0.068585 | 782.2367 | -0.027044 | 782.448 | -0.067587 | 782.2367 | -0.087529
| 782.4738 | 0.019217 |  |  | 620.1533 | 0.032289 | 782.4738 | 0.045829 | 782.4738 | 0.010557 | 782.6849 | 0.033626 | 782.4738 | 0.037033
| 782.7109 | -0.048608 |  |  | 620.2731 | 0 | 782.7109 | -0.11317 | 782.7109 | -0.01458 | 782.9219 | 0.044774 | 782.7109 | -0.078575
| 782.948 | 0.025049 |  |  | 620.3929 | 0.024986 | 782.948 | 0.0084825 | 782.948 | 0.00322 | 783.1589 | 0.024263 | 782.948 | 0.051653
| 783.1851 | -0.0031198 |  |  | 620.5127 | 0 | 783.1851 | -0.18462 | 783.1851 | -0.021605 | 783.3958 | 0.045666 | 783.1851 | -0.093594
| 783.4222 | 0.011575 |  |  | 620.6325 | 0.023448 | 783.4222 | 0.033419 | 783.4222 | 0.0055576 | 783.6328 | -0.027461 | 783.4222 | 0.033225
| 783.6593 | -0.012246 |  |  | 620.7523 | 0 | 783.6593 | -0.15571 | 783.6593 | -0.029089 | 783.8698 | -0.041284 | 783.6593 | -0.085558
| 783.8964 | -0.01276 |  |  | 620.8722 | 0.00038442 | 783.8964 | 0.0034035 | 783.8964 | 0.01482 | 784.1068 | 0.02872 | 783.8964 | 0.049596
| 784.1336 | -0.12737 |  |  | 620.992 | 0 | 784.1336 | -0.11921 | 784.1336 | -0.03758 | 784.3438 | -0.038164 | 784.1336 | -0.084014
| 784.3707 | -0.018202 |  |  | 621.1119 | 0.037286 | 784.3707 | -0.018181 | 784.3707 | 0.01173 | 784.5808 | 0.07242 | 784.3707 | 0.038742
| 784.6079 | -0.031039 |  |  | 621.2318 | 0 | 784.6079 | -0.14909 | 784.6079 | -0.021718 | 784.8179 | -0.0091801 | 784.6079 | -0.083956
| 784.845 | 0.016015 |  |  | 621.3516 | 0.006919 | 784.845 | 0.00053353 | 784.845 | 0.017808 | 785.0549 | 0.075538 | 784.845 | 0.036716
| 785.0822 | -0.08307 |  |  | 621.4715 | 0 | 785.0822 | -0.18831 | 785.0822 | -0.034997 | 785.2919 | 0.0086512 | 785.0822 | -0.072298
| 785.3194 | 0.0079023 |  |  | 621.5914 | 0.027292 | 785.3194 | 0.059672 | 785.3194 | -0.00087435 | 785.529 | -0.010067 | 785.3194 | 0.04368
| 785.5566 | 0.00080851 |  |  | 621.7113 | 0 | 785.5566 | -0.06537 | 785.5566 | -0.015261 | 785.7661 | -0.05109 | 785.5566 | -0.078283
| 785.7938 | 0.025024 |  |  | 621.8312 | 0.039977 | 785.7938 | 0.035214 | 785.7938 | 0.00050388 | 786.0031 | 0.041653 | 785.7938 | 0.049235
| 786.031 | -0.062262 |  |  | 621.9511 | 0 | 786.031 | -0.21124 | 786.031 | -0.023448 | 786.2402 | -0.023006 | 786.031 | -0.087912
| 786.2682 | 0.045151 |  |  | 622.071 | 0.0084567 | 786.2682 | 0.078125 | 786.2682 | 0.008245 | 786.4773 | 0.039869 | 786.2682 | 0.041039
| 786.5054 | -0.15544 |  |  | 622.191 | 0 | 786.5054 | -0.098567 | 786.5054 | -0.023298 | 786.7144 | -0.059119 | 786.5054 | -0.088086
| 786.7427 | 0.022599 |  |  | 622.3109 | 0.035364 | 786.7427 | -0.03171 | 786.7427 | 0.013171 | 786.9515 | -0.01899 | 786.7427 | 0.029308
| 786.9799 | -0.061206 |  |  | 622.4308 | 0 | 786.9799 | -0.12212 | 786.9799 | -0.017306 | 787.1886 | -0.026573 | 786.9799 | -0.090222
| 787.2172 | 0.011858 |  |  | 622.5508 | 0.020757 | 787.2172 | 0.041867 | 787.2172 | 0.011083 | 787.4257 | 0.063054 | 787.2172 | 0.061466
| 787.4544 | -0.070593 |  |  | 622.6707 | 0 | 787.4544 | -0.23515 | 787.4544 | -0.03139 | 787.6628 | -0.036372 | 787.4544 | -0.097259
| 787.6917 | 0.01084 |  |  | 622.7907 | 0.017298 | 787.6917 | 0.039972 | 787.6917 | 0.013389 | 787.9 | 0.035853 | 787.6917 | 0.053626
| 787.9289 | -0.074785 |  |  | 622.9107 | 0 | 787.9289 | -0.068949 | 787.9289 | -0.027274 | 788.1371 | -0.015864 | 787.9289 | -0.080949
| 788.1662 | 0.075936 |  |  | 623.0307 | 0.018835 | 788.1662 | 0.11501 | 788.1662 | 0.014726 | 788.3743 | -0.0033825 | 788.1662 | 0.04475
| 788.4035 | -0.034579 |  |  | 623.1507 | 0 | 788.4035 | -0.12371 | 788.4035 | -0.028751 | 788.6115 | -0.069817 | 788.4035 | -0.082458
| 788.6408 | 0.017711 |  |  | 623.2707 | 0.027292 | 788.6408 | 0.0012288 | 788.6408 | 0.0070027 | 788.8486 | 0.01044 | 788.6408 | 0.057904
| 788.8781 | -0.11191 |  |  | 623.3907 | 0 | 788.8781 | -0.17433 | 788.8781 | -0.022651 | 789.0858 | -0.064025 | 788.8781 | -0.10371
| 789.1154 | -0.021282 |  |  | 623.5107 | 0.014607 | 789.1154 | 0.034804 | 789.1154 | 0.013643 | 789.3231 | 0.066624 | 789.1154 | 0.041345
| 789.3528 | 0.020434 |  |  | 623.6307 | 0 | 789.3528 | -0.1049 | 789.3528 | -0.012435 | 789.5602 | 0.0033067 | 789.3528 | -0.078688
| 789.5901 | -0.0015233 |  |  | 623.7508 | 0.031136 | 789.5901 | 0.041424 | 789.5901 | 0.012994 | 789.7974 | 0.026491 | 789.5901 | 0.035442
| 789.8274 | -0.060259 |  |  | 623.8708 | 0 | 789.8274 | -0.024901 | 789.8274 | -0.020532 | 790.0347 | 0.0149 | 789.8274 | -0.090456
| 790.0648 | -0.010837 |  |  | 623.9908 | 0.006919 | 790.0648 | -0.062441 | 790.0648 | 0.011815 | 790.2719 | 0.012224 | 790.0648 | 0.052251
| 790.3021 | -0.055741 |  |  | 624.1109 | 0 | 790.3021 | -0.12207 | 790.3021 | -0.024986 | 790.5092 | 0.021142 | 790.3021 | -0.08847
| 790.5395 | 0.0096096 |  |  | 624.231 | 0.041899 | 790.5395 | 0.083647 | 790.5395 | 0.0091604 | 790.7464 | 0.02917 | 790.5395 | 0.047678
| 790.7769 | -0.07541 |  |  | 624.351 | 0 | 790.7769 | -0.19759 | 790.7769 | -0.027189 | 790.9836 | -0.039948 | 790.7769 | -0.091897
| 791.0142 | -0.0214 |  |  | 624.4711 | 0.032673 | 791.0142 | 0.043206 | 791.0142 | 0.0028487 | 791.2209 | 0.059935 | 791.0142 | 0.044836
| 791.2516 | -0.058298 |  |  | 624.5912 | 0 | 791.2516 | -0.19566 | 791.2516 | -0.030878 | 791.4582 | -0.012746 | 791.2516 | -0.10398
| 791.489 | 0.014172 |  |  | 624.7113 | 0.026139 | 791.489 | -0.046805 | 791.489 | 0.01426 | 791.6955 | 0.064393 | 791.489 | 0.03269
| 791.7264 | -0.015405 |  |  | 624.8314 | 0 | 791.7264 | -0.088876 | 791.7264 | -0.024054 | 791.9327 | 0.0019714 | 791.7264 | -0.084255
| 791.9638 | 0.0040037 |  |  | 624.9515 | 0.021142 | 791.9638 | 0.040662 | 791.9638 | 0.0071953 | 792.17 | 0.072416 | 791.9638 | 0.046613
| 792.2013 | -0.082582 |  |  | 625.0716 | 0 | 792.2013 | -0.18294 | 792.2013 | -0.032037 | 792.4073 | -0.032368 | 792.2013 | -0.1043
| 792.4387 | -0.018682 |  |  | 625.1918 | 0.034595 | 792.4387 | 0.10893 | 792.4387 | -0.00037834 | 792.6447 | 0.04477 | 792.4387 | 0.039545
| 792.6761 | -0.10583 |  |  | 625.3119 | 0 | 792.6761 | -0.20977 | 792.6761 | -0.02994 | 792.882 | 0.023818 | 792.6761 | -0.1057
| 792.9136 | -0.055871 |  |  | 625.432 | 0.034595 | 792.9136 | -0.059847 | 792.9136 | 0.0038248 | 793.1193 | 0.054138 | 792.9136 | 0.030034
| 793.151 | -0.003297 |  |  | 625.5522 | 0 | 793.151 | -0.12144 | 793.151 | -0.028027 | 793.3567 | -0.010069 | 793.151 | -0.082785
| 793.3885 | -0.0017996 |  |  | 625.6724 | 0.023448 | 793.3885 | 0.092397 | 793.3885 | 0.01263 | 793.5941 | 0.048787 | 793.3885 | 0.057579
| 793.6259 | -0.077081 |  |  | 625.7925 | 0 | 793.6259 | -0.13061 | 793.6259 | -0.028108 | 793.8314 | -0.061349 | 793.6259 | -0.08281
| 793.8634 | -0.030424 |  |  | 625.9127 | 0.043436 | 793.8634 | -0.024815 | 793.8634 | 0.0021921 | 794.0688 | 0.1072 | 793.8634 | 0.048797
| 794.1009 | -0.068846 |  |  | 626.0329 | 0 | 794.1009 | -0.11508 | 794.1009 | -0.026402 | 794.3062 | -0.061791 | 794.1009 | -0.074523
| 794.3384 | -0.0041666 |  |  | 626.1531 | 0.03152 | 794.3384 | -0.033425 | 794.3384 | 0.0049258 | 794.5436 | 0.029164 | 794.3384 | 0.031646
| 794.5759 | -0.013748 |  |  | 626.2733 | 0 | 794.5759 | -0.14615 | 794.5759 | -0.021664 | 794.7809 | 0.025605 | 794.5759 | -0.098869
| 794.8134 | -0.042491 |  |  | 626.3935 | 0.033826 | 794.8134 | 0.022619 | 794.8134 | 0.016076 | 795.0184 | 0.048788 | 794.8134 | 0.056716
| 795.0509 | -0.079896 |  |  | 626.5137 | 0 | 795.0509 | -0.086704 | 795.0509 | -0.023628 | 795.2558 | -0.027907 | 795.0509 | -0.07372
| 795.2884 | 0.034607 |  |  | 626.6339 | 0.042667 | 795.2884 | 0.069122 | 795.2884 | 0.0055992 | 795.4932 | 0.0019678 | 795.2884 | 0.05775
| 795.526 | -0.019137 |  |  | 626.7542 | 0 | 795.526 | -0.06417 | 795.526 | -0.030262 | 795.7307 | -0.006501 | 795.526 | -0.07728
| 795.7635 | -0.029079 |  |  | 626.8744 | 0.023448 | 795.7635 | 0.16892 | 795.7635 | 0.008652 | 795.9681 | 0.027832 | 795.7635 | 0.035711
| 796.0011 | -0.015353 |  |  | 626.9947 | 0 | 796.0011 | -0.15845 | 796.0011 | -0.021976 | 796.2055 | -0.023892 | 796.0011 | -0.085199
| 796.2386 | 0.048534 |  |  | 627.1149 | 0.03498 | 796.2386 | 0.081091 | 796.2386 | 0.016992 | 796.443 | 0.014008 | 796.2386 | 0.049834
| 796.4762 | -0.072562 |  |  | 627.2352 | 0 | 796.4762 | -0.10978 | 796.4762 | -0.027432 | 796.6804 | 0.021585 | 796.4762 | -0.096625
| 796.7138 | -0.016525 |  |  | 627.3555 | 0.022679 | 796.7138 | 0.041753 | 796.7138 | 0.018492 | 796.9179 | 0.03452 | 796.7138 | 0.052339
| 796.9514 | -0.01807 |  |  | 627.4757 | 0 | 796.9514 | -0.10176 | 796.9514 | -0.027949 | 797.1554 | -0.042616 | 796.9514 | -0.078987
| 797.1889 | 0.036002 |  |  | 627.596 | 0.030367 | 797.1889 | 0.026382 | 797.1889 | 0.0019441 | 797.3929 | 0.038085 | 797.1889 | 0.066025
| 797.4265 | -0.12706 |  |  | 627.7163 | 0 | 797.4265 | -0.18031 | 797.4265 | -0.030839 | 797.6304 | -0.037268 | 797.4265 | -0.098505
| 797.6641 | -0.092988 |  |  | 627.8366 | 0.041899 | 797.6641 | 0.029923 | 797.6641 | -0.00037329 | 797.8679 | 0.02471 | 797.6641 | 0.035491
| 797.9018 | -0.050784 |  |  | 627.957 | 0 | 797.9018 | -0.15351 | 797.9018 | -0.029901 | 798.1054 | -0.013635 | 797.9018 | -0.086124
| 798.1394 | -0.023891 |  |  | 628.0773 | 0.041899 | 798.1394 | 0.028405 | 798.1394 | 0.0014119 | 798.343 | 0.064394 | 798.1394 | 0.033696
| 798.377 | -0.09207 |  |  | 628.1976 | 0 | 798.377 | -0.12888 | 798.377 | -0.03543 | 798.5805 | -0.0060579 | 798.377 | -0.11314
| 798.6147 | 0.046417 |  |  | 628.318 | 0.038823 | 798.6147 | 0.033851 | 798.6147 | 0.015284 | 798.8181 | 0.0010716 | 798.6147 | 0.058881
| 798.8523 | -0.04295 |  |  | 628.4383 | 0 | 798.8523 | -0.2464 | 798.8523 | -0.031934 | 799.0556 | -0.052431 | 798.8523 | -0.090925
| 799.09 | 0.055778 |  |  | 628.5587 | 0.042283 | 799.09 | 0.077832 | 799.09 | 0.023361 | 799.2932 | 0.039868 | 799.09 | 0.049983
| 799.3276 | -0.12929 |  |  | 628.679 | 0 | 799.3276 | -0.069085 | 799.3276 | -0.032702 | 799.5308 | -0.034595 | 799.3276 | -0.09872
| 799.5653 | 0.025314 |  |  | 628.7994 | 0.038439 | 799.5653 | -0.034182 | 799.5653 | 0.0066412 | 799.7683 | 0.053245 | 799.5653 | 0.053804
| 799.803 | -0.044998 |  |  | 628.9198 | 0 | 799.803 | -0.12725 | 799.803 | -0.034341 | 800.0059 | 0.016235 | 799.803 | -0.07663
| 800.0406 | 0.040047 |  |  | 629.0402 | 0.046896 | 800.0406 | 0.066246 | 800.0406 | 0.0020433 | 800.2435 | 0.039867 | 800.0406 | 0.03872
| 800.2783 | -0.10562 |  |  | 629.1606 | 0 | 800.2783 | -0.072176 | 800.2783 | -0.034842 | 800.4811 | -0.061792 | 800.2783 | -0.1067
| 800.516 | -0.017183 |  |  | 629.281 | 0.030367 | 800.516 | 0.046301 | 800.516 | 0.0094814 | 800.7188 | -0.0078408 | 800.516 | 0.04899
| 800.7538 | -0.10123 |  |  | 629.4014 | 0 | 800.7538 | -0.2503 | 800.7538 | -0.032034 | 800.9564 | 0.000627 | 800.7538 | -0.094337
| 800.9915 | 0.021169 |  |  | 629.5218 | 0.04728 | 800.9915 | 0.016812 | 800.9915 | 0.0079414 | 801.194 | 0.01891 | 800.9915 | 0.038908
| 801.2292 | -0.017859 |  |  | 629.6422 | 0 | 801.2292 | -0.19329 | 801.2292 | -0.030187 | 801.4316 | -0.0073994 | 801.2292 | -0.073007
| 801.4669 | -0.05488 |  |  | 629.7627 | 0.022295 | 801.4669 | 0.018383 | 801.4669 | -0.00065715 | 801.6693 | -0.014084 | 801.4669 | 0.046823
| 801.7047 | -0.038617 |  |  | 629.8831 | 0 | 801.7047 | -0.13239 | 801.7047 | -0.025046 | 801.9069 | -0.016314 | 801.7047 | -0.11359
| 801.9424 | -0.023073 |  |  | 630.0036 | 0.038823 | 801.9424 | 0.019735 | 801.9424 | 0.0077039 | 802.1446 | 0.00018733 | 801.9424 | 0.049962
| 802.1802 | -0.066527 |  |  | 630.124 | 0 | 802.1802 | -0.10421 | 802.1802 | -0.025533 | 802.3823 | -0.030577 | 802.1802 | -0.085672
| 802.418 | -0.036877 |  |  | 630.2445 | 0.037286 | 802.418 | 0.034786 | 802.418 | -0.001351 | 802.62 | 0.041206 | 802.418 | 0.039696
| 802.6557 | -0.0043968 |  |  | 630.365 | 0 | 802.6557 | -0.078441 | 802.6557 | -0.021588 | 802.8577 | -0.075169 | 802.6557 | -0.086022
| 802.8935 | 0.042612 |  |  | 630.4855 | 0.01576 | 802.8935 | 0.026941 | 802.8935 | 0.015137 | 803.0953 | 0.016237 | 802.8935 | 0.052839
| 803.1313 | -0.072805 |  |  | 630.606 | 0.00077065 | 803.1313 | -0.24479 | 803.1313 | -0.023712 | 803.3331 | 0.039419 | 803.1313 | -0.091574
| 803.3691 | 0.074349 |  |  | 630.7265 | 0.028829 | 803.3691 | 0.086861 | 803.3691 | 0.010236 | 803.5708 | 0.04299 | 803.3691 | 0.042841
| 803.6069 | -0.041881 |  |  | 630.847 | 0 | 803.6069 | -0.15981 | 803.6069 | -0.029392 | 803.8085 | -0.029242 | 803.6069 | -0.09493
| 803.8447 | 0.0074017 |  |  | 630.9675 | 0.020757 | 803.8447 | 0.0048945 | 803.8447 | 0.0095066 | 804.0463 | 0.018465 | 803.8447 | 0.043321
| 804.0825 | -0.044291 |  |  | 631.0881 | 0 | 804.0825 | -0.22093 | 804.0825 | -0.027893 | 804.284 | -0.028348 | 804.0825 | -0.080911
| 804.3204 | -0.014702 |  |  | 631.2086 | 0.026139 | 804.3204 | 0.10016 | 804.3204 | 0.003157 | 804.5218 | 0.072421 | 804.3204 | 0.042996
| 804.5582 | -0.066202 |  |  | 631.3291 | 0 | 804.5582 | -0.16623 | 804.5582 | -0.026281 | 804.7595 | -0.032368 | 804.5582 | -0.085178
| 804.7961 | 0.03248 |  |  | 631.4497 | 0.029598 | 804.7961 | 0.070148 | 804.7961 | 0.010543 | 804.9973 | 0.0073182 | 804.7961 | 0.06127
| 805.0339 | -0.040559 |  |  | 631.5703 | 0 | 805.0339 | -0.19723 | 805.0339 | -0.023929 | 805.235 | -0.041284 | 805.0339 | -0.086726
| 805.2718 | 0.042845 |  |  | 631.6908 | 0.040746 | 805.2718 | 0.048844 | 805.2718 | 0.018916 | 805.4728 | 0.012222 | 805.2718 | 0.056718
| 805.5096 | -0.016882 |  |  | 631.8114 | 0 | 805.5096 | -0.1028 | 805.5096 | -0.01976 | 805.7106 | -0.058669 | 805.5096 | -0.085464
| 805.7475 | -0.026263 |  |  | 631.932 | 0.037286 | 805.7475 | -0.028176 | 805.7475 | 0.0015299 | 805.9485 | 0.024709 | 805.7475 | 0.041778
| 805.9854 | 0.00758 |  |  | 632.0526 | 0 | 805.9854 | -0.1934 | 805.9854 | -0.0036817 | 806.1863 | -0.0011545 | 805.9854 | -0.076135
| 806.2233 | 0.049569 |  |  | 632.1732 | 0.02537 | 806.2233 | 0.066695 | 806.2233 | 0.013303 | 806.4241 | -0.0024889 | 806.2233 | 0.044285
| 806.4612 | -0.047532 |  |  | 632.2938 | 0 | 806.4612 | -0.17748 | 806.4612 | -0.032232 | 806.6619 | -0.058231 | 806.4612 | -0.1106
| 806.6991 | -0.023861 |  |  | 632.4144 | 0.033442 | 806.6991 | 0.059686 | 806.6991 | 0.011738 | 806.8998 | 0.025154 | 806.6991 | 0.036249
| 806.937 | -0.024289 |  |  | 632.5351 | 0 | 806.937 | -0.1098 | 806.937 | -0.022207 | 807.1376 | -0.04262 | 806.937 | -0.068695
| 807.1749 | -0.017116 |  |  | 632.6557 | 0.01576 | 807.1749 | 0.014986 | 807.1749 | 0.0039893 | 807.3755 | 0.0099963 | 807.1749 | 0.040276
| 807.4129 | -0.093016 |  |  | 632.7763 | 0 | 807.4129 | -0.11148 | 807.4129 | -0.039599 | 807.6133 | 0.03898 | 807.4129 | -0.091882
| 807.6508 | -0.01059 |  |  | 632.897 | 0.023832 | 807.6508 | 0.019982 | 807.6508 | 0.0056988 | 807.8512 | 0.030061 | 807.6508 | 0.036485
| 807.8888 | -0.0174 |  |  | 633.0177 | 0 | 807.8888 | -0.17781 | 807.8888 | -0.033068 | 808.0891 | -0.03281 | 807.8888 | -0.081356
| 808.1267 | -0.015064 |  |  | 633.1383 | 0.025754 | 808.1267 | 0.023685 | 808.1267 | 0.0081985 | 808.327 | -0.011411 | 808.1267 | 0.041761
| 808.3647 | -0.057171 |  |  | 633.259 | 0 | 808.3647 | -0.084243 | 808.3647 | -0.030084 | 808.5649 | -0.10103 | 808.3647 | -0.077042
| 808.6027 | -0.010618 |  |  | 633.3797 | 0.0046126 | 808.6027 | -0.079268 | 808.6027 | 0.013664 | 808.8028 | 0.029612 | 808.6027 | 0.052788
| 808.8406 | -0.15593 |  |  | 633.5004 | 0 | 808.8406 | -0.21647 | 808.8406 | -0.038681 | 809.0407 | -0.0047188 | 808.8406 | -0.090052
| 809.0786 | -0.048479 |  |  | 633.6211 | 0 | 809.0786 | 0.061045 | 809.0786 | -0.0015268 | 809.2787 | -0.00026299 | 809.0786 | 0.040823
| 809.3166 | -0.083813 |  |  | 633.7418 | 0 | 809.3166 | -0.12608 | 809.3166 | -0.031406 | 809.5166 | -0.048415 | 809.3166 | -0.088304
| 809.5546 | 0.068986 |  |  | 633.8625 | 0.029598 | 809.5546 | 0.087506 | 809.5546 | 0.011816 | 809.7545 | 0.046554 | 809.5546 | 0.061404
| 809.7926 | -0.064511 |  |  | 633.9833 | 0 | 809.7926 | -0.19731 | 809.7926 | -0.029752 | 809.9925 | -0.036379 | 809.7926 | -0.085757
| 810.0307 | 0.11246 |  |  | 634.104 | 0.013454 | 810.0307 | 0.062144 | 810.0307 | 0.015735 | 810.2305 | 0.051459 | 810.0307 | 0.065282
| 810.2687 | -0.045255 |  |  | 634.2247 | 0 | 810.2687 | -0.14315 | 810.2687 | -0.022641 | 810.4684 | -0.031918 | 810.2687 | -0.085636
| 810.5067 | 0.0071897 |  |  | 634.3455 | 0.0084567 | 810.5067 | -0.018354 | 810.5067 | 0.015032 | 810.7064 | 0.0064274 | 810.5067 | 0.042266
| 810.7448 | -0.030259 |  |  | 634.4663 | 0 | 810.7448 | -0.16809 | 810.7448 | -0.025144 | 810.9444 | -0.088997 | 810.7448 | -0.086671
| 810.9828 | -0.033338 |  |  | 634.587 | 0.023448 | 810.9828 | 0.035035 | 810.9828 | 0.0078809 | 811.1824 | 0.081337 | 810.9828 | 0.041196
| 811.2209 | -0.037131 |  |  | 634.7078 | 0 | 811.2209 | -0.12951 | 811.2209 | -0.028909 | 811.4204 | -0.045742 | 811.2209 | -0.10386
| 811.4589 | -0.035033 |  |  | 634.8286 | 0.043436 | 811.4589 | -0.060566 | 811.4589 | -0.00099259 | 811.6584 | 0.070634 | 811.4589 | 0.031379
| 811.697 | -0.059313 |  |  | 634.9494 | 0 | 811.697 | -0.11257 | 811.697 | -0.02506 | 811.8964 | 0.025601 | 811.697 | -0.073485
| 811.9351 | -0.038139 |  |  | 635.0702 | 0.043436 | 811.9351 | 0.025472 | 811.9351 | -0.00090981 | 812.1345 | 0.03764 | 811.9351 | 0.040936
| 812.1732 | -0.057778 |  |  | 635.191 | 0 | 812.1732 | -0.17495 | 812.1732 | -0.026599 | 812.3725 | -0.032361 | 812.1732 | -0.083828
| 812.4113 | -0.031449 |  |  | 635.3118 | 0.033442 | 812.4113 | 0.027329 | 812.4113 | 0.0037546 | 812.6105 | 0.025602 | 812.4113 | 0.041757
| 812.6494 | 0.0021584 |  |  | 635.4327 | 0 | 812.6494 | -0.15282 | 812.6494 | -0.010289 | 812.8486 | -0.056887 | 812.6494 | -0.078067
| 812.8875 | 0.067807 |  |  | 635.5535 | 0.02537 | 812.8875 | 0.070455 | 812.8875 | 0.021411 | 813.0867 | 0.018019 | 812.8875 | 0.053921
| 813.1256 | -0.0062105 |  |  | 635.6744 | 0 | 813.1256 | -0.14267 | 813.1256 | -0.029564 | 813.3247 | -0.019877 | 813.1256 | -0.099253
| 813.3638 | 0.060571 |  |  | 635.7952 | 0.030367 | 813.3638 | 0.0022031 | 813.3638 | 0.015671 | 813.5628 | 0.046114 | 813.3638 | 0.056045
| 813.6019 | -0.075918 |  |  | 635.9161 | 0 | 813.6019 | -0.16831 | 813.6019 | -0.022504 | 813.8009 | 0.0073206 | 813.6019 | -0.080476
| 813.84 | 0.0064887 |  |  | 636.037 | 0.016529 | 813.84 | 0.032868 | 813.84 | 0.014726 | 814.039 | 0.035414 | 813.84 | 0.047283
| 814.0782 | -0.057617 |  |  | 636.1578 | 0 | 814.0782 | -0.16299 | 814.0782 | -0.024638 | 814.2771 | -0.04797 | 814.0782 | -0.096916
| 814.3164 | 0.086993 |  |  | 636.2787 | 0.040361 | 814.3164 | 0.080945 | 814.3164 | 0.024811 | 814.5152 | 0.06707 | 814.3164 | 0.067761
| 814.5545 | -0.08269 |  |  | 636.3996 | 0 | 814.5545 | -0.16804 | 814.5545 | -0.031745 | 814.7534 | -0.077845 | 814.5545 | -0.083121
| 814.7927 | 0.13902 |  |  | 636.5205 | 0.046127 | 814.7927 | 0.040783 | 814.7927 | 0.013148 | 814.9915 | 0.035856 | 814.7927 | 0.059438
| 815.0309 | -0.040272 |  |  | 636.6414 | 0 | 815.0309 | -0.12845 | 815.0309 | -0.020594 | 815.2296 | -0.046187 | 815.0309 | -0.08858
| 815.2691 | 0.011219 |  |  | 636.7624 | 0.013838 | 815.2691 | 0.14236 | 815.2691 | 0.014607 | 815.4678 | 0.077324 | 815.2691 | 0.056933
| 815.5073 | -0.026938 |  |  | 636.8833 | 0 | 815.5073 | -0.2379 | 815.5073 | -0.010547 | 815.7059 | 0.018914 | 815.5073 | -0.080393
| 815.7455 | 0.023232 |  |  | 637.0042 | 0.042667 | 815.7455 | 0.034087 | 815.7455 | 0.01603 | 815.9441 | 0.036305 | 815.7455 | 0.043284
| 815.9837 | -0.057749 |  |  | 637.1252 | 0 | 815.9837 | -0.077923 | 815.9837 | -0.025686 | 816.1823 | -0.050647 | 815.9837 | -0.080523
| 816.2219 | -0.012387 |  |  | 637.2462 | 0.032673 | 816.2219 | -0.011585 | 816.2219 | 0.014292 | 816.4204 | 0.0099937 | 816.2219 | 0.035657
| 816.4601 | -0.053794 |  |  | 637.3671 | 0 | 816.4601 | -0.10442 | 816.4601 | -0.038281 | 816.6586 | 0.0068715 | 816.4601 | -0.074745
| 816.6984 | -0.070944 |  |  | 637.4881 | 0.014223 | 816.6984 | 0.010982 | 816.6984 | -0.0071318 | 816.8969 | 0.0082069 | 816.6984 | 0.02793
| 816.9366 | 0.033485 |  |  | 637.6091 | 0 | 816.9366 | -0.18622 | 816.9366 | -0.013839 | 817.135 | 0.014009 | 816.9366 | -0.082196
| 817.1749 | 0.022011 |  |  | 637.7301 | 0.033442 | 817.1749 | 0.037891 | 817.1749 | 0.0074096 | 817.3732 | 0.067964 | 817.1749 | 0.038977
| 817.4131 | -0.12851 |  |  | 637.8511 | 0 | 817.4131 | -0.12268 | 817.4131 | -0.040991 | 817.6115 | 0.0099954 | 817.4131 | -0.07675
| 817.6514 | 0.035221 |  |  | 637.9721 | 0.015376 | 817.6514 | 0.061735 | 817.6514 | 0.0091678 | 817.8497 | 0.045668 | 817.6514 | 0.057995
| 817.8897 | -0.060772 |  |  | 638.0931 | 0 | 817.8897 | -0.11951 | 817.8897 | -0.023982 | 818.088 | -0.055551 | 817.8897 | -0.085354
| 818.128 | 0.028433 |  |  | 638.2141 | 0.018835 | 818.128 | 0.0032372 | 818.128 | 0.011145 | 818.3262 | 0.034963 | 818.128 | 0.059888
| 818.3663 | -0.055235 |  |  | 638.3352 | 0 | 818.3663 | -0.2219 | 818.3663 | -0.02061 | 818.5645 | -0.062239 | 818.3663 | -0.068874
| 818.6046 | -0.0054828 |  |  | 638.4562 | 0.035749 | 818.6046 | 0.014178 | 818.6046 | 0.0051314 | 818.8027 | 0.040765 | 818.6046 | 0.053692
| 818.8429 | -0.084947 |  |  | 638.5773 | 0 | 818.8429 | -0.24243 | 818.8429 | -0.033965 | 819.041 | -0.028797 | 818.8429 | -0.085785
| 819.0812 | 0.025626 |  |  | 638.6983 | 0.019988 | 819.0812 | 0.053191 | 819.0812 | 0.0082591 | 819.2793 | -0.0015973 | 819.0812 | 0.066284
| 819.3195 | 0.0056251 |  |  | 638.8194 | 0 | 819.3195 | 0.042745 | 819.3195 | 0.005305 | 819.5176 | 0.01713 | 819.3195 | 0.059127
| 819.5578 | -0.03786 |  |  | 638.9405 | 0.026139 | 819.5578 | -0.1491 | 819.5578 | -0.022719 | 819.7559 | -0.020323 | 819.5578 | -0.078523
| 819.7962 | 0.02663 |  |  | 639.0615 | 0 | 819.7962 | 0.11565 | 819.7962 | 0.01385 | 819.9942 | -0.017204 | 819.7962 | 0.053978
| 820.0345 | -0.089631 |  |  | 639.1826 | 0.022679 | 820.0345 | -0.12412 | 820.0345 | -0.019883 | 820.2325 | -0.040391 | 820.0345 | -0.083648
| 820.2729 | -0.014149 |  |  | 639.3037 | 0 | 820.2729 | 0.031067 | 820.2729 | -0.0012878 | 820.4708 | 0.050572 | 820.2729 | 0.050517
| 820.5112 | -0.096235 |  |  | 639.4249 | 0.032289 | 820.5112 | -0.19168 | 820.5112 | -0.035233 | 820.7092 | 0.0033052 | 820.5112 | -0.093575
| 820.7496 | 0.073426 |  |  | 639.546 | 0 | 820.7496 | 0.053702 | 820.7496 | 0.022206 | 820.9475 | 0.051009 | 820.7496 | 0.045653
| 820.988 | -0.10549 |  |  | 639.6671 | 0.039977 | 820.988 | -0.22601 | 820.988 | -0.029444 | 821.1859 | 0.036302 | 820.988 | -0.085469
| 821.2264 | 0.014852 |  |  | 639.7882 | 0 | 821.2264 | 0.088424 | 821.2264 | -0.0031368 | 821.4242 | 0.035854 | 821.2264 | 0.050828
| 821.4647 | -0.10075 |  |  | 639.9094 | 0.020373 | 821.4647 | -0.19893 | 821.4647 | -0.036065 | 821.6626 | -0.047078 | 821.4647 | -0.078746
| 821.7031 | -0.0095883 |  |  | 640.0305 | 0 | 821.7031 | 0.065634 | 821.7031 | 0.0058954 | 821.9009 | -0.017202 | 821.7031 | 0.068358
| 821.9416 | -0.07571 |  |  | 640.1517 | 0.016529 | 821.9416 | -0.17027 | 821.9416 | -0.023988 | 822.1393 | -0.014973 | 821.9416 | -0.092393
| 822.18 | 0.066192 |  |  | 640.2729 | 0 | 822.18 | 0.13012 | 822.18 | 0.01718 | 822.3777 | 0.019805 | 822.18 | 0.051989
| 822.4184 | -0.095499 |  |  | 640.3941 | 0.023448 | 822.4184 | -0.11142 | 822.4184 | -0.034328 | 822.6161 | -0.048863 | 822.4184 | -0.074752
| 822.6568 | 0.050399 |  |  | 640.5153 | 0 | 822.6568 | -0.031892 | 822.6568 | -0.0014888 | 822.8546 | 0.038975 | 822.6568 | 0.049571
| 822.8953 | -0.084093 |  |  | 640.6365 | 0.029598 | 822.8953 | -0.14029 | 822.8953 | -0.037419 | 823.093 | 0.026494 | 822.8953 | -0.088924
| 823.1337 | -0.0012744 |  |  | 640.7577 | 0 | 823.1337 | 0.06793 | 823.1337 | 0.0056858 | 823.3314 | 0.039869 | 823.1337 | 0.055648
| 823.3722 | -0.082338 |  |  | 640.8789 | 0.0023063 | 823.3722 | -0.10015 | 823.3722 | -0.026736 | 823.5698 | -0.02478 | 823.3722 | -0.090171
| 823.6106 | -0.0067068 |  |  | 641.0001 | 0 | 823.6106 | -0.016236 | 823.6106 | -0.0023421 | 823.8083 | 0.042544 | 823.6106 | 0.053583
| 823.8491 | -0.094041 |  |  | 641.1213 | 0.020757 | 823.8491 | -0.17814 | 823.8491 | -0.023062 | 824.0468 | -0.022553 | 823.8491 | -0.097298
| 824.0876 | 0.078752 |  |  | 641.2426 | 0 | 824.0876 | -0.034088 | 824.0876 | 0.014733 | 824.2852 | 0.014455 | 824.0876 | 0.067963
| 824.326 | -0.015315 |  |  | 641.3638 | 0.023063 | 824.326 | -0.081917 | 824.326 | -0.026435 | 824.5237 | -0.033706 | 824.326 | -0.087538
| 824.5645 | 0.038631 |  |  | 641.4851 | 0 | 824.5645 | 0.1598 | 824.5645 | 0.011823 | 824.7621 | -0.029689 | 824.5645 | 0.052316
| 824.803 | -0.052608 |  |  | 641.6063 | 0.014991 | 824.803 | -0.13965 | 824.803 | -0.025459 | 825.0006 | -0.035041 | 824.803 | -0.081161
| 825.0415 | 0.0093667 |  |  | 641.7276 | 0 | 825.0415 | 0.074215 | 825.0415 | 0.0095985 | 825.2391 | 0.037642 | 825.0415 | 0.053682
| 825.2801 | -0.087137 |  |  | 641.8489 | 0.027676 | 825.2801 | -0.20261 | 825.2801 | -0.037495 | 825.4776 | -0.026123 | 825.2801 | -0.094591
| 825.5186 | -0.027583 |  |  | 641.9702 | 0 | 825.5186 | 0.08387 | 825.5186 | 0.0022467 | 825.7161 | 0.053243 | 825.5186 | 0.062872
| 825.7571 | -0.040833 |  |  | 642.0915 | 0.032673 | 825.7571 | -0.080465 | 825.7571 | -0.023949 | 825.9547 | -0.071154 | 825.7571 | -0.086988
| 825.9956 | 0.012125 |  |  | 642.2128 | 0 | 825.9956 | 0.092684 | 825.9956 | -0.0032916 | 826.1932 | 0.058597 | 825.9956 | 0.065921
| 826.2342 | -0.080257 |  |  | 642.3341 | 0.030367 | 826.2342 | -0.23671 | 826.2342 | -0.038919 | 826.4317 | 0.022026 | 826.2342 | -0.10212
| 826.4727 | -0.01456 |  |  | 642.4555 | 0 | 826.4727 | -0.0082455 | 826.4727 | 0.0025888 | 826.6703 | 0.0363 | 826.4727 | 0.05107
| 826.7113 | -0.12873 |  |  | 642.5768 | 0.027292 | 826.7113 | -0.1506 | 826.7113 | -0.032402 | 826.9088 | -0.03192 | 826.7113 | -0.088896
| 826.9499 | 0.044855 |  |  | 642.6981 | 0 | 826.9499 | -0.011009 | 826.9499 | 0.025461 | 827.1474 | 0.088025 | 826.9499 | 0.058529
| 827.1884 | -0.019373 |  |  | 642.8195 | 0.019604 | 827.1884 | -0.15633 | 827.1884 | -0.018824 | 827.3859 | -0.014082 | 827.1884 | -0.076972
| 827.427 | 0.043183 |  |  | 642.9409 | 0 | 827.427 | 0.0099102 | 827.427 | 0.0057591 | 827.6245 | 0.047897 | 827.427 | 0.041944
| 827.6656 | -0.067161 |  |  | 643.0622 | 0.050355 | 827.6656 | -0.044625 | 827.6656 | -0.035652 | 827.8631 | -0.045743 | 827.6656 | -0.083981
| 827.9042 | -0.12045 |  |  | 643.1836 | 0 | 827.9042 | 0.016945 | 827.9042 | 0.0075295 | 828.1017 | 0.027831 | 827.9042 | 0.057205
| 828.1428 | -0.016841 |  |  | 643.305 | 0.021526 | 828.1428 | -0.076646 | 828.1428 | -0.025563 | 828.3403 | 0.038086 | 828.1428 | -0.084061
| 828.3814 | -0.00091259 |  |  | 643.4264 | 0 | 828.3814 | 0.019911 | 828.3814 | 0.0075331 | 828.5789 | 0.0019677 | 828.3814 | 0.040869
| 828.62 | -0.060396 |  |  | 643.5478 | 0.021142 | 828.62 | -0.0786 | 828.62 | -0.02434 | 828.8176 | 0.031397 | 828.62 | -0.088345
| 828.8587 | 0.001328 |  |  | 643.6692 | 0 | 828.8587 | 0.016775 | 828.8587 | 0.0061761 | 829.0562 | 0.044328 | 828.8587 | 0.053143
| 829.0973 | 0.014184 |  |  | 643.7907 | 0.0042282 | 829.0973 | -0.14911 | 829.0973 | -0.018434 | 829.2948 | -0.0395 | 829.0973 | -0.084321
| 829.3359 | -0.016039 |  |  | 643.9121 | 0 | 829.3359 | 0.1186 | 829.3359 | 0.0019888 | 829.5334 | -0.032813 | 829.3359 | 0.040746
| 829.5746 | -0.10772 |  |  | 644.0335 | 0.02191 | 829.5746 | -0.1207 | 829.5746 | -0.036472 | 829.7721 | -0.023442 | 829.5746 | -0.094238
| 829.8132 | -0.016225 |  |  | 644.155 | 0 | 829.8132 | 0.088703 | 829.8132 | -0.0061 | 830.0107 | 0.043436 | 829.8132 | 0.067225
| 830.0519 | -0.043716 |  |  | 644.2764 | 0.017682 | 830.0519 | -0.12569 | 830.0519 | -0.031632 | 830.2495 | -0.046632 | 830.0519 | -0.071932
| 830.2906 | -0.03743 |  |  | 644.3979 | 0 | 830.2906 | 0.1253 | 830.2906 | 0.0035118 | 830.4881 | 0.01936 | 830.2906 | 0.057798
| 830.5293 | -0.080026 |  |  | 644.5194 | 0.019988 | 830.5293 | -0.12358 | 830.5293 | -0.029152 | 830.7268 | -0.0078411 | 830.5293 | -0.086967
| 830.7679 | -0.078919 |  |  | 644.6409 | 0 | 830.7679 | 0.042811 | 830.7679 | 0.0087538 | 830.9655 | 0.024265 | 830.7679 | 0.044527
| 831.0066 | 0.06457 |  |  | 644.7624 | 0.027292 | 831.0066 | -0.13624 | 831.0066 | -0.010215 | 831.2042 | -0.016313 | 831.0066 | -0.07223
| 831.2453 | 0.03277 |  |  | 644.8839 | 0 | 831.2453 | 0.092435 | 831.2453 | 0.01196 | 831.4429 | -0.025681 | 831.2453 | 0.042634
| 831.4841 | -0.076271 |  |  | 645.0054 | 0.024217 | 831.4841 | -0.17974 | 831.4841 | -0.035196 | 831.6816 | -0.027014 | 831.4841 | -0.098101
| 831.7228 | 0.053867 |  |  | 645.1269 | 0 | 831.7228 | 0.013832 | 831.7228 | 0.0072199 | 831.9203 | -0.0042762 | 831.7228 | 0.04341
| 831.9615 | -0.029511 |  |  | 645.2484 | 0.0084567 | 831.9615 | -0.14811 | 831.9615 | -0.015867 | 832.1591 | -0.026121 | 831.9615 | -0.08813
| 832.2002 | 0.0063892 |  |  | 645.37 | 0 | 832.2002 | -0.090826 | 832.2002 | 0.0053849 | 832.3978 | -0.043065 | 832.2002 | 0.039969
| 832.439 | -0.094512 |  |  | 645.4915 | 0.022295 | 832.439 | -0.22084 | 832.439 | -0.022883 | 832.6366 | -0.040388 | 832.439 | -0.081753
| 832.6777 | -0.0023856 |  |  | 645.6131 | 0 | 832.6777 | 0.053122 | 832.6777 | 0.0023216 | 832.8754 | 0.039426 | 832.6777 | 0.03929
| 832.9165 | -0.06969 |  |  | 645.7346 | 0.043821 | 832.9165 | -0.13462 | 832.9165 | -0.033786 | 833.1141 | -0.047974 | 832.9165 | -0.09975
| 833.1552 | 0.045743 |  |  | 645.8562 | 0 | 833.1552 | 0.03944 | 833.1552 | 0.010282 | 833.3529 | 0.071975 | 833.1552 | 0.055017
| 833.394 | -0.041069 |  |  | 645.9778 | 0.043436 | 833.394 | -0.15051 | 833.394 | -0.027052 | 833.5917 | -0.067592 | 833.394 | -0.081971
| 833.6328 | 0.025183 |  |  | 646.0994 | 0.0015411 | 833.6328 | -0.0089309 | 833.6328 | 0.014761 | 833.8304 | 0.049677 | 833.6328 | 0.061915
| 833.8716 | -0.1564 |  |  | 646.221 | 0.033826 | 833.8716 | -0.12322 | 833.8716 | -0.038113 | 834.0693 | -0.055546 | 833.8716 | -0.075928
| 834.1103 | 0.0048426 |  |  | 646.3426 | 0 | 834.1103 | 0.056192 | 834.1103 | -0.006248 | 834.3081 | 0.049239 | 834.1103 | 0.050182
| 834.3491 | -0.093766 |  |  | 646.4642 | 0.044205 | 834.3491 | -0.1294 | 834.3491 | -0.037056 | 834.5469 | -0.032364 | 834.3491 | -0.089359
| 834.588 | 0.034986 |  |  | 646.5858 | 0 | 834.588 | -0.023246 | 834.588 | 0.0073469 | 834.7857 | -0.021218 | 834.588 | 0.03638
| 834.8268 | -0.0017982 |  |  | 646.7075 | 0.019988 | 834.8268 | -0.21179 | 834.8268 | -0.028325 | 835.0245 | -0.029243 | 834.8268 | -0.085256
| 835.0656 | -0.01337 |  |  | 646.8291 | 0 | 835.0656 | 0.025671 | 835.0656 | 0.0075655 | 835.2634 | 0.049673 | 835.0656 | 0.043205
| 835.3044 | -0.063667 |  |  | 646.9508 | 0.017682 | 835.3044 | -0.076089 | 835.3044 | -0.028237 | 835.5023 | -0.023001 | 835.3044 | -0.098593
| 835.5433 | 0.004562 |  |  | 647.0724 | 0 | 835.5433 | 0.18089 | 835.5433 | 0.0099275 | 835.7411 | 0.038534 | 835.5433 | 0.040703
| 835.7821 | 0.013158 |  |  | 647.1941 | 0.05074 | 835.7821 | -0.16883 | 835.7821 | -0.015738 | 835.98 | -0.050199 | 835.7821 | -0.076169
| 836.021 | 0.047157 |  |  | 647.3158 | 0 | 836.021 | 0.075104 | 836.021 | 0.018378 | 836.2189 | 0.015349 | 836.021 | 0.05228
| 836.2598 | -0.035392 |  |  | 647.4375 | 0.027292 | 836.2598 | -0.13474 | 836.2598 | -0.017992 | 836.4578 | -0.062685 | 836.2598 | -0.084563
| 836.4987 | -0.056666 |  |  | 647.5592 | 0 | 836.4987 | 0.019116 | 836.4987 | 0.0089233 | 836.6967 | 0.036301 | 836.4987 | 0.053443
| 836.7375 | -0.058529 |  |  | 647.6809 | 0.012685 | 836.7375 | -0.1628 | 836.7375 | -0.032892 | 836.9355 | -0.072054 | 836.7375 | -0.082634
| 836.9764 | 0.054899 |  |  | 647.8026 | 0 | 836.9764 | 0.062824 | 836.9764 | 0.0072522 | 837.1744 | 0.079549 | 836.9764 | 0.072867
| 837.2153 | -0.033468 |  |  | 647.9243 | 0.03498 | 837.2153 | -0.17904 | 837.2153 | -0.018118 | 837.4134 | -0.028347 | 837.2153 | -0.070094
| 837.4542 | 0.0026018 |  |  | 648.0461 | 0 | 837.4542 | 0.070896 | 837.4542 | 0.011516 | 837.6523 | 0.024267 | 837.4542 | 0.05691
| 837.6931 | -0.10112 |  |  | 648.1678 | 0.015376 | 837.6931 | -0.16591 | 837.6931 | -0.044299 | 837.8912 | -0.010072 | 837.6931 | -0.083464
| 837.932 | 0.022074 |  |  | 648.2895 | 0 | 837.932 | 0.034108 | 837.932 | 0.006879 | 838.1302 | 0.025597 | 837.932 | 0.05648
| 838.1709 | -0.0036651 |  |  | 648.4113 | 0.029214 | 838.1709 | -0.11042 | 838.1709 | -0.022257 | 838.3691 | -0.035931 | 838.1709 | -0.074052
| 838.4099 | 0.039007 |  |  | 648.5331 | 0 | 838.4099 | 0.083796 | 838.4099 | -0.0023645 | 838.6081 | 0.0019679 | 838.4099 | 0.044198
| 838.6488 | -0.093061 |  |  | 648.6549 | 0.014607 | 838.6488 | -0.1575 | 838.6488 | -0.023365 | 838.847 | 0.047002 | 838.6488 | -0.086131
| 838.8877 | 0.049535 |  |  | 648.7766 | 0 | 838.8877 | -0.050138 | 838.8877 | 0.01486 | 839.086 | 0.02828 | 838.8877 | 0.049598
| 839.1267 | -0.076879 |  |  | 648.8984 | 0.036517 | 839.1267 | -0.2036 | 839.1267 | -0.023396 | 839.325 | -0.018092 | 839.1267 | -0.099513
| 839.3656 | 0.0055062 |  |  | 649.0202 | 0 | 839.3656 | 0.062264 | 839.3656 | 0.011428 | 839.564 | 0.013562 | 839.3656 | 0.042177
| 839.6046 | -0.075684 |  |  | 649.1421 | 0.014607 | 839.6046 | -0.187 | 839.6046 | -0.03469 | 839.803 | -0.056445 | 839.6046 | -0.088838
| 839.8436 | -0.012959 |  |  | 649.2639 | 0 | 839.8436 | 0.027237 | 839.8436 | 0.0035825 | 840.042 | 0.023815 | 839.8436 | 0.028315
| 840.0825 | -0.066477 |  |  | 649.3857 | 0.029598 | 840.0825 | -0.11329 | 840.0825 | -0.027334 | 840.281 | -0.037263 | 840.0825 | -0.099055
| 840.3215 | 0.018987 |  |  | 649.5075 | 0 | 840.3215 | -0.062377 | 840.3215 | 0.012703 | 840.52 | 0.037194 | 840.3215 | 0.047972
| 840.5605 | -0.1221 |  |  | 649.6294 | 0.030751 | 840.5605 | -0.1924 | 840.5605 | -0.032764 | 840.7591 | 0.0064271 | 840.5605 | -0.10512
| 840.7995 | 0.031355 |  |  | 649.7513 | 0 | 840.7995 | 0.015869 | 840.7995 | 0.012084 | 840.9981 | -0.018992 | 840.7995 | 0.047189
| 841.0385 | -0.042263 |  |  | 649.8731 | 0.02806 | 841.0385 | -0.13622 | 841.0385 | -0.024795 | 841.2372 | -0.022106 | 841.0385 | -0.078245
| 841.2775 | -0.0099883 |  |  | 649.995 | 0 | 841.2775 | 0.090838 | 841.2775 | 0.0039578 | 841.4762 | 0.040316 | 841.2775 | 0.042167
| 841.5166 | -0.054132 |  |  | 650.1169 | 0.022679 | 841.5166 | -0.14949 | 841.5166 | -0.035316 | 841.7153 | -0.025231 | 841.5166 | -0.08093
| 841.7556 | 0.053186 |  |  | 650.2388 | 0 | 841.7556 | -0.042426 | 841.7556 | 0.0040951 | 841.9543 | -0.0096264 | 841.7556 | 0.031771
| 841.9946 | -0.015155 |  |  | 650.3607 | 0.020757 | 841.9946 | -0.11481 | 841.9946 | -0.025824 | 842.1934 | -0.03682 | 841.9946 | -0.085139
| 842.2337 | 0.030698 |  |  | 650.4826 | 0 | 842.2337 | 0.11952 | 842.2337 | 0.003255 | 842.4325 | 0.034517 | 842.2337 | 0.065141
| 842.4727 | -0.05056 |  |  | 650.6045 | 0.0092255 | 842.4727 | -0.13356 | 842.4727 | -0.023832 | 842.6716 | -0.018099 | 842.4727 | -0.088221
| 842.7118 | -0.029771 |  |  | 650.7264 | 0 | 842.7118 | 0.11319 | 842.7118 | 0.010978 | 842.9107 | 0.033622 | 842.7118 | 0.043767
| 842.9508 | -0.036816 |  |  | 650.8484 | 0.0092255 | 842.9508 | -0.16684 | 842.9508 | -0.024475 | 843.1498 | -0.021662 | 842.9508 | -0.065945
| 843.1899 | -0.05065 |  |  | 650.9703 | 0 | 843.1899 | -0.049918 | 843.1899 | -0.005668 | 843.389 | 0.0068768 | 843.1899 | 0.026556
| 843.429 | -0.050054 |  |  | 651.0923 | 0.01922 | 843.429 | -0.17137 | 843.429 | -0.019183 | 843.6281 | -0.043066 | 843.429 | -0.08899
| 843.6681 | 0.032476 |  |  | 651.2143 | 0 | 843.6681 | -0.01215 | 843.6681 | 0.015829 | 843.8672 | 0.0073185 | 843.6681 | 0.048097
| 843.9072 | 0.039979 |  |  | 651.3362 | 0.006919 | 843.9072 | -0.10596 | 843.9072 | -0.025373 | 844.1064 | -0.0042742 | 843.9072 | -0.084301
| 844.1463 | -0.053976 |  |  | 651.4582 | 0 | 844.1463 | 0.033228 | 844.1463 | 0.0081878 | 844.3455 | 0.034963 | 844.1463 | 0.041345
| 844.3854 | 0.012695 |  |  | 651.5802 | 0.0123 | 844.3854 | -0.13118 | 844.3854 | -0.02326 | 844.5847 | -0.032362 | 844.3854 | -0.081593
| 844.6245 | 0.033936 |  |  | 651.7022 | 0 | 844.6245 | 0.0098763 | 844.6245 | 0.008406 | 844.8239 | 0.038975 | 844.6245 | 0.047589
| 844.8636 | -0.0095049 |  |  | 651.8242 | 0.021142 | 844.8636 | -0.20337 | 844.8636 | -0.018622 | 845.063 | 0.013567 | 844.8636 | -0.080496
| 845.1027 | 0.0046225 |  |  | 651.9462 | 0 | 845.1027 | 0.019348 | 845.1027 | 0.010963 | 845.3022 | -0.0056083 | 845.1027 | 0.046078
| 845.3419 | 0.010152 |  |  | 652.0683 | 0.013454 | 845.3419 | -0.050806 | 845.3419 | -0.017385 | 845.5414 | -0.0020421 | 845.3419 | -0.079097
| 845.581 | 0.017877 |  |  | 652.1903 | 0 | 845.581 | -0.021881 | 845.581 | 0.0044732 | 845.7806 | 0.021141 | 845.581 | 0.030912
| 845.8202 | -0.063051 |  |  | 652.3124 | 0.017682 | 845.8202 | -0.11309 | 845.8202 | -0.028349 | 846.0198 | -0.093004 | 845.8202 | -0.070213
| 846.0593 | -0.044504 |  |  | 652.4344 | 0 | 846.0593 | 0.0082259 | 846.0593 | 0.00067684 | 846.259 | 0.022921 | 846.0593 | 0.0482
| 846.2985 | 0.075419 |  |  | 652.5565 | 0.024217 | 846.2985 | -0.097642 | 846.2985 | -0.0095002 | 846.4983 | 0.045224 | 846.2985 | -0.077537
| 846.5377 | 0.059219 |  |  | 652.6786 | 0 | 846.5377 | 0.053784 | 846.5377 | 0.0095303 | 846.7375 | -0.012744 | 846.5377 | 0.048392
| 846.7769 | -0.10099 |  |  | 652.8006 | 0.038055 | 846.7769 | -0.2002 | 846.7769 | -0.030012 | 846.9767 | -0.051095 | 846.7769 | -0.088682
| 847.016 | 0.042439 |  |  | 652.9227 | 0 | 847.016 | 0.075633 | 847.016 | 0.0081264 | 847.216 | 0.071081 | 847.016 | 0.050948
| 847.2552 | -0.12943 |  |  | 653.0448 | 0.028445 | 847.2552 | -0.13331 | 847.2552 | -0.034714 | 847.4553 | -0.0502 | 847.2552 | -0.10721
| 847.4944 | -0.031958 |  |  | 653.167 | 0 | 847.4944 | 0.0048824 | 847.4944 | 0.0030466 | 847.6945 | -0.018097 | 847.4944 | 0.048124
| 847.7336 | -0.03529 |  |  | 653.2891 | 0.030751 | 847.7336 | -0.13622 | 847.7336 | -0.022345 | 847.9338 | -0.059564 | 847.7336 | -0.09281
| 847.9729 | 0.0085205 |  |  | 653.4112 | 0 | 847.9729 | 0.060692 | 847.9729 | 0.001304 | 848.1731 | 0.009993 | 847.9729 | 0.042065
| 848.2121 | -0.023891 |  |  | 653.5333 | 0.029214 | 848.2121 | -0.17667 | 848.2121 | -0.02225 | 848.4124 | -0.015866 | 848.2121 | -0.076961
| 848.4513 | -0.0081536 |  |  | 653.6555 | 0 | 848.4513 | 0.063777 | 848.4513 | -0.0017811 | 848.6517 | -0.011407 | 848.4513 | 0.046744
| 848.6906 | 0.030481 |  |  | 653.7776 | 0.024217 | 848.6906 | -0.12388 | 848.6906 | -0.024124 | 848.891 | 0.0028649 | 848.6906 | -0.076023
| 848.9298 | -0.036855 |  |  | 653.8998 | 0 | 848.9298 | 0.15031 | 848.9298 | -0.00089674 | 849.1303 | 0.058596 | 848.9298 | 0.043285
| 849.1691 | -0.079448 |  |  | 654.022 | 0.027292 | 849.1691 | -0.14903 | 849.1691 | -0.025197 | 849.3696 | -0.0096222 | 849.1691 | -0.078842
| 849.4083 | -0.00074806 |  |  | 654.1442 | 0 | 849.4083 | -0.066597 | 849.4083 | 0.01951 | 849.6089 | 0.038532 | 849.4083 | 0.063063
| 849.6476 | -0.02173 |  |  | 654.2664 | 0.019604 | 849.6476 | -0.19153 | 849.6476 | -0.027555 | 849.8483 | -0.022112 | 849.6476 | -0.091765
| 849.8869 | -0.02466 |  |  | 654.3886 | 0 | 849.8869 | 0.10211 | 849.8869 | 0.013689 | 850.0876 | 0.025603 | 849.8869 | 0.03879
| 850.1261 | -0.017557 |  |  | 654.5108 | 0.024986 | 850.1261 | -0.16555 | 850.1261 | -0.029255 | 850.327 | -0.038155 | 850.1261 | -0.092472
| 850.3654 | -0.00091249 |  |  | 654.633 | 0 | 850.3654 | 0.10256 | 850.3654 | 0.011837 | 850.5664 | 0.043885 | 850.3654 | 0.054253
| 850.6047 | -0.0026297 |  |  | 654.7552 | 0.027292 | 850.6047 | -0.18939 | 850.6047 | -0.013197 | 850.8057 | 0.027824 | 850.6047 | -0.081726
| 850.844 | 0.0092052 |  |  | 654.8775 | 0 | 850.844 | 0.066443 | 850.844 | 0.0109 | 851.0451 | -0.0060569 | 850.844 | 0.039247
| 851.0833 | -0.027784 |  |  | 654.9997 | 0.033058 | 851.0833 | -0.14773 | 851.0833 | -0.016354 | 851.2845 | -0.034591 | 851.0833 | -0.093958
| 851.3227 | -0.062793 |  |  | 655.122 | 0 | 851.3227 | -0.025628 | 851.3227 | -0.0011851 | 851.5239 | 0.011776 | 851.3227 | 0.043419
| 851.562 | -0.049424 |  |  | 655.2442 | 0.027676 | 851.562 | -0.1856 | 851.562 | -0.017401 | 851.7633 | -0.0082888 | 851.562 | -0.10298
| 851.8013 | 8.305e-05 |  |  | 655.3665 | 0 | 851.8013 | 0.14172 | 851.8013 | 0.01192 | 852.0027 | 0.0019679 | 851.8013 | 0.055026
| 852.0406 | -0.060515 |  |  | 655.4888 | 0.0030752 | 852.0406 | -0.17253 | 852.0406 | -0.034285 | 852.2421 | -0.013193 | 852.0406 | -0.077629
| 852.28 | -0.028797 |  |  | 655.6111 | 0 | 852.28 | 0.032567 | 852.28 | -0.00079264 | 852.4816 | -0.0033824 | 852.28 | 0.039021
| 852.5193 | -0.072888 |  |  | 655.7334 | 0.01922 | 852.5193 | -0.18957 | 852.5193 | -0.040698 | 852.721 | -0.014972 | 852.5193 | -0.097248
| 852.7587 | 0.0094854 |  |  | 655.8557 | 0 | 852.7587 | 0.078199 | 852.7587 | 0.0059711 | 852.9604 | 0.077325 | 852.7587 | 0.047541
| 852.9981 | 0.010606 |  |  | 655.978 | 0.027292 | 852.9981 | -0.17441 | 852.9981 | -0.029075 | 853.1999 | 0.031843 | 852.9981 | -0.10094
| 853.2374 | 0.089983 |  |  | 656.1004 | 0 | 853.2374 | 0.046754 | 853.2374 | 0.0062143 | 853.4394 | 0.052796 | 853.2374 | 0.078907
| 853.4768 | -0.082968 |  |  | 656.2227 | 0.0049971 | 853.4768 | -0.16963 | 853.4768 | -0.033621 | 853.6788 | -0.090777 | 853.4768 | -0.10844
| 853.7162 | -0.021087 |  |  | 656.3451 | 0.00077065 | 853.7162 | 0.091195 | 853.7162 | 0.011827 | 853.9183 | 0.06484 | 853.7162 | 0.057959
| 853.9556 | -0.091935 |  |  | 656.4674 | 0.026907 | 853.9556 | -0.19342 | 853.9556 | -0.041068 | 854.1578 | -0.049311 | 853.9556 | -0.099855
| 854.195 | -0.0025256 |  |  | 656.5898 | 0 | 854.195 | -0.016038 | 854.195 | 0.0093044 | 854.3973 | 0.037639 | 854.195 | 0.057554
| 854.4344 | -0.061772 |  |  | 656.7122 | 0.017682 | 854.4344 | -0.15263 | 854.4344 | -0.03257 | 854.6368 | 0.00063275 | 854.4344 | -0.091439
| 854.6738 | 0.0083348 |  |  | 656.8345 | 0 | 854.6738 | 0.030507 | 854.6738 | 0.035463 | 854.8763 | 0.039427 | 854.6738 | 0.045414
| 854.9133 | 0.0027632 |  |  | 656.9569 | 0.019988 | 854.9133 | -0.23271 | 854.9133 | -0.030712 | 855.1158 | -0.026123 | 854.9133 | -0.12035
| 855.1527 | 0.028037 |  |  | 657.0793 | 0 | 855.1527 | 0.10118 | 855.1527 | 0.012495 | 855.3553 | 0.055479 | 855.1527 | 0.046689
| 855.3921 | -0.073863 |  |  | 657.2018 | 0.0061503 | 855.3921 | -0.17047 | 855.3921 | -0.027004 | 855.5948 | -0.016313 | 855.3921 | -0.09715
| 855.6316 | 0.041735 |  |  | 657.3242 | 0 | 855.6316 | 0.070978 | 855.6316 | 0.011865 | 855.8344 | 0.00062576 | 855.6316 | 0.074758
| 855.871 | -0.004301 |  |  | 657.4466 | 0.024217 | 855.871 | -0.081146 | 855.871 | -0.021538 | 856.074 | -0.028351 | 855.871 | -0.10381
| 856.1105 | 0.0078574 |  |  | 657.5691 | 0 | 856.1105 | -0.0075554 | 856.1105 | 0.00073615 | 856.3135 | 0.048339 | 856.1105 | 0.04726
| 856.35 | -0.022184 |  |  | 657.6915 | 0.033442 | 856.35 | -0.22631 | 856.35 | -0.030785 | 856.5531 | -0.061793 | 856.35 | -0.075347
| 856.5894 | -0.085549 |  |  | 657.814 | 0 | 856.5894 | 0.074855 | 856.5894 | 0.0074565 | 856.7927 | 0.019358 | 856.5894 | 0.053389
| 856.8289 | -0.094671 |  |  | 657.9364 | 0.026139 | 856.8289 | -0.13773 | 856.8289 | -0.041894 | 857.0322 | -0.056888 | 856.8289 | -0.11113
| 857.0684 | -0.053053 |  |  | 658.0589 | 0 | 857.0684 | 0.055487 | 857.0684 | -0.0070162 | 857.2719 | 0.023814 | 857.0684 | 0.060431
| 857.3079 | -0.056458 |  |  | 658.1814 | 0.03767 | 857.3079 | -0.099614 | 857.3079 | -0.024762 | 857.5114 | -0.020764 | 857.3079 | -0.10083
| 857.5474 | 0.029756 |  |  | 658.3039 | 0 | 857.5474 | 0.061725 | 857.5474 | 0.011688 | 857.751 | 0.053243 | 857.5474 | 0.047344
| 857.7869 | 0.00075447 |  |  | 658.4264 | 0.0076878 | 857.7869 | -0.20006 | 857.7869 | -0.02875 | 857.9907 | -0.042621 | 857.7869 | -0.10113
| 858.0264 | 0.058279 |  |  | 658.5489 | 0 | 858.0264 | 0.13159 | 858.0264 | 0.010941 | 858.2303 | 0.051908 | 858.0264 | 0.069697
| 858.2659 | -0.048245 |  |  | 658.6715 | 0.026907 | 858.2659 | -0.28683 | 858.2659 | -0.03372 | 858.4699 | -0.025678 | 858.2659 | -0.11567
| 858.5055 | 0.003303 |  |  | 658.794 | 0 | 858.5055 | 0.079475 | 858.5055 | 0.017553 | 858.7095 | 0.029613 | 858.5055 | 0.058082
| 858.745 | -0.034142 |  |  | 658.9165 | 0.033058 | 858.745 | -0.18443 | 858.745 | -0.015981 | 858.9492 | 0.019802 | 858.745 | -0.1148
| 858.9846 | 0.00017249 |  |  | 659.0391 | 0 | 858.9846 | -0.044749 | 858.9846 | 0.019351 | 859.1888 | 0.044328 | 858.9846 | 0.055234
| 859.2241 | -0.098112 |  |  | 659.1616 | 0.020373 | 859.2241 | -0.19032 | 859.2241 | -0.03943 | 859.4285 | -0.052878 | 859.2241 | -0.10434
| 859.4637 | -0.029229 |  |  | 659.2842 | 0 | 859.4637 | 0.015772 | 859.4637 | 0.0049318 | 859.6682 | 0.034075 | 859.4637 | 0.061222
| 859.7032 | -0.049318 |  |  | 659.4068 | 0.021142 | 859.7032 | -0.26158 | 859.7032 | -0.015327 | 859.9078 | -0.032366 | 859.7032 | -0.11733
| 859.9428 | -0.0090971 |  |  | 659.5294 | 0 | 859.9428 | 0.08367 | 859.9428 | 0.0076768 | 860.1475 | 0.032731 | 859.9428 | 0.06653
| 860.1824 | 0.0050942 |  |  | 659.652 | 0.039977 | 860.1824 | -0.16512 | 860.1824 | -0.038997 | 860.3872 | -0.0609 | 860.1824 | -0.087201
| 860.422 | 0.054207 |  |  | 659.7746 | 0 | 860.422 | 0.027558 | 860.422 | 0.004564 | 860.6269 | 0.0010756 | 860.422 | 0.057224
| 860.6616 | -0.0077808 |  |  | 659.8972 | 0.027292 | 860.6616 | -0.13543 | 860.6616 | -0.025818 | 860.8666 | -0.023891 | 860.6616 | -0.10208
| 860.9012 | 0.0021446 |  |  | 660.0198 | 0 | 860.9012 | -0.013633 | 860.9012 | 0.0093321 | 861.1063 | -0.00025732 | 860.9012 | 0.057522
| 861.1408 | -0.040508 |  |  | 660.1425 | 0.03498 | 861.1408 | -0.16161 | 861.1408 | -0.020394 | 861.3461 | -0.029244 | 861.1408 | -0.09856
| 861.3804 | 0.029728 |  |  | 660.2651 | 0 | 861.3804 | 0.066801 | 861.3804 | 0.010404 | 861.5858 | 0.061713 | 861.3804 | 0.063803
| 861.62 | -0.045555 |  |  | 660.3878 | 0.013838 | 861.62 | -0.16777 | 861.62 | -0.027783 | 861.8255 | -0.07339 | 861.62 | -0.090566
| 861.8596 | -0.013632 |  |  | 660.5104 | 0 | 861.8596 | 0.13241 | 861.8596 | 0.0037327 | 862.0652 | 0.10363 | 861.8596 | 0.044588
| 862.0993 | -0.023203 |  |  | 660.6331 | 0.0092255 | 862.0993 | -0.23665 | 862.0993 | -0.024336 | 862.305 | -0.049754 | 862.0993 | -0.10579
| 862.3389 | 0.022104 |  |  | 660.7558 | 0 | 862.3389 | 0.077096 | 862.3389 | 0.017373 | 862.5448 | 0.065728 | 862.3389 | 0.071097
| 862.5786 | -0.14279 |  |  | 660.8785 | 0.021526 | 862.5786 | -0.16816 | 862.5786 | -0.036719 | 862.7845 | -0.055553 | 862.5786 | -0.1268
| 862.8182 | 0.045889 |  |  | 661.0012 | 0 | 862.8182 | -0.091181 | 862.8182 | 0.0085259 | 863.0243 | -0.04886 | 862.8182 | 0.050244
| 863.0579 | -0.050849 |  |  | 661.1239 | 0.031136 | 863.0579 | -0.15181 | 863.0579 | -0.046978 | 863.2641 | -0.027465 | 863.0579 | -0.1242
| 863.2976 | -0.046352 |  |  | 661.2466 | 0 | 863.2976 | -0.11047 | 863.2976 | 0.0033429 | 863.5039 | 0.04611 | 863.2976 | 0.062836
| 863.5372 | -0.027424 |  |  | 661.3694 | 0.016144 | 863.5372 | -0.22216 | 863.5372 | -0.021231 | 863.7437 | -0.032809 | 863.5372 | -0.097089
| 863.7769 | 0.054648 |  |  | 661.4921 | 0 | 863.7769 | 0.063482 | 863.7769 | 0.01247 | 863.9835 | 0.0082096 | 863.7769 | 0.076706
| 864.0166 | -0.067854 |  |  | 661.6149 | 0.016144 | 864.0166 | -0.14618 | 864.0166 | -0.044874 | 864.2233 | -0.010963 | 864.0166 | -0.098276
| 864.2563 | -0.046265 |  |  | 661.7376 | 0 | 864.2563 | -0.0034517 | 864.2563 | 0.013366 | 864.4631 | 0.073313 | 864.2563 | 0.083408
| 864.496 | -0.09166 |  |  | 661.8604 | 0.019988 | 864.496 | -0.24666 | 864.496 | -0.036467 | 864.703 | -0.037715 | 864.496 | -0.11849
| 864.7357 | 0.037593 |  |  | 661.9832 | 0 | 864.7357 | 0.13666 | 864.7357 | 0.020816 | 864.9428 | 0.014898 | 864.7357 | 0.07757
| 864.9754 | -0.029761 |  |  | 662.1059 | 0.041514 | 864.9754 | -0.2421 | 864.9754 | -0.035852 | 865.1827 | -0.043516 | 864.9754 | -0.096555
| 865.2152 | -0.014511 |  |  | 662.2287 | 0 | 865.2152 | -0.019245 | 865.2152 | 0.0028561 | 865.4225 | 0.03764 | 865.2152 | 0.047137
| 865.4549 | -0.0022298 |  |  | 662.3516 | 0.013069 | 865.4549 | -0.19416 | 865.4549 | -0.021176 | 865.6624 | -0.093451 | 865.4549 | -0.13264
| 865.6946 | 0.080337 |  |  | 662.4744 | 0 | 865.6946 | 0.063813 | 865.6946 | 0.026527 | 865.9023 | -0.009179 | 865.6946 | 0.0809
| 865.9344 | -0.060462 |  |  | 662.5972 | 0.013838 | 865.9344 | -0.18339 | 865.9344 | -0.03683 | 866.1422 | -0.036381 | 865.9344 | -0.093696
| 866.1741 | 0.0060003 |  |  | 662.72 | 0 | 866.1741 | 0.055394 | 866.1741 | 0.0053841 | 866.382 | 0.034967 | 866.1741 | 0.047934
| 866.4139 | -0.034197 |  |  | 662.8429 | 0.006919 | 866.4139 | -0.25541 | 866.4139 | -0.021819 | 866.6219 | -0.002936 | 866.4139 | -0.12593
| 866.6537 | -0.015841 |  |  | 662.9657 | 0 | 866.6537 | 0.099539 | 866.6537 | 0.012527 | 866.8618 | 0.046111 | 866.6537 | 0.07932
| 866.8934 | -0.075907 |  |  | 663.0886 | 0.021526 | 866.8934 | -0.23254 | 866.8934 | -0.019168 | 867.1017 | -0.016756 | 866.8934 | -0.11937
| 867.1332 | 0.032145 |  |  | 663.2115 | 0 | 867.1332 | -0.018268 | 867.1332 | 0.0017471 | 867.3417 | 0.038979 | 867.1332 | 0.055227
| 867.373 | -0.076943 |  |  | 663.3343 | 0.032673 | 867.373 | -0.12358 | 867.373 | -0.041452 | 867.5816 | -0.00026423 | 867.373 | -0.1162
| 867.6128 | 0.00035693 |  |  | 663.4572 | 0 | 867.6128 | 0.075761 | 867.6128 | -0.00055248 | 867.8215 | 0.067518 | 867.6128 | 0.062943
| 867.8526 | -0.024611 |  |  | 663.5801 | 0.038439 | 867.8526 | -0.29424 | 867.8526 | -0.029614 | 868.0615 | -0.035043 | 867.8526 | -0.10454
| 868.0924 | -0.062905 |  |  | 663.703 | 0 | 868.0924 | 0.012811 | 868.0924 | 0.017956 | 868.3015 | 0.060821 | 868.0924 | 0.066075
| 868.3322 | -0.10526 |  |  | 663.826 | 0.018451 | 868.3322 | -0.23483 | 868.3322 | -0.065172 | 868.5414 | 0.013113 | 868.3322 | -0.1362
| 868.572 | -0.020239 |  |  | 663.9489 | 0 | 868.572 | 0.040832 | 868.572 | 0.0062392 | 868.7814 | 0.026052 | 868.572 | 0.072718
| 868.8119 | -0.038068 |  |  | 664.0718 | 0.042667 | 868.8119 | -0.17939 | 868.8119 | -0.029559 | 869.0213 | -0.050644 | 868.8119 | -0.13191
| 869.0517 | 0.059183 |  |  | 664.1948 | 0 | 869.0517 | 0.077766 | 869.0517 | 0.015997 | 869.2613 | -0.014087 | 869.0517 | 0.10397
| 869.2916 | -0.10871 |  |  | 664.3177 | 0.049971 | 869.2916 | -0.2811 | 869.2916 | -0.049561 | 869.5013 | -0.017645 | 869.2916 | -0.13579
| 869.5314 | -0.0072274 |  |  | 664.4407 | 0 | 869.5314 | -0.062613 | 869.5314 | 0.0080801 | 869.7413 | 0.11522 | 869.5314 | 0.092711
| 869.7713 | -0.03194 |  |  | 664.5637 | 0.015376 | 869.7713 | -0.21997 | 869.7713 | -0.04792 | 869.9813 | 0.034076 | 869.7713 | -0.10467
| 870.0111 | -0.010787 |  |  | 664.6867 | 0 | 870.0111 | 0.050699 | 870.0111 | 0.015751 | 870.2213 | 0.012673 | 870.0111 | 0.084138
| 870.251 | -0.013331 |  |  | 664.8097 | 0.029214 | 870.251 | -0.14305 | 870.251 | -0.037244 | 870.4613 | -0.01542 | 870.251 | -0.1277
| 870.4909 | -0.053681 |  |  | 664.9327 | 0 | 870.4909 | 0.10099 | 870.4909 | -0.0025283 | 870.7014 | 0.04388 | 870.4909 | 0.066123
| 870.7308 | 0.0031867 |  |  | 665.0557 | 0.035364 | 870.7308 | -0.28154 | 870.7308 | -0.040462 | 870.9414 | -0.047968 | 870.7308 | -0.091641
| 870.9706 | 0.023693 |  |  | 665.1787 | 0 | 870.9706 | 0.047826 | 870.9706 | 0.015002 | 871.1815 | 0.018465 | 870.9706 | 0.081033
| 871.2105 | -0.064013 |  |  | 665.3017 | 0.045358 | 871.2105 | -0.18845 | 871.2105 | -0.038428 | 871.4215 | -0.0082905 | 871.2105 | -0.12203
| 871.4504 | -0.0030746 |  |  | 665.4248 | 0 | 871.4504 | 0.043365 | 871.4504 | -0.006998 | 871.6616 | 0.0046451 | 871.4504 | 0.075614
| 871.6904 | -0.12904 |  |  | 665.5478 | 0.038823 | 871.6904 | -0.17194 | 871.6904 | -0.063759 | 871.9016 | -0.031473 | 871.6904 | -0.11213
| 871.9303 | 0.025206 |  |  | 665.6709 | 0 | 871.9303 | -0.15658 | 871.9303 | 0.0097443 | 872.1417 | 0.013564 | 871.9303 | 0.08562
| 872.1702 | -0.011813 |  |  | 665.794 | 0.029598 | 872.1702 | -0.3476 | 872.1702 | -0.045051 | 872.3818 | -0.045296 | 872.1702 | -0.12086
| 872.4101 | -0.019374 |  |  | 665.917 | 0 | 872.4101 | 0.11175 | 872.4101 | 0.021526 | 872.6219 | 0.012668 | 872.4101 | 0.077043
| 872.6501 | -0.13761 |  |  | 666.0401 | 0.0065348 | 872.6501 | -0.20004 | 872.6501 | -0.04878 | 872.862 | -0.076507 | 872.6501 | -0.13614
| 872.89 | -0.022117 |  |  | 666.1632 | 0 | 872.89 | -0.093881 | 872.89 | 0.0066466 | 873.1021 | 0.051019 | 872.89 | 0.065974
| 873.13 | -0.039622 |  |  | 666.2863 | 0.024986 | 873.13 | -0.042335 | 873.13 | -0.035501 | 873.3422 | -0.014086 | 873.13 | -0.12338
| 873.3699 | -0.017806 |  |  | 666.4095 | 0 | 873.3699 | 0.20415 | 873.3699 | 0.010458 | 873.5823 | 0.093374 | 873.3699 | 0.061303
| 873.6099 | -0.091066 |  |  | 666.5326 | 0.05689 | 873.6099 | -0.25756 | 873.6099 | -0.051175 | 873.8224 | -0.019433 | 873.6099 | -0.13429
| 873.8499 | 0.11887 |  |  | 666.6557 | 0 | 873.8499 | -0.017434 | 873.8499 | 0.043112 | 874.0626 | 0.038083 | 873.8499 | 0.054916
| 874.0898 | -0.077665 |  |  | 666.7789 | 0.010763 | 874.0898 | -0.13342 | 874.0898 | -0.039373 | 874.3027 | 0.017127 | 874.0898 | -0.10676
| 874.3298 | -0.03371 |  |  | 666.902 | 0 | 874.3298 | -0.0035298 | 874.3298 | 0.0046809 | 874.5428 | 0.036747 | 874.3298 | 0.059749
| 874.5698 | -0.1301 |  |  | 667.0252 | 0.026907 | 874.5698 | -0.25714 | 874.5698 | -0.032817 | 874.783 | -0.057782 | 874.5698 | -0.14141
| 874.8098 | -0.054168 |  |  | 667.1484 | 0 | 874.8098 | 0.030732 | 874.8098 | 0.0032095 | 875.0232 | 0.056815 | 874.8098 | 0.059426
| 875.0498 | -0.012502 |  |  | 667.2716 | 0.039592 | 875.0498 | -0.35491 | 875.0498 | -0.016779 | 875.2634 | -0.0029398 | 875.0498 | -0.12147
| 875.2898 | -0.0399 |  |  | 667.3948 | 0 | 875.2898 | -0.035403 | 875.2898 | -0.0052267 | 875.5035 | 0.056369 | 875.2898 | 0.069392
| 875.5299 | -0.085503 |  |  | 667.518 | 0.031136 | 875.5299 | -0.28965 | 875.5299 | -0.050934 | 875.7438 | -0.066253 | 875.5299 | -0.14744
| 875.7699 | 0.03168 |  |  | 667.6412 | 0 | 875.7699 | 0.10632 | 875.7699 | 0.0094658 | 875.9839 | 0.062608 | 875.7699 | 0.070841
| 876.0099 | -0.075567 |  |  | 667.7644 | 0.038823 | 876.0099 | -0.1331 | 876.0099 | -0.051728 | 876.2242 | 0.037637 | 876.0099 | -0.16475
| 876.25 | -0.028441 |  |  | 667.8876 | 0 | 876.25 | 0.1707 | 876.25 | 0.013444 | 876.4644 | 0.045223 | 876.25 | 0.077869
| 876.49 | -0.10285 |  |  | 668.0109 | 0.038055 | 876.49 | -0.23617 | 876.49 | -0.037033 | 876.7046 | -0.066694 | 876.49 | -0.13106
| 876.7301 | -0.020301 |  |  | 668.1341 | 0 | 876.7301 | 0.027467 | 876.7301 | 0.019169 | 876.9448 | 0.059489 | 876.7301 | 0.052459
| 876.9701 | -0.094888 |  |  | 668.2574 | 0.024217 | 876.9701 | -0.24161 | 876.9701 | -0.071071 | 877.1851 | -0.040832 | 876.9701 | -0.12792
| 877.2102 | 0.010961 |  |  | 668.3807 | 0.0042381 | 877.2102 | 0.0053531 | 877.2102 | 0.01136 | 877.4253 | 0.028278 | 877.2102 | 0.094551
| 877.4503 | -0.063954 |  |  | 668.504 | 0.0061503 | 877.4503 | -0.12657 | 877.4503 | -0.04017 | 877.6656 | -0.046186 | 877.4503 | -0.12108
| 877.6903 | -0.036116 |  |  | 668.6273 | 0 | 877.6903 | 0.035037 | 877.6903 | 0.01818 | 877.9058 | -0.020325 | 877.6903 | 0.067728
| 877.9304 | 0.0028463 |  |  | 668.7506 | 0.020373 | 877.9304 | -0.24936 | 877.9304 | -0.024511 | 878.1461 | 0.025604 | 877.9304 | -0.14756
| 878.1705 | 0.04863 |  |  | 668.8739 | 0 | 878.1705 | -0.059933 | 878.1705 | 0.042856 | 878.3864 | 0.033623 | 878.1705 | 0.11852
| 878.4106 | -0.04837 |  |  | 668.9972 | 0.023448 | 878.4106 | -0.21237 | 878.4106 | -0.049793 | 878.6266 | -0.049307 | 878.4106 | -0.16395
| 878.6507 | -0.062888 |  |  | 669.1205 | 0 | 878.6507 | -0.071625 | 878.6507 | -0.022402 | 878.8669 | 0.0037504 | 878.6507 | 0.078258
| 878.8908 | -0.10247 |  |  | 669.2439 | 0.027292 | 878.8908 | -0.32827 | 878.8908 | -0.048037 | 879.1072 | -0.045741 | 878.8908 | -0.15532
| 879.131 | -0.043569 |  |  | 669.3672 | 0 | 879.131 | -0.10976 | 879.131 | 0.014302 | 879.3475 | 0.0050902 | 879.131 | 0.07021
| 879.3711 | -0.079567 |  |  | 669.4906 | 0.016913 | 879.3711 | -0.13013 | 879.3711 | -0.05404 | 879.5879 | -0.03638 | 879.3711 | -0.15981
| 879.6112 | -0.071686 |  |  | 669.6139 | 0 | 879.6112 | -0.03607 | 879.6112 | -0.0021801 | 879.8282 | 0.039425 | 879.6112 | 0.10633
| 879.8514 | -0.012617 |  |  | 669.7373 | 0.018835 | 879.8514 | -0.30336 | 879.8514 | -0.050503 | 880.0685 | -0.013634 | 879.8514 | -0.15647
| 880.0915 | 0.034107 |  |  | 669.8607 | 0 | 880.0915 | 0.089764 | 880.0915 | 0.025048 | 880.3088 | -0.012745 | 880.0915 | 0.078175
| 880.3317 | -0.091768 |  |  | 669.9841 | 0.014607 | 880.3317 | -0.30731 | 880.3317 | -0.030733 | 880.5492 | -0.019882 | 880.3317 | -0.15832
| 880.5718 | -0.068556 |  |  | 670.1075 | 0 | 880.5718 | -0.30517 | 880.5718 | -0.064753 | 880.7896 | 0.016683 | 880.5718 | -0.13445
| 880.812 | 0.018095 |  |  | 670.2309 | 0.027676 | 880.812 | 0.16248 | 880.812 | 0.026877 | 881.0299 | 0.021139 | 880.812 | 0.10159
| 881.0522 | -0.098472 |  |  | 670.3544 | 0 | 881.0522 | -0.35587 | 881.0522 | -0.047454 | 881.2703 | -0.032808 | 881.0522 | -0.16068
| 881.2923 | -0.032298 |  |  | 670.4778 | 0.031904 | 881.2923 | -0.11901 | 881.2923 | 0.013868 | 881.5107 | -0.022109 | 881.2923 | 0.093734
| 881.5325 | -0.050762 |  |  | 670.6013 | 0 | 881.5325 | -0.38541 | 881.5325 | -0.035578 | 881.751 | 0.0046435 | 881.5325 | -0.16447
| 881.7727 | 0.048534 |  |  | 670.7247 | 0.021142 | 881.7727 | 0.057315 | 881.7727 | 0.051786 | 881.9915 | 0.059036 | 881.7727 | 0.11294
| 882.0129 | -0.11468 |  |  | 670.8482 | 0 | 882.0129 | -0.18658 | 882.0129 | -0.038775 | 882.2318 | -0.052426 | 882.0129 | -0.15935
| 882.2531 | 0.035245 |  |  | 670.9717 | 0.018835 | 882.2531 | 0.11806 | 882.2531 | 0.025224 | 882.4722 | 0.045662 | 882.2531 | 0.10089
| 882.4933 | -0.06004 |  |  | 671.0951 | 0 | 882.4933 | -0.30783 | 882.4933 | -0.032418 | 882.7126 | 0.0095487 | 882.4933 | -0.15219
| 882.7336 | -0.049456 |  |  | 671.2186 | 0.02806 | 882.7336 | 0.064493 | 882.7336 | 0.0030528 | 882.9531 | 0.075541 | 882.7336 | 0.021291
| 882.9738 | -0.061233 |  |  | 671.3421 | 0 | 882.9738 | -0.17219 | 882.9738 | -0.048412 | 883.1935 | -0.023892 | 882.9738 | -0.17138
| 883.214 | -0.0055379 |  |  | 671.4657 | 0.038439 | 883.214 | 0.30008 | 883.214 | 0.018118 | 883.4339 | -0.0056108 | 883.214 | 0.08279
| 883.4543 | -0.14134 |  |  | 671.5892 | 0 | 883.4543 | -0.12446 | 883.4543 | -0.070151 | 883.6744 | -0.098799 | 883.4543 | -0.14258
| 883.6945 | 0.040952 |  |  | 671.7127 | 0.028445 | 883.6945 | 0.095418 | 883.6945 | 0.016364 | 883.9148 | 0.011336 | 883.6945 | 0.11962
| 883.9348 | -0.04973 |  |  | 671.8363 | 0 | 883.9348 | -0.26513 | 883.9348 | -0.04026 | 884.1553 | -0.030583 | 883.9348 | -0.16149
| 884.175 | -0.010194 |  |  | 671.9598 | 0.011147 | 884.175 | 0.031919 | 884.175 | 0.0048142 | 884.3958 | 0.013111 | 884.175 | 0.088142
| 884.4153 | -0.068968 |  |  | 672.0834 | 0 | 884.4153 | -0.29825 | 884.4153 | -0.036368 | 884.6362 | -0.035492 | 884.4153 | -0.17251
| 884.6556 | 0.031622 |  |  | 672.207 | 0.027676 | 884.6556 | 0.19434 | 884.6556 | 0.030541 | 884.8767 | 0.030057 | 884.6556 | 0.12018
| 884.8958 | -0.036312 |  |  | 672.3305 | 0 | 884.8958 | -0.33474 | 884.8958 | -0.031037 | 885.1172 | -0.090776 | 884.8958 | -0.15534
| 885.1361 | 0.069772 |  |  | 672.4541 | 0.034595 | 885.1361 | 0.060124 | 885.1361 | 0.050943 | 885.3577 | 0.055473 | 885.1361 | 0.080051
| 885.3764 | -0.06613 |  |  | 672.5777 | 0 | 885.3764 | -0.17895 | 885.3764 | -0.055379 | 885.5982 | -0.010068 | 885.3764 | -0.14717
| 885.6167 | 0.062532 |  |  | 672.7014 | 0.032289 | 885.6167 | 0.092346 | 885.6167 | 0.057539 | 885.8387 | 0.051459 | 885.6167 | 0.10112
| 885.857 | 0.022749 |  |  | 672.825 | 0 | 885.857 | -0.44413 | 885.857 | -0.014414 | 886.0792 | -0.030579 | 885.857 | -0.16215
| 886.0973 | -0.038231 |  |  | 672.9486 | 0.039592 | 886.0973 | 0.04393 | 886.0973 | 0.018975 | 886.3198 | 0.058153 | 886.0973 | 0.062132
| 886.3377 | -0.12588 |  |  | 673.0723 | 0 | 886.3377 | -0.30444 | 886.3377 | -0.074272 | 886.5603 | -0.030578 | 886.3377 | -0.19458
| 886.578 | -0.044635 |  |  | 673.1959 | 0.027676 | 886.578 | -0.004813 | 886.578 | -0.0020951 | 886.8008 | -0.012306 | 886.578 | 0.078532
| 886.8183 | -0.088423 |  |  | 673.3196 | 0 | 886.8183 | -0.55394 | 886.8183 | -0.076 | 887.0414 | -0.036825 | 886.8183 | -0.16682
| 887.0587 | 0.012914 |  |  | 673.4432 | 0.026907 | 887.0587 | 0.21004 | 887.0587 | 0.015291 | 887.2819 | 0.030052 | 887.0587 | 0.082221
| 887.299 | -0.098171 |  |  | 673.5669 | 0 | 887.299 | -0.3281 | 887.299 | -0.051217 | 887.5225 | -0.033704 | 887.299 | -0.14762
| 887.5394 | -0.044153 |  |  | 673.6906 | 0.018451 | 887.5394 | -0.067013 | 887.5394 | 0.025084 | 887.7631 | 0.013556 | 887.5394 | 0.11582
| 887.7797 | -0.042984 |  |  | 673.8143 | 0 | 887.7797 | -0.37741 | 887.7797 | -0.058723 | 888.0037 | 0.034517 | 887.7797 | -0.16292
| 888.0201 | -0.14473 |  |  | 673.938 | 0.038439 | 888.0201 | 0.2534 | 888.0201 | 0.01088 | 888.2443 | 0.07108 | 888.0201 | 0.087329
| 888.2605 | -0.03078 |  |  | 674.0617 | 0 | 888.2605 | -0.28557 | 888.2605 | -0.050002 | 888.4849 | -0.032367 | 888.2605 | -0.15199
| 888.5008 | -0.019547 |  |  | 674.1855 | 0.006919 | 888.5008 | 0.1565 | 888.5008 | -0.00167 | 888.7255 | 0.043882 | 888.5008 | 0.072009
| 888.7412 | -0.090037 |  |  | 674.3092 | 0 | 888.7412 | -0.42118 | 888.7412 | -0.052268 | 888.9661 | -0.036821 | 888.7412 | -0.19044
| 888.9816 | -0.059994 |  |  | 674.433 | 0.03767 | 888.9816 | -0.0329 | 888.9816 | 0.014841 | 889.2067 | 0.032289 | 888.9816 | 0.067133
| 889.222 | -0.030095 |  |  | 674.5567 | 0 | 889.222 | -0.32064 | 889.222 | -0.040732 | 889.4473 | -0.0082869 | 889.222 | -0.17313
| 889.4624 | 0.0087373 |  |  | 674.6805 | 0.024986 | 889.4624 | 0.0095615 | 889.4624 | -0.00026631 | 889.6879 | 0.053694 | 889.4624 | 0.075031
| 889.7028 | -0.049898 |  |  | 674.8043 | 0 | 889.7028 | -0.34845 | 889.7028 | -0.02844 | 889.9286 | -0.059117 | 889.7028 | -0.14632
| 889.9432 | -0.062191 |  |  | 674.9281 | 0.027676 | 889.9432 | 0.0051552 | 889.9432 | -0.0096119 | 890.1693 | 0.086687 | 889.9432 | 0.10314
| 890.1837 | -0.013815 |  |  | 675.0519 | 0 | 890.1837 | -0.13843 | 890.1837 | -0.044058 | 890.4099 | -0.0060582 | 890.1837 | -0.17798
| 890.4241 | -0.011655 |  |  | 675.1757 | 0.013454 | 890.4241 | 0.010322 | 890.4241 | 0.036073 | 890.6506 | 0.018461 | 890.4241 | 0.071568
| 890.6645 | -0.058051 |  |  | 675.2995 | 0 | 890.6645 | -0.42601 | 890.6645 | -0.053262 | 890.8912 | -0.0091765 | 890.6645 | -0.18777
| 890.905 | -0.08281 |  |  | 675.4233 | 0.033826 | 890.905 | -0.083513 | 890.905 | -0.014914 | 891.1319 | 0.073756 | 890.905 | 0.064348
| 891.1454 | -0.056127 |  |  | 675.5472 | 0 | 891.1454 | -0.48155 | 891.1454 | -0.06229 | 891.3726 | -0.067146 | 891.1454 | -0.13868
| 891.3859 | 0.0162 |  |  | 675.671 | 0.018066 | 891.3859 | 0.075497 | 891.3859 | 0.0085216 | 891.6133 | 0.0006284 | 891.3859 | 0.10114
| 891.6263 | -0.10293 |  |  | 675.7949 | 0 | 891.6263 | -0.5712 | 891.6263 | -0.069593 | 891.854 | -0.063573 | 891.6263 | -0.19693
| 891.8668 | 0.013098 |  |  | 675.9188 | 0.038823 | 891.8668 | 0.11108 | 891.8668 | 0.032603 | 892.0947 | 0.022034 | 891.8668 | 0.092011
| 892.1073 | -0.16113 |  |  | 676.0426 | 0 | 892.1073 | -0.22829 | 892.1073 | -0.066561 | 892.3354 | -0.020327 | 892.1073 | -0.2123
| 892.3478 | -0.032575 |  |  | 676.1665 | 0.010763 | 892.3478 | 0.16003 | 892.3478 | -0.0032017 | 892.5761 | 0.024262 | 892.3478 | 0.077187
| 892.5883 | -0.057199 |  |  | 676.2904 | 0 | 892.5883 | -0.30633 | 892.5883 | -0.053917 | 892.8168 | -0.017648 | 892.5883 | -0.15161
| 892.8288 | 0.0086384 |  |  | 676.4143 | 0.023063 | 892.8288 | 0.064062 | 892.8288 | 0.036788 | 893.0576 | 0.0015197 | 892.8288 | 0.1117
| 893.0693 | -0.025976 |  |  | 676.5383 | 0 | 893.0693 | -0.44357 | 893.0693 | -0.044212 | 893.2983 | -0.0069485 | 893.0693 | -0.19609
| 893.3098 | 0.0009769 |  |  | 676.6622 | 0.042283 | 893.3098 | 0.13748 | 893.3098 | -0.01182 | 893.5391 | 0.055472 | 893.3098 | 0.10102
| 893.5503 | -0.047781 |  |  | 676.7861 | 0 | 893.5503 | -0.29675 | 893.5503 | -0.047103 | 893.7798 | 0.047896 | 893.5503 | -0.15452
| 893.7908 | -0.013384 |  |  | 676.9101 | 0.027676 | 893.7908 | 0.10876 | 893.7908 | 0.018033 | 894.0206 | 0.04299 | 893.7908 | 0.093326
| 894.0313 | -0.017076 |  |  | 677.034 | 0 | 894.0313 | -0.35854 | 894.0313 | -0.045819 | 894.2614 | -0.051096 | 894.0313 | -0.168
| 894.2719 | 0.021911 |  |  | 677.158 | 0.0092255 | 894.2719 | 0.12179 | 894.2719 | 0.022828 | 894.5022 | -0.014529 | 894.2719 | 0.10448
| 894.5124 | -0.096542 |  |  | 677.282 | 0 | 894.5124 | -0.34269 | 894.5124 | -0.076714 | 894.743 | -0.058225 | 894.5124 | -0.18693
| 894.753 | -0.089134 |  |  | 677.406 | 0.022679 | 894.753 | 0.1207 | 894.753 | 0.027244 | 894.9838 | 0.071527 | 894.753 | 0.074894
| 894.9935 | -0.0057028 |  |  | 677.53 | 0 | 894.9935 | -0.25767 | 894.9935 | -0.039246 | 895.2246 | 0.0055379 | 894.9935 | -0.16329
| 895.2341 | 0.026004 |  |  | 677.654 | 0.031904 | 895.2341 | -0.077972 | 895.2341 | -0.0039902 | 895.4654 | 0.022476 | 895.2341 | 0.08376
| 895.4746 | -0.10535 |  |  | 677.778 | 0 | 895.4746 | -0.26149 | 895.4746 | -0.058743 | 895.7062 | -0.079178 | 895.4746 | -0.21904
| 895.7152 | 0.017518 |  |  | 677.902 | 0.036517 | 895.7152 | 0.16834 | 895.7152 | 0.028298 | 895.947 | 0.028277 | 895.7152 | 0.11262
| 895.9558 | -0.12366 |  |  | 678.0261 | 0 | 895.9558 | -0.22073 | 895.9558 | -0.057859 | 896.1879 | 0.0059801 | 895.9558 | -0.19094
| 896.1964 | -0.024748 |  |  | 678.1501 | 0.045743 | 896.1964 | 0.15585 | 896.1964 | -0.012675 | 896.4287 | 0.050567 | 896.1964 | 0.066899
| 896.437 | -0.038101 |  |  | 678.2742 | 0 | 896.437 | -0.22339 | 896.437 | -0.048351 | 896.6696 | -0.033253 | 896.437 | -0.16256
| 896.6776 | 0.0055139 |  |  | 678.3982 | 0.014223 | 896.6776 | 0.1741 | 896.6776 | 0.011024 | 896.9104 | 0.017131 | 896.6776 | 0.12443
| 896.9182 | -0.076655 |  |  | 678.5223 | 0 | 896.9182 | -0.18545 | 896.9182 | -0.044561 | 897.1513 | -0.031919 | 896.9182 | -0.19341
| 897.1588 | -0.028264 |  |  | 678.6464 | 0.052662 | 897.1588 | 0.031178 | 897.1588 | 0.01203 | 897.3922 | -0.0082839 | 897.1588 | 0.10843
| 897.3994 | -0.12012 |  |  | 678.7705 | 0 | 897.3994 | -0.46117 | 897.3994 | -0.064914 | 897.6331 | -0.042174 | 897.3994 | -0.22695
| 897.64 | 0.017568 |  |  | 678.8946 | 0.021142 | 897.64 | -0.076983 | 897.64 | 0.01906 | 897.874 | 0.059486 | 897.64 | 0.10235
| 897.8806 | -0.0668 |  |  | 679.0187 | 0 | 897.8806 | -0.27089 | 897.8806 | -0.056187 | 898.1148 | -0.025676 | 897.8806 | -0.1899
| 898.1213 | -0.013831 |  |  | 679.1429 | 0.037286 | 898.1213 | 0.047224 | 898.1213 | 0.022173 | 898.3557 | -0.01319 | 898.1213 | 0.066308
| 898.3619 | -0.012104 |  |  | 679.267 | 0 | 898.3619 | -0.42235 | 898.3619 | -0.074242 | 898.5966 | -0.067137 | 898.3619 | -0.18254
| 898.6026 | -0.074238 |  |  | 679.3911 | 0.027676 | 898.6026 | -0.17015 | 898.6026 | 0.020757 | 898.8376 | 0.030951 | 898.6026 | 0.10147
| 898.8432 | -0.114 |  |  | 679.5153 | 0 | 898.8432 | -0.3177 | 898.8432 | -0.079393 | 899.0785 | 0.019357 | 898.8432 | -0.21205
| 899.0839 | -0.002824 |  |  | 679.6395 | 0.02191 | 899.0839 | -0.041373 | 899.0839 | 0.026081 | 899.3194 | 0.060827 | 899.0839 | 0.1109
| 899.3246 | -0.083441 |  |  | 679.7637 | 0 | 899.3246 | -0.30432 | 899.3246 | -0.060159 | 899.5604 | -0.085869 | 899.3246 | -0.18779
| 899.5652 | 0.018548 |  |  | 679.8878 | 0.042283 | 899.5652 | -0.003413 | 899.5652 | 0.040286 | 899.8013 | 0.087575 | 899.5652 | 0.096347
| 899.8059 | -0.070882 |  |  | 680.012 | 0 | 899.8059 | -0.33677 | 899.8059 | -0.046774 | 900.0422 | -0.018987 | 899.8059 | -0.18231
| 900.0466 | -0.013339 |  |  | 680.1363 | 0.03152 | 900.0466 | 0.21991 | 900.0466 | 0.021957 | 900.2832 | -0.00025968 | 900.0466 | 0.11781
| 900.2873 | -0.033964 |  |  | 680.2605 | 0 | 900.2873 | -0.39821 | 900.2873 | -0.060318 | 900.5242 | -0.02969 | 900.2873 | -0.19181
| 900.528 | -0.017417 |  |  | 680.3847 | 0.035364 | 900.528 | 0.093194 | 900.528 | 0.016899 | 900.7651 | 0.035413 | 900.528 | 0.087172
| 900.7687 | -0.1342 |  |  | 680.5089 | 0 | 900.7687 | -0.55389 | 900.7687 | -0.079869 | 901.0062 | -0.045739 | 900.7687 | -0.20782
| 901.0094 | 0.033634 |  |  | 680.6332 | 0.026523 | 901.0094 | -0.063802 | 901.0094 | 0.057852 | 901.2471 | 0.021141 | 901.0094 | 0.13358
| 901.2501 | -0.08216 |  |  | 680.7575 | 0 | 901.2501 | -0.28058 | 901.2501 | -0.062976 | 901.4882 | -0.026123 | 901.2501 | -0.15798
| 901.4909 | -0.00092879 |  |  | 680.8817 | 0.030367 | 901.4909 | -0.027039 | 901.4909 | 0.018585 | 901.7291 | 0.050125 | 901.4909 | 0.10827
| 901.7316 | -0.026791 |  |  | 681.006 | 0 | 901.7316 | -0.2239 | 901.7316 | -0.076492 | 901.9702 | -0.0060582 | 901.7316 | -0.21716
| 901.9723 | -0.055541 |  |  | 681.1303 | 0.031136 | 901.9723 | -0.024008 | 901.9723 | -0.00438 | 902.2112 | 0.038979 | 901.9723 | 0.091396
| 902.2131 | -0.0027095 |  |  | 681.2546 | 0 | 902.2131 | -0.54086 | 902.2131 | -0.044431 | 902.4522 | -0.067146 | 902.2131 | -0.1854
| 902.4538 | -0.023092 |  |  | 681.3789 | 0.019604 | 902.4538 | 0.21498 | 902.4538 | 0.020979 | 902.6932 | 0.033176 | 902.4538 | 0.069015
| 902.6946 | -0.066813 |  |  | 681.5032 | 0 | 902.6946 | -0.36196 | 902.6946 | -0.074983 | 902.9343 | -0.022559 | 902.6946 | -0.1643
| 902.9354 | -0.013481 |  |  | 681.6276 | 0.030367 | 902.9354 | 0.1714 | 902.9354 | -0.0079871 | 903.1754 | -0.0091779 | 902.9354 | 0.10329
| 903.1761 | -0.12136 |  |  | 681.7519 | 0 | 903.1761 | -0.48287 | 903.1761 | -0.072773 | 903.4164 | -0.033703 | 903.1761 | -0.24099
| 903.4169 | -0.0082735 |  |  | 681.8762 | 0.029983 | 903.4169 | 0.12925 | 903.4169 | 0.029958 | 903.6575 | 0.025604 | 903.4169 | 0.089196
| 903.6577 | -0.085601 |  |  | 682.0006 | 0 | 903.6577 | -0.26897 | 903.6577 | -0.064966 | 903.8986 | 0.0019663 | 903.6577 | -0.17255
| 903.8985 | -0.039838 |  |  | 682.125 | 0.02537 | 903.8985 | 0.2487 | 903.8985 | -0.0058819 | 904.1396 | -0.023891 | 903.8985 | 0.10211
| 904.1393 | -0.01457 |  |  | 682.2494 | 0 | 904.1393 | -0.49666 | 904.1393 | -0.052152 | 904.3807 | -0.026119 | 904.1393 | -0.19384
| 904.3801 | -0.039506 |  |  | 682.3737 | 0.036133 | 904.3801 | 0.024312 | 904.3801 | 0.030783 | 904.6218 | -0.0024889 | 904.3801 | 0.096739
| 904.6209 | -0.028129 |  |  | 682.4981 | 0 | 904.6209 | -0.44961 | 904.6209 | -0.065963 | 904.8629 | -0.027909 | 904.6209 | -0.1819
| 904.8617 | 0.00016253 |  |  | 682.6226 | 0.025754 | 904.8617 | 0.048768 | 904.8617 | 0.017553 | 905.104 | 0.02382 | 904.8617 | 0.10004
| 905.1025 | -0.096808 |  |  | 682.747 | 0 | 905.1025 | -0.43397 | 905.1025 | -0.080444 | 905.3451 | 0.0033048 | 905.1025 | -0.23558
| 905.3433 | 0.023904 |  |  | 682.8714 | 0.043052 | 905.3433 | -0.011171 | 905.3433 | 0.01998 | 905.5862 | -0.010519 | 905.3433 | 0.071913
| 905.5842 | -0.0045004 |  |  | 682.9959 | 0 | 905.5842 | -0.1647 | 905.5842 | -0.058386 | 905.8274 | 0.0024134 | 905.5842 | -0.17474
| 905.825 | -0.019576 |  |  | 683.1203 | 0.033058 | 905.825 | 0.12486 | 905.825 | 0.020974 | 906.0685 | 0.0037503 | 905.825 | 0.12973
| 906.0658 | -0.029993 |  |  | 683.2448 | 0 | 906.0658 | -0.24561 | 906.0658 | -0.071484 | 906.3096 | 0.024706 | 906.0658 | -0.18895
| 906.3067 | -0.00050275 |  |  | 683.3692 | 0.018066 | 906.3067 | 0.11905 | 906.3067 | 0.0052631 | 906.5508 | 0.046114 | 906.3067 | 0.095303
| 906.5476 | -0.08507 |  |  | 683.4937 | 0 | 906.5476 | -0.44925 | 906.5476 | -0.095653 | 906.792 | -0.018095 | 906.5476 | -0.17119
| 906.7884 | -0.016979 |  |  | 683.6182 | 0.029598 | 906.7884 | 0.11764 | 906.7884 | 0.0022127 | 907.0331 | 0.02872 | 906.7884 | 0.11449
| 907.0293 | -0.079015 |  |  | 683.7427 | 0 | 907.0293 | -0.39648 | 907.0293 | -0.1096 | 907.2743 | -0.03415 | 907.0293 | -0.19094
| 907.2702 | 0.016887 |  |  | 683.8672 | 0.02191 | 907.2702 | 0.01747 | 907.2702 | 0.043258 | 907.5155 | 0.02025 | 907.2702 | 0.15784
| 907.511 | -0.043943 |  |  | 683.9918 | 0 | 907.511 | -0.18879 | 907.511 | -0.052207 | 907.7567 | -0.093002 | 907.511 | -0.19327
| 907.7519 | -0.05222 |  |  | 684.1163 | 0.033442 | 907.7519 | 0.0064567 | 907.7519 | 0.0043542 | 907.9979 | 0.049232 | 907.7519 | 0.13045
| 907.9928 | -0.061566 |  |  | 684.2408 | 0 | 907.9928 | -0.073808 | 907.9928 | -0.0453 | 908.2391 | -0.047082 | 907.9928 | -0.23907
| 908.2337 | 0.0023392 |  |  | 684.3654 | 0.02191 | 908.2337 | -0.023486 | 908.2337 | 0.02397 | 908.4803 | 0.047004 | 908.2337 | 0.11809
| 908.4746 | -0.063797 |  |  | 684.49 | 0 | 908.4746 | -0.40447 | 908.4746 | -0.076641 | 908.7215 | -0.015867 | 908.4746 | -0.22733
| 908.7156 | 0.050541 |  |  | 684.6145 | 0.0011533 | 908.7156 | 0.006992 | 908.7156 | 0.038609 | 908.9628 | -0.0073992 | 908.7156 | 0.12628
| 908.9565 | -0.090517 |  |  | 684.7391 | 0 | 908.9565 | -0.43056 | 908.9565 | -0.09016 | 909.204 | 0.058597 | 908.9565 | -0.24656
| 909.1974 | -0.065369 |  |  | 684.8637 | 0.056121 | 909.1974 | 0.1873 | 909.1974 | 0.012754 | 909.4452 | 0.034075 | 909.1974 | 0.099289
| 909.4383 | -0.061344 |  |  | 684.9883 | 0 | 909.4383 | -0.49168 | 909.4383 | -0.069535 | 909.6865 | -0.066701 | 909.4383 | -0.21936
| 909.6793 | -0.00031671 |  |  | 685.1129 | 0.010763 | 909.6793 | -0.03474 | 909.6793 | 0.0084874 | 909.9277 | 0.012672 | 909.6793 | 0.16486
| 909.9202 | -0.080067 |  |  | 685.2376 | 0 | 909.9202 | -0.29225 | 909.9202 | -0.058231 | 910.169 | -0.048417 | 909.9202 | -0.23662
| 910.1612 | -0.03689 |  |  | 685.3622 | 0.028829 | 910.1612 | -0.052284 | 910.1612 | 0.012915 | 910.4103 | 0.022484 | 910.1612 | 0.10071
| 910.4021 | -0.0064699 |  |  | 685.4868 | 0 | 910.4021 | -0.24345 | 910.4021 | -0.055013 | 910.6516 | -0.046188 | 910.4021 | -0.19877
| 910.6431 | 0.026164 |  |  | 685.6115 | 0.035749 | 910.6431 | 0.10869 | 910.6431 | 0.032497 | 910.8928 | 0.042097 | 910.6431 | 0.12739
| 910.8841 | -0.022596 |  |  | 685.7362 | 0 | 910.8841 | -0.47143 | 910.8841 | -0.062335 | 911.1341 | -0.048419 | 910.8841 | -0.22439
| 911.125 | -0.070461 |  |  | 685.8608 | 0.057659 | 911.125 | 0.23119 | 911.125 | 0.030516 | 911.3754 | 0.048782 | 911.125 | 0.10059
| 911.366 | -0.065119 |  |  | 685.9855 | 0 | 911.366 | -0.57336 | 911.366 | -0.083085 | 911.6167 | -0.051097 | 911.366 | -0.22636
| 911.607 | -0.086881 |  |  | 686.1102 | 0.016529 | 911.607 | 0.10083 | 911.607 | 0.028662 | 911.858 | 0.029166 | 911.607 | 0.092566
| 911.848 | 0.015195 |  |  | 686.2349 | 0 | 911.848 | -0.26973 | 911.848 | -0.045274 | 912.0994 | -0.01453 | 911.848 | -0.15974
| 912.089 | 0.01096 |  |  | 686.3596 | 0.054968 | 912.089 | 0.15886 | 912.089 | 0.03269 | 912.3406 | 0.0149 | 912.089 | 0.13198
| 912.33 | -0.15141 |  |  | 686.4844 | 0 | 912.33 | -0.52084 | 912.33 | -0.09482 | 912.582 | -0.015862 | 912.33 | -0.20876
| 912.571 | 0.08336 |  |  | 686.6091 | 0.037286 | 912.571 | 0.1397 | 912.571 | 0.044828 | 912.8234 | 0.039418 | 912.571 | 0.1584
| 912.812 | -0.073212 |  |  | 686.7339 | 0 | 912.812 | -0.44893 | 912.812 | -0.085053 | 913.0647 | -0.031029 | 912.812 | -0.24226
| 913.0531 | -0.02471 |  |  | 686.8586 | 0.040746 | 913.0531 | -0.15115 | 913.0531 | 0.0062278 | 913.306 | 0.040312 | 913.0531 | 0.10461
| 913.2941 | -0.12294 |  |  | 686.9834 | 0 | 913.2941 | -0.27999 | 913.2941 | -0.081539 | 913.5474 | -0.022558 | 913.2941 | -0.25611
| 913.5351 | 0.034748 |  |  | 687.1082 | 0.017682 | 913.5351 | 0.071153 | 913.5351 | 0.023367 | 913.7888 | 0.061273 | 913.5351 | 0.13335
| 913.7762 | -0.0079311 |  |  | 687.233 | 0 | 913.7762 | -0.28594 | 913.7762 | -0.054711 | 914.0302 | -0.071601 | 913.7762 | -0.2262
| 914.0172 | 0.049981 |  |  | 687.3578 | 0.037286 | 914.0172 | 0.11707 | 914.0172 | 0.024659 | 914.2715 | 0.039422 | 914.0172 | 0.14914
| 914.2583 | -0.058943 |  |  | 687.4826 | 0 | 914.2583 | -0.43817 | 914.2583 | -0.053445 | 914.5129 | 0.030952 | 914.2583 | -0.21856
| 914.4993 | 0.0015648 |  |  | 687.6074 | 0.058812 | 914.4993 | 0.030388 | 914.4993 | 0.02349 | 914.7543 | -0.02077 | 914.4993 | 0.12682
| 914.7404 | -0.05114 |  |  | 687.7322 | 0 | 914.7404 | -0.32734 | 914.7404 | -0.052582 | 914.9957 | -0.0502 | 914.7404 | -0.24154
| 914.9815 | -0.0038802 |  |  | 687.8571 | 0.029214 | 914.9815 | 0.10077 | 914.9815 | 0.010398 | 915.2372 | 0.024262 | 914.9815 | 0.095505
| 915.2225 | 0.0081207 |  |  | 687.9819 | 0 | 915.2225 | -0.19994 | 915.2225 | -0.056184 | 915.4786 | -0.022109 | 915.2225 | -0.19105
| 915.4636 | 0.027963 |  |  | 688.1068 | 0.039592 | 915.4636 | 0.11815 | 915.4636 | 0.041623 | 915.72 | -0.025675 | 915.4636 | 0.12666
| 915.7047 | -0.096016 |  |  | 688.2317 | 0 | 915.7047 | -0.44042 | 915.7047 | -0.065258 | 915.9614 | -0.018986 | 915.7047 | -0.24335
| 915.9458 | 0.0085083 |  |  | 688.3565 | 0.0019219 | 915.9458 | 0.056647 | 915.9458 | 0.024138 | 916.2029 | 0.055473 | 915.9458 | 0.11497
| 916.1869 | -0.10326 |  |  | 688.4814 | 0 | 916.1869 | -0.41559 | 916.1869 | -0.085838 | 916.4443 | -0.024345 | 916.1869 | -0.26726
| 916.428 | -0.06985 |  |  | 688.6063 | 0.019988 | 916.428 | 0.11204 | 916.428 | -0.0080452 | 916.6858 | 0.054582 | 916.428 | 0.078929
| 916.6692 | -0.040579 |  |  | 688.7312 | 0 | 916.6692 | -0.50461 | 916.6692 | -0.060907 | 916.9272 | -0.051984 | 916.6692 | -0.18745
| 916.9103 | 0.0054566 |  |  | 688.8562 | 0.021526 | 916.9103 | 0.17895 | 916.9103 | 0.021951 | 917.1688 | 0.047896 | 916.9103 | 0.10917
| 917.1514 | -0.070225 |  |  | 688.9811 | 0 | 917.1514 | -0.34775 | 917.1514 | -0.091034 | 917.4102 | -0.068925 | 917.1514 | -0.22388
| 917.3925 | 0.073787 |  |  | 689.1061 | 0.031136 | 917.3925 | 0.063896 | 917.3925 | 0.033946 | 917.6517 | 0.021139 | 917.3925 | 0.13893
| 917.6337 | -0.087016 |  |  | 689.231 | 0 | 917.6337 | -0.6042 | 917.6337 | -0.089451 | 917.8932 | 0.030948 | 917.6337 | -0.27696
| 917.8748 | -0.057366 |  |  | 689.356 | 0.044205 | 917.8748 | 0.05638 | 917.8748 | -0.019803 | 918.1347 | -0.015864 | 917.8748 | 0.093195
| 918.116 | -0.086542 |  |  | 689.4809 | 0 | 918.116 | -0.38043 | 918.116 | -0.074799 | 918.3762 | -0.022999 | 918.116 | -0.29049
| 918.3571 | 0.089056 |  |  | 689.6059 | 0.013069 | 918.3571 | 0.053568 | 918.3571 | 0.04038 | 918.6177 | 0.039423 | 918.3571 | 0.14535
| 918.5983 | -0.10194 |  |  | 689.7309 | 0 | 918.5983 | -0.47693 | 918.5983 | -0.099569 | 918.8593 | 0.035856 | 918.5983 | -0.25417
| 918.8395 | -0.040286 |  |  | 689.8559 | 0.019604 | 918.8395 | 0.33813 | 918.8395 | 0.0030567 | 919.1008 | 0.050569 | 918.8395 | 0.125
| 919.0806 | -0.0781 |  |  | 689.981 | 0 | 919.0806 | -0.61717 | 919.0806 | -0.063845 | 919.3423 | -0.0073941 | 919.0806 | -0.21273
| 919.3218 | 0.018848 |  |  | 690.106 | 0.039592 | 919.3218 | -0.060901 | 919.3218 | 0.020807 | 919.5839 | -0.0078396 | 919.3218 | 0.13551
| 919.563 | -0.0086671 |  |  | 690.231 | 0 | 919.563 | -0.44967 | 919.563 | -0.071355 | 919.8254 | -0.10638 | 919.563 | -0.23336
| 919.8042 | -0.0015389 |  |  | 690.3561 | 0.028445 | 919.8042 | 0.16531 | 919.8042 | 0.030382 | 920.067 | 0.037196 | 919.8042 | 0.12097
| 920.0454 | -0.06603 |  |  | 690.4811 | 0 | 920.0454 | -0.24729 | 920.0454 | -0.065961 | 920.3085 | -0.035933 | 920.0454 | -0.20252
| 920.2866 | 0.011909 |  |  | 690.6062 | 0.036517 | 920.2866 | 0.23106 | 920.2866 | 0.020468 | 920.5501 | -0.0020447 | 920.2866 | 0.12301
| 920.5278 | -0.043309 |  |  | 690.7313 | 0 | 920.5278 | -0.34237 | 920.5278 | -0.07583 | 920.7917 | -0.039947 | 920.5278 | -0.2565
| 920.769 | -0.030331 |  |  | 690.8564 | 0.0057659 | 920.769 | -0.10331 | 920.769 | 0.019095 | 921.0333 | 0.05592 | 920.769 | 0.074398
| 921.0103 | -0.064715 |  |  | 690.9815 | 0 | 921.0103 | -0.34786 | 921.0103 | -0.073082 | 921.2748 | -0.015867 | 921.0103 | -0.24469
| 921.2515 | -0.037092 |  |  | 691.1066 | 0.018066 | 921.2515 | 0.14631 | 921.2515 | 0.038517 | 921.5164 | 0.0028592 | 921.2515 | 0.13843
| 921.4927 | -0.04404 |  |  | 691.2317 | 0 | 921.4927 | -0.58951 | 921.4927 | -0.057945 | 921.7581 | 0.011331 | 921.4927 | -0.28557
| 921.734 | 0.029102 |  |  | 691.3568 | 0.04728 | 921.734 | -0.095359 | 921.734 | 0.050271 | 921.9997 | 0.0041978 | 921.734 | 0.14625
| 921.9752 | -0.096635 |  |  | 691.482 | 0 | 921.9752 | -0.50613 | 921.9752 | -0.083413 | 922.2413 | -0.00070222 | 921.9752 | -0.20944
| 922.2165 | -0.029238 |  |  | 691.6071 | 0.035364 | 922.2165 | 0.014856 | 922.2165 | 0.036633 | 922.4829 | 0.052354 | 922.2165 | 0.11578
| 922.4577 | -0.043186 |  |  | 691.7323 | 0 | 922.4577 | -0.28066 | 922.4577 | -0.092972 | 922.7245 | -0.001599 | 922.4577 | -0.26643
| 922.699 | -0.055155 |  |  | 691.8575 | 0.048433 | 922.699 | -0.086609 | 922.699 | 0.010205 | 922.9662 | 0.057258 | 922.699 | 0.099591
| 922.9403 | -0.082842 |  |  | 691.9827 | 0 | 922.9403 | -0.39557 | 922.9403 | -0.10692 | 923.2078 | -0.050644 | 922.9403 | -0.24096
| 923.1816 | 0.0098415 |  |  | 692.1079 | 0.036517 | 923.1816 | 0.17606 | 923.1816 | 0.0066897 | 923.4495 | 0.0363 | 923.1816 | 0.16892
| 923.4228 | -0.059698 |  |  | 692.2331 | 0 | 923.4228 | -0.58301 | 923.4228 | -0.052225 | 923.6912 | -0.0051624 | 923.4228 | -0.23008
| 923.6641 | -0.0015363 |  |  | 692.3583 | 0.022679 | 923.6641 | 0.082732 | 923.6641 | -0.021114 | 923.9329 | 0.027829 | 923.6641 | 0.12669
| 923.9054 | -0.031805 |  |  | 692.4835 | 0 | 923.9054 | -0.44716 | 923.9054 | -0.046079 | 924.1745 | -0.022554 | 923.9054 | -0.28093
| 924.1467 | -0.025871 |  |  | 692.6088 | 0.041514 | 924.1467 | -0.10086 | 924.1467 | 0.024756 | 924.4162 | 0.057707 | 924.1467 | 0.16265
| 924.388 | -0.080447 |  |  | 692.734 | 0 | 924.388 | -0.22419 | 924.388 | -0.11095 | 924.6579 | -0.014085 | 924.388 | -0.2623
| 924.6294 | -0.0086061 |  |  | 692.8593 | 0.049586 | 924.6294 | -0.11363 | 924.6294 | 0.026611 | 924.8996 | 0.016684 | 924.6294 | 0.07974
| 924.8707 | -0.072809 |  |  | 692.9845 | 0 | 924.8707 | -0.40261 | 924.8707 | -0.067794 | 925.1413 | 0.0042 | 924.8707 | -0.21206
| 925.112 | -0.029741 |  |  | 693.1098 | 0.028445 | 925.112 | 0.0339 | 925.112 | 0.039122 | 925.383 | -0.0060582 | 925.112 | 0.13264
| 925.3533 | -0.11221 |  |  | 693.2351 | 0 | 925.3533 | -0.53358 | 925.3533 | -0.057384 | 925.6248 | -0.055994 | 925.3533 | -0.22092
| 925.5947 | -0.0002508 |  |  | 693.3604 | 0.0057659 | 925.5947 | 0.075028 | 925.5947 | 0.039615 | 925.8665 | 0.014009 | 925.5947 | 0.13854
| 925.836 | -0.077466 |  |  | 693.4857 | 0 | 925.836 | -0.43071 | 925.836 | -0.066184 | 926.1082 | -0.049756 | 925.836 | -0.23353
| 926.0774 | 0.046621 |  |  | 693.611 | 0.03767 | 926.0774 | 0.0028257 | 926.0774 | 0.045271 | 926.35 | 0.02337 | 926.0774 | 0.17446
| 926.3187 | -0.050301 |  |  | 693.7364 | 0 | 926.3187 | -0.31584 | 926.3187 | -0.067515 | 926.5917 | -0.05778 | 926.3187 | -0.2004
| 926.5601 | -0.067322 |  |  | 693.8617 | 0.029983 | 926.5601 | 0.055018 | 926.5601 | 0.0070752 | 926.8334 | -0.055546 | 926.5601 | 0.13643
| 926.8014 | -0.037225 |  |  | 693.9871 | 0 | 926.8014 | -0.42765 | 926.8014 | -0.047723 | 927.0752 | -0.010963 | 926.8014 | -0.2794
| 927.0428 | 0.054684 |  |  | 694.1124 | 0.023448 | 927.0428 | 0.174 | 927.0428 | 0.065013 | 927.317 | 0.034521 | 927.0428 | 0.15665
| 927.2842 | -0.14445 |  |  | 694.2378 | 0 | 927.2842 | -0.29546 | 927.2842 | -0.069043 | 927.5588 | -0.038159 | 927.2842 | -0.20503
| 927.5256 | -0.039722 |  |  | 694.3632 | 0.025754 | 927.5256 | 0.25235 | 927.5256 | 0.040463 | 927.8005 | 0.028724 | 927.5256 | 0.17961
| 927.767 | -0.042057 |  |  | 694.4886 | 0 | 927.767 | -0.30999 | 927.767 | -0.086042 | 928.0424 | -0.071158 | 927.767 | -0.18153
| 928.0084 | -0.065705 |  |  | 694.614 | 0.018066 | 928.0084 | 0.16948 | 928.0084 | -0.0086173 | 928.2841 | 0.07019 | 928.0084 | 0.12549
| 928.2498 | -0.0017641 |  |  | 694.7394 | 0 | 928.2498 | -0.57059 | 928.2498 | -0.034962 | 928.5259 | -0.092114 | 928.2498 | -0.19749
| 928.4912 | -0.02065 |  |  | 694.8648 | 0.031904 | 928.4912 | 0.1946 | 928.4912 | -0.0020855 | 928.7678 | 0.033625 | 928.4912 | 0.18183
| 928.7326 | -0.052608 |  |  | 694.9903 | 0 | 928.7326 | -0.49156 | 928.7326 | -0.066263 | 929.0096 | -0.002043 | 928.7326 | -0.29266
| 928.974 | -0.0038787 |  |  | 695.1157 | 0.051893 | 928.974 | 0.25618 | 928.974 | 0.01481 | 929.2514 | -0.0020427 | 928.974 | 0.11303
| 929.2154 | -0.068404 |  |  | 695.2412 | 0 | 929.2154 | -0.42316 | 929.2154 | -0.093888 | 929.4932 | -0.0042693 | 929.2154 | -0.27958
| 929.4569 | -0.12138 |  |  | 695.3667 | 0.038055 | 929.4569 | -0.0029038 | 929.4569 | 0.012308 | 929.7351 | 0.036748 | 929.4569 | 0.14622
| 929.6983 | -0.029006 |  |  | 695.4921 | 0 | 929.6983 | -0.24945 | 929.6983 | -0.080265 | 929.9769 | -0.091669 | 929.6983 | -0.22336
| 929.9398 | 0.024455 |  |  | 695.6176 | 0.035749 | 929.9398 | 0.098895 | 929.9398 | -0.0043944 | 930.2188 | 0.044331 | 929.9398 | 0.11078
| 930.1812 | -0.084229 |  |  | 695.7431 | 0 | 930.1812 | -0.50723 | 930.1812 | -0.092186 | 930.4606 | -0.013637 | 930.1812 | -0.28974
| 930.4227 | -0.023154 |  |  | 695.8686 | 0.048049 | 930.4227 | -0.129 | 930.4227 | -0.0095062 | 930.7025 | 0.086685 | 930.4227 | 0.17341
| 930.6641 | -0.056565 |  |  | 695.9942 | 0 | 930.6641 | -0.41386 | 930.6641 | -0.044471 | 930.9444 | -0.0082859 | 930.6641 | -0.20463
| 930.9056 | -0.0067887 |  |  | 696.1197 | 0.03498 | 930.9056 | -0.040792 | 930.9056 | 0.058092 | 931.1863 | -0.0051653 | 930.9056 | 0.14277
| 931.1471 | -0.076301 |  |  | 696.2452 | 0 | 931.1471 | -0.51076 | 931.1471 | -0.10644 | 931.4282 | -0.033703 | 931.1471 | -0.26477
| 931.3885 | -0.0054664 |  |  | 696.3708 | 0.032673 | 931.3885 | -0.031911 | 931.3885 | 0.033581 | 931.67 | 0.036745 | 931.3885 | 0.15716
| 931.63 | -0.028368 |  |  | 696.4964 | 0 | 931.63 | -0.46689 | 931.63 | -0.061573 | 931.912 | -0.026124 | 931.63 | -0.24688
| 931.8715 | 0.049939 |  |  | 696.6219 | 0.01922 | 931.8715 | 0.056984 | 931.8715 | 0.048091 | 932.1539 | 0.021142 | 931.8715 | 0.19437
| 932.113 | 0.014786 |  |  | 696.7475 | 0 | 932.113 | -0.30178 | 932.113 | -0.042422 | 932.3958 | -0.014529 | 932.113 | -0.2311
| 932.3545 | 0.0015829 |  |  | 696.8731 | 0.027292 | 932.3545 | -0.046616 | 932.3545 | 0.029085 | 932.6377 | 0.0068755 | 932.3545 | 0.076802
| 932.596 | -0.074624 |  |  | 696.9987 | 0 | 932.596 | -0.41647 | 932.596 | -0.080095 | 932.8796 | -0.023004 | 932.596 | -0.26288
| 932.8375 | 0.067214 |  |  | 697.1243 | 0.014223 | 932.8375 | 0.10488 | 932.8375 | 0.040206 | 933.1216 | 0.027383 | 932.8375 | 0.14882
| 933.0791 | -0.077233 |  |  | 697.25 | 0 | 933.0791 | -0.2114 | 933.0791 | -0.087051 | 933.3635 | -0.049307 | 933.0791 | -0.26121
| 933.3206 | 0.0001843 |  |  | 697.3756 | 0.043436 | 933.3206 | 0.088812 | 933.3206 | 0.045999 | 933.6055 | -0.027461 | 933.3206 | 0.19377
| 933.5621 | -0.094568 |  |  | 697.5013 | 0 | 933.5621 | -0.37918 | 933.5621 | -0.11106 | 933.8474 | -0.031026 | 933.5621 | -0.25405
| 933.8037 | -0.002056 |  |  | 697.6269 | 0.05074 | 933.8037 | -0.20355 | 933.8037 | -0.0023008 | 934.0894 | -0.02211 | 933.8037 | 0.12482
| 934.0452 | -0.061469 |  |  | 697.7526 | 0 | 934.0452 | -0.54588 | 934.0452 | -0.10443 | 934.3314 | -0.055998 | 934.0452 | -0.29316
| 934.2867 | -0.061914 |  |  | 697.8783 | 0.039592 | 934.2867 | 0.14615 | 934.2867 | 0.021636 | 934.5734 | 0.065282 | 934.2867 | 0.15314
| 934.5283 | -0.029175 |  |  | 698.004 | 0 | 934.5283 | -0.68538 | 934.5283 | -0.083438 | 934.8154 | 0.0077662 | 934.5283 | -0.22839
| 934.7699 | -0.0084086 |  |  | 698.1297 | 0.030367 | 934.7699 | 0.10982 | 934.7699 | 0.041438 | 935.0573 | -0.0082853 | 934.7699 | 0.13894
| 935.0114 | -0.13397 |  |  | 698.2554 | 0 | 935.0114 | -0.36952 | 935.0114 | -0.070553 | 935.2993 | -0.029244 | 935.0114 | -0.27583
| 935.253 | -0.03092 |  |  | 698.3811 | 0.038055 | 935.253 | 0.18061 | 935.253 | 0.039926 | 935.5413 | 0.028276 | 935.253 | 0.092464
| 935.4946 | -0.10246 |  |  | 698.5069 | 0 | 935.4946 | -0.58824 | 935.4946 | -0.088945 | 935.7834 | -0.037713 | 935.4946 | -0.29941
| 935.7362 | -0.026 |  |  | 698.6326 | 0.035364 | 935.7362 | -0.2375 | 935.7362 | 0.040646 | 936.0254 | 0.016687 | 935.7362 | 0.159
| 935.9777 | -0.044971 |  |  | 698.7584 | 0 | 935.9777 | -0.71879 | 935.9777 | -0.087125 | 936.2674 | -0.0016038 | 935.9777 | -0.26557
| 936.2193 | 0.02217 |  |  | 698.8841 | 0.016144 | 936.2193 | 0.11654 | 936.2193 | 0.015766 | 936.5095 | 0.067514 | 936.2193 | 0.15414
| 936.4609 | -0.060475 |  |  | 699.0099 | 0 | 936.4609 | -0.47435 | 936.4609 | -0.093891 | 936.7515 | -0.038161 | 936.4609 | -0.27298
| 936.7025 | -0.016995 |  |  | 699.1357 | 0.016913 | 936.7025 | 0.022315 | 936.7025 | 0.0080775 | 936.9935 | 0.033185 | 936.7025 | 0.18117
| 936.9442 | -0.046847 |  |  | 699.2615 | 0 | 936.9442 | -0.81277 | 936.9442 | -0.10627 | 937.2356 | -0.022107 | 936.9442 | -0.32646
| 937.1858 | -0.019653 |  |  | 699.3873 | 0.012685 | 937.1858 | 0.14433 | 937.1858 | 0.032917 | 937.4777 | 0.022482 | 937.1858 | 0.17412
| 937.4274 | -0.13893 |  |  | 699.5131 | 0 | 937.4274 | -0.75596 | 937.4274 | -0.1418 | 937.7197 | 0.0086566 | 937.4274 | -0.35228
| 937.669 | -0.024213 |  |  | 699.639 | 0.0088411 | 937.669 | 0.049501 | 937.669 | 0.0066388 | 937.9618 | 0.05102 | 937.669 | 0.090623
| 937.9107 | -0.068005 |  |  | 699.7648 | 0 | 937.9107 | -0.67625 | 937.9107 | -0.083473 | 938.2039 | -0.066695 | 937.9107 | -0.34015
| 938.1523 | 0.0062126 |  |  | 699.8907 | 0.026523 | 938.1523 | -0.037292 | 938.1523 | 0.047414 | 938.446 | 0.052353 | 938.1523 | 0.19897
| 938.3939 | -0.018209 |  |  | 700.0165 | 0 | 938.3939 | -0.7794 | 938.3939 | -0.086021 | 938.6881 | -0.02657 | 938.3939 | -0.33751
| 938.6356 | 0.04349 |  |  | 700.1424 | 0.042667 | 938.6356 | 0.28354 | 938.6356 | 0.0081254 | 938.9302 | 0.046564 | 938.6356 | 0.16847
| 938.8773 | -0.014952 |  |  | 700.2683 | 0 | 938.8773 | -0.54094 | 938.8773 | -0.053834 | 939.1723 | 0.00018649 | 938.8773 | -0.27158
| 939.1189 | -0.059732 |  |  | 700.3942 | 0.036902 | 939.1189 | -0.13059 | 939.1189 | -0.0033664 | 939.4144 | 0.051016 | 939.1189 | 0.13592
| 939.3606 | -0.031707 |  |  | 700.5201 | 0 | 939.3606 | -0.55115 | 939.3606 | -0.059236 | 939.6566 | -0.053766 | 939.3606 | -0.34359
| 939.6023 | -0.040586 |  |  | 700.646 | 0.050355 | 939.6023 | 0.027438 | 939.6023 | -0.046745 | 939.8987 | 0.020697 | 939.6023 | 0.18961
| 939.8439 | -0.16222 |  |  | 700.772 | 0 | 939.8439 | -0.78329 | 939.8439 | -0.084635 | 940.1408 | -0.079631 | 939.8439 | -0.32651
| 940.0856 | -0.026629 |  |  | 700.8979 | 0.024217 | 940.0856 | 0.15936 | 940.0856 | 0.024775 | 940.383 | 0.028722 | 940.0856 | 0.16591
| 940.3273 | -0.043591 |  |  | 701.0238 | 0 | 940.3273 | -0.45665 | 940.3273 | -0.09516 | 940.6251 | -0.036381 | 940.3273 | -0.34185
| 940.569 | 0.089559 |  |  | 701.1498 | 0.044205 | 940.569 | 0.23341 | 940.569 | 0.068913 | 940.8673 | 0.038529 | 940.569 | 0.2155
| 940.8107 | -0.093293 |  |  | 701.2758 | 0 | 940.8107 | -0.61439 | 940.8107 | -0.12042 | 941.1094 | -0.052877 | 940.8107 | -0.39431
| 941.0524 | -0.030198 |  |  | 701.4018 | 0.027292 | 941.0524 | 0.1696 | 941.0524 | 0.017034 | 941.3516 | 0.02203 | 941.0524 | 0.17644
| 941.2941 | -0.091698 |  |  | 701.5278 | 0 | 941.2941 | -0.76694 | 941.2941 | -0.11325 | 941.5938 | -0.0033786 | 941.2941 | -0.35349
| 941.5359 | 0.026946 |  |  | 701.6538 | 0.011147 | 941.5359 | 0.40464 | 941.5359 | 0.046898 | 941.836 | 0.031844 | 941.5359 | 0.1111
| 941.7776 | -0.17868 |  |  | 701.7798 | 0 | 941.7776 | -1.2353 | 941.7776 | -0.14782 | 942.0782 | -0.06536 | 941.7776 | -0.37012
| 942.0193 | -0.05062 |  |  | 701.9058 | 0.031904 | 942.0193 | 0.050486 | 942.0193 | 0.057777 | 942.3204 | 0.052798 | 942.0193 | 0.14667
| 942.2611 | -0.054615 |  |  | 702.0318 | 0 | 942.2611 | 0.098826 | 942.2611 | 0.019294 | 942.5626 | -0.0020427 | 942.2611 | 0.11378
| 942.5028 | -0.084484 |  |  | 702.1579 | 0.011532 | 942.5028 | -0.51214 | 942.5028 | -0.10952 | 942.8048 | -0.071605 | 942.5028 | -0.35098
| 942.7445 | -0.021315 |  |  | 702.284 | 0 | 942.7445 | 0.35621 | 942.7445 | 0.051681 | 943.0471 | 0.048339 | 942.7445 | 0.17657
| 942.9863 | -0.024653 |  |  | 702.41 | 0.021142 | 942.9863 | -0.31402 | 942.9863 | -0.075133 | 943.2892 | -0.057335 | 942.9863 | -0.28603
| 943.2281 | 0.0034909 |  |  | 702.5361 | 0 | 943.2281 | -0.31954 | 943.2281 | 0.053276 | 943.5315 | 0.010883 | 943.2281 | 0.16236
| 943.4698 | -0.061958 |  |  | 702.6622 | 0.03767 | 943.4698 | -1.0072 | 943.4698 | -0.092448 | 943.7737 | -0.014977 | 943.4698 | -0.39076
| 943.7116 | -0.049437 |  |  | 702.7883 | 0 | 943.7116 | -0.21937 | 943.7116 | 0.039634 | 944.016 | 0.003754 | 943.7116 | 0.23491
| 943.9534 | -0.057365 |  |  | 702.9144 | 0.006919 | 943.9534 | -0.48277 | 943.9534 | -0.14348 | 944.2582 | -0.01854 | 943.9534 | -0.38084
| 944.1952 | -0.01027 |  |  | 703.0405 | 0 | 944.1952 | 0.1066 | 944.1952 | 0.051491 | 944.5005 | -0.014528 | 944.1952 | 0.1997
| 944.4369 | 0.11113 |  |  | 703.1667 | 0.021526 | 944.4369 | -0.51816 | 944.4369 | -0.006066 | 944.7428 | -0.040837 | 944.4369 | -0.33922
| 944.6787 | -0.025968 |  |  | 703.2928 | 0 | 944.6787 | -0.14702 | 944.6787 | 0.015847 | 944.985 | 0.0037481 | 944.6787 | 0.20365
| 944.9205 | -0.041157 |  |  | 703.419 | 0.03152 | 944.9205 | -0.37345 | 944.9205 | -0.095861 | 945.2274 | -0.047523 | 944.9205 | -0.35135
| 945.1623 | 0.086293 |  |  | 703.5452 | 0 | 945.1623 | -0.024234 | 945.1623 | 0.054526 | 945.4696 | 0.0095513 | 945.1623 | 0.20839
| 945.4041 | -0.040639 |  |  | 703.6713 | 0.011916 | 945.4041 | -0.45255 | 945.4041 | -0.12439 | 945.7119 | 0.026049 | 945.4041 | -0.29468
| 945.646 | -0.071406 |  |  | 703.7975 | 0 | 945.646 | 0.2088 | 945.646 | -0.039319 | 945.9542 | 0.040318 | 945.646 | 0.26504
| 945.8878 | -0.10143 |  |  | 703.9237 | 0.02537 | 945.8878 | -0.59438 | 945.8878 | -0.11645 | 946.1965 | 0.022033 | 945.8878 | -0.40172
| 946.1296 | 0.021953 |  |  | 704.0499 | 0 | 946.1296 | 0.28978 | 946.1296 | 0.061197 | 946.4388 | 0.074201 | 946.1296 | 0.20997
| 946.3714 | -0.033233 |  |  | 704.1762 | 0.013838 | 946.3714 | -0.85409 | 946.3714 | -0.12314 | 946.6812 | -0.010071 | 946.3714 | -0.36689
| 946.6133 | 0.056379 |  |  | 704.3024 | 0 | 946.6133 | 0.49379 | 946.6133 | 0.079397 | 946.9235 | -0.0096233 | 946.6133 | 0.21529
| 946.8551 | -0.055392 |  |  | 704.4286 | 0.010763 | 946.8551 | -0.92269 | 946.8551 | -0.10926 | 947.1658 | -0.035934 | 946.8551 | -0.33282
| 947.097 | 0.047791 |  |  | 704.5549 | 0 | 947.097 | -0.029559 | 947.097 | 0.05127 | 947.4082 | -0.0056128 | 947.097 | 0.14676
| 947.3388 | -0.043132 |  |  | 704.6812 | 0.033442 | 947.3388 | -0.7485 | 947.3388 | -0.16571 | 947.6505 | -0.017199 | 947.3388 | -0.25576
| 947.5807 | -0.008635 |  |  | 704.8074 | 0 | 947.5807 | 0.18153 | 947.5807 | 0.023185 | 947.8929 | 0.033629 | 947.5807 | 0.19854
| 947.8226 | -0.035708 |  |  | 704.9337 | 0.0080722 | 947.8226 | -0.6494 | 947.8226 | -0.094356 | 948.1353 | -0.082309 | 947.8226 | -0.33173
| 948.0644 | -0.019194 |  |  | 705.06 | 0 | 948.0644 | 0.27499 | 948.0644 | 0.076133 | 948.3776 | 0.026498 | 948.0644 | 0.20608
| 948.3063 | -0.0057377 |  |  | 705.1863 | 0.051509 | 948.3063 | -0.67599 | 948.3063 | -0.070259 | 948.62 | -0.014527 | 948.3063 | -0.30172
| 948.5482 | 0.024313 |  |  | 705.3127 | 0 | 948.5482 | 0.28544 | 948.5482 | 0.069145 | 948.8624 | 0.03942 | 948.5482 | 0.16239
| 948.7901 | 0.019477 |  |  | 705.439 | 0.043821 | 948.7901 | -0.78273 | 948.7901 | -0.066126 | 949.1048 | -0.083196 | 948.7901 | -0.37281
| 949.032 | 0.013543 |  |  | 705.5653 | 0 | 949.032 | 0.15593 | 949.032 | 0.084355 | 949.3472 | 0.015796 | 949.032 | 0.21177
| 949.2739 | -0.034547 |  |  | 705.6917 | 0.026907 | 949.2739 | -0.655 | 949.2739 | -0.10612 | 949.5896 | -0.050642 | 949.2739 | -0.41735
| 949.5158 | 0.033419 |  |  | 705.8181 | 0 | 949.5158 | 0.30012 | 949.5158 | 0.028542 | 949.832 | 0.07376 | 949.5158 | 0.12143
| 949.7577 | -0.13256 |  |  | 705.9444 | 0.038055 | 949.7577 | -0.71091 | 949.7577 | -0.13993 | 950.0744 | -0.047968 | 949.7577 | -0.40113
| 949.9996 | -0.064808 |  |  | 706.0708 | 0 | 949.9996 | -0.077074 | 949.9996 | 0.0048489 | 950.3168 | 0.046108 | 949.9996 | 0.088778
| 950.2415 | -0.06364 |  |  | 706.1972 | 0.043436 | 950.2415 | -0.77771 | 950.2415 | -0.089846 | 950.5593 | -0.0065002 | 950.2415 | -0.36653
| 950.4834 | 0.0099439 |  |  | 706.3236 | 0 | 950.4834 | 0.30105 | 950.4834 | 0.0073268 | 950.8017 | 0.046114 | 950.4834 | 0.17848
| 950.7254 | -0.0027963 |  |  | 706.45 | 0.024986 | 950.7254 | -0.62268 | 950.7254 | -0.11466 | 951.0442 | -0.034146 | 950.7254 | -0.37132
| 950.9673 | -0.021586 |  |  | 706.5765 | 0 | 950.9673 | -0.10346 | 950.9673 | 0.045285 | 951.2866 | -0.01988 | 950.9673 | 0.24316
| 951.2093 | -0.064491 |  |  | 706.7029 | 0.01922 | 951.2093 | -1.2054 | 951.2093 | -0.14439 | 951.5291 | 0.015345 | 951.2093 | -0.3249
| 951.4512 | -0.030049 |  |  | 706.8294 | 0 | 951.4512 | -0.30057 | 951.4512 | 0.034142 | 951.7715 | -0.00026459 | 951.4512 | 0.22355
| 951.6932 | -0.040911 |  |  | 706.9558 | 0.033826 | 951.6932 | -0.69412 | 951.6932 | -0.072693 | 952.014 | -0.062682 | 951.6932 | -0.2921
| 951.9351 | 0.021545 |  |  | 707.0823 | 0 | 951.9351 | 0.25227 | 951.9351 | 0.044483 | 952.2565 | 0.01668 | 951.9351 | 0.27388
| 952.1771 | -0.11385 |  |  | 707.2088 | 0.021526 | 952.1771 | -0.7945 | 952.1771 | -0.10543 | 952.499 | 0.034963 | 952.1771 | -0.39189
| 952.4191 | -0.013882 |  |  | 707.3353 | 0 | 952.4191 | 0.024038 | 952.4191 | -0.03816 | 952.7415 | 0.0033056 | 952.4191 | 0.16768
| 952.661 | -0.089361 |  |  | 707.4618 | 0.032673 | 952.661 | -0.98686 | 952.661 | -0.095986 | 952.9839 | -0.062679 | 952.661 | -0.36881
| 952.903 | -0.042137 |  |  | 707.5883 | 0 | 952.903 | 0.5067 | 952.903 | 0.026401 | 953.2265 | 0.053245 | 952.903 | 0.2573
| 953.145 | 0.02203 |  |  | 707.7149 | 0.026523 | 953.145 | -0.54709 | 953.145 | -0.085376 | 953.469 | -0.018989 | 953.145 | -0.28869
| 953.387 | 0.0036956 |  |  | 707.8414 | 0 | 953.387 | -0.068206 | 953.387 | 0.039878 | 953.7115 | 0.018468 | 953.387 | 0.16403
| 953.629 | -0.0786 |  |  | 707.968 | 0.024601 | 953.629 | -0.70609 | 953.629 | -0.089823 | 953.954 | -0.0082842 | 953.629 | -0.41807
| 953.871 | -0.041537 |  |  | 708.0945 | 0 | 953.871 | -0.13094 | 953.871 | 0.0056033 | 954.1966 | 0.034071 | 953.871 | 0.12421
| 954.113 | -0.116 |  |  | 708.2211 | 0.039977 | 954.113 | -0.51301 | 954.113 | -0.11524 | 954.4391 | -0.029682 | 954.113 | -0.37505
| 954.355 | 0.007561 |  |  | 708.3477 | 0 | 954.355 | 0.0042855 | 954.355 | -0.0015228 | 954.6816 | 0.022029 | 954.355 | 0.16777
| 954.597 | -0.059224 |  |  | 708.4743 | 0.010763 | 954.597 | -0.40726 | 954.597 | -0.13903 | 954.9242 | -0.025231 | 954.597 | -0.32488
| 954.8391 | -0.02427 |  |  | 708.6009 | 0 | 954.8391 | -0.013335 | 954.8391 | -0.033002 | 955.1667 | 0.063498 | 954.8391 | 0.23953
| 955.0811 | -0.086581 |  |  | 708.7275 | 0.021142 | 955.0811 | -1.0558 | 955.0811 | -0.16676 | 955.4094 | -0.045296 | 955.0811 | -0.34464
| 955.3231 | -0.045164 |  |  | 708.8541 | 0 | 955.3231 | 0.28102 | 955.3231 | -0.0075553 | 955.6519 | 0.023816 | 955.3231 | 0.211
| 955.5652 | -0.014835 |  |  | 708.9808 | 0.017682 | 955.5652 | -0.46978 | 955.5652 | -0.12174 | 955.8945 | -0.046193 | 955.5652 | -0.28069
| 955.8072 | 0.060528 |  |  | 709.1074 | 0.0042381 | 955.8072 | 0.046557 | 955.8072 | 0.11116 | 956.1371 | 0.021139 | 955.8072 | 0.20864
| 956.0493 | -0.051411 |  |  | 709.2341 | 0.025754 | 956.0493 | -0.30686 | 956.0493 | -0.11179 | 956.3797 | -0.026125 | 956.0493 | -0.41744
| 956.2913 | 0.00071318 |  |  | 709.3608 | 0 | 956.2913 | 0.1101 | 956.2913 | 0.033486 | 956.6223 | 0.060381 | 956.2913 | 0.29773
| 956.5334 | -0.018319 |  |  | 709.4874 | 0.012685 | 956.5334 | -0.43428 | 956.5334 | -0.09622 | 956.8649 | -0.056446 | 956.5334 | -0.31522
| 956.7755 | 0.12487 |  |  | 709.6141 | 0 | 956.7755 | 0.077891 | 956.7755 | 0.11334 | 957.1075 | 0.047896 | 956.7755 | 0.25516
| 957.0175 | -0.038733 |  |  | 709.7408 | 0.0092255 | 957.0175 | -0.38472 | 957.0175 | -0.13847 | 957.3501 | -0.074726 | 957.0175 | -0.28181
| 957.2596 | -0.044833 |  |  | 709.8676 | 0 | 957.2596 | 0.16453 | 957.2596 | 0.044104 | 957.5927 | 0.0033067 | 957.2596 | 0.15341
| 957.5017 | -0.08707 |  |  | 709.9943 | 0.028445 | 957.5017 | -0.85639 | 957.5017 | -0.12889 | 957.8354 | -0.083642 | 957.5017 | -0.3169
| 957.7438 | -0.052727 |  |  | 710.121 | 0 | 957.7438 | 0.22472 | 957.7438 | 0.0083273 | 958.078 | 0.026495 | 957.7438 | 0.17803
| 957.9859 | -0.092666 |  |  | 710.2478 | 0.018835 | 957.9859 | -0.46285 | 957.9859 | -0.15548 | 958.3207 | 0.016683 | 957.9859 | -0.34544
| 958.228 | 0.011392 |  |  | 710.3746 | 0 | 958.228 | -0.17954 | 958.228 | 0.044041 | 958.5633 | 0.022033 | 958.228 | 0.13273
| 958.4701 | 0.0051394 |  |  | 710.5013 | 0.03498 | 958.4701 | -0.98632 | 958.4701 | -0.11283 | 958.806 | -0.0078413 | 958.4701 | -0.33677
| 958.7122 | 0.052924 |  |  | 710.6281 | 0 | 958.7122 | 0.2772 | 958.7122 | 0.080563 | 959.0486 | 0.0015177 | 958.7122 | 0.21231
| 958.9543 | -0.080998 |  |  | 710.7549 | 0.020757 | 958.9543 | -0.39498 | 958.9543 | -0.11503 | 959.2913 | -0.0082869 | 958.9543 | -0.31486
| 959.1964 | 0.023183 |  |  | 710.8817 | 0 | 959.1964 | -0.080031 | 959.1964 | 0.050992 | 959.534 | 0.018022 | 959.1964 | 0.18972
| 959.4386 | 0.003584 |  |  | 711.0085 | 0.019604 | 959.4386 | -0.47882 | 959.4386 | -0.083264 | 959.7767 | -0.053768 | 959.4386 | -0.25535
| 959.6807 | 0.027736 |  |  | 711.1354 | 0 | 959.6807 | 0.38242 | 959.6807 | 0.022839 | 960.0193 | 0.019807 | 959.6807 | 0.25298
| 959.9228 | -0.011006 |  |  | 711.2622 | 0.061503 | 959.9228 | -0.4943 | 959.9228 | -0.08717 | 960.2621 | -0.015421 | 959.9228 | -0.33608
| 960.165 | -0.026305 |  |  | 711.3891 | 0 | 960.165 | 0.40112 | 960.165 | 0.019741 | 960.5048 | 0.04968 | 960.165 | 0.13807
| 960.4071 | -0.17155 |  |  | 711.5159 | 0.0073034 | 960.4071 | -0.52031 | 960.4071 | -0.19849 | 960.7475 | -0.0060603 | 960.4071 | -0.39477
| 960.6493 | 0.010226 |  |  | 711.6428 | 0 | 960.6493 | 0.21737 | 960.6493 | 0.011727 | 960.9902 | 0.0091061 | 960.6493 | 0.17104
| 960.8914 | -0.0937 |  |  | 711.7697 | 0.038055 | 960.8914 | -0.8539 | 960.8914 | -0.1146 | 961.2329 | 0.0046438 | 960.8914 | -0.33489
| 961.1336 | 0.067239 |  |  | 711.8966 | 0 | 961.1336 | -0.030976 | 961.1336 | 0.10115 | 961.4756 | 0.032733 | 961.1336 | 0.20152
| 961.3758 | -0.019561 |  |  | 712.0235 | 0.018835 | 961.3758 | -0.65242 | 961.3758 | -0.07535 | 961.7184 | -0.043959 | 961.3758 | -0.34639
| 961.618 | 0.0077974 |  |  | 712.1504 | 0 | 961.618 | 0.16894 | 961.618 | 0.065336 | 961.9612 | 0.069296 | 961.618 | 0.178
| 961.8601 | -0.062034 |  |  | 712.2773 | 0.027676 | 961.8601 | -0.54649 | 961.8601 | -0.12122 | 962.2039 | -0.0087372 | 961.8601 | -0.38159
| 962.1023 | 0.054224 |  |  | 712.4043 | 0 | 962.1023 | -0.30357 | 962.1023 | 0.058958 | 962.4467 | 0.034516 | 962.1023 | 0.22111
| 962.3445 | -0.092083 |  |  | 712.5312 | 0.0088411 | 962.3445 | -0.79246 | 962.3445 | -0.090498 | 962.6895 | -0.04307 | 962.3445 | -0.37425
| 962.5867 | 0.12727 |  |  | 712.6582 | 0 | 962.5867 | -0.070465 | 962.5867 | 0.073576 | 962.9322 | 0.023369 | 962.5867 | 0.17413
| 962.8289 | 0.00062406 |  |  | 712.7852 | 0.020757 | 962.8289 | -0.45162 | 962.8289 | -0.075104 | 963.175 | -0.03058 | 962.8289 | -0.33121
| 963.0711 | -0.013571 |  |  | 712.9122 | 0 | 963.0711 | -0.11938 | 963.0711 | 0.058727 | 963.4178 | 0.040317 | 963.0711 | 0.11644
| 963.3133 | -0.09863 |  |  | 713.0392 | 0.035364 | 963.3133 | -0.88565 | 963.3133 | -0.11916 | 963.6606 | -0.025682 | 963.3133 | -0.3649
| 963.5556 | 0.036603 |  |  | 713.1662 | 0 | 963.5556 | 0.25643 | 963.5556 | 0.05344 | 963.9034 | 0.039423 | 963.5556 | 0.17815
| 963.7978 | -0.026829 |  |  | 713.2932 | 0.025754 | 963.7978 | -0.31949 | 963.7978 | -0.0517 | 964.1462 | 0.011779 | 963.7978 | -0.342
| 964.04 | -0.045102 |  |  | 713.4202 | 0 | 964.04 | 0.10475 | 964.04 | -0.030864 | 964.389 | 0.001079 | 964.04 | 0.12477
| 964.2822 | -0.044089 |  |  | 713.5473 | 0.038055 | 964.2822 | -0.83233 | 964.2822 | -0.11176 | 964.6318 | -0.047079 | 964.2822 | -0.33749
| 964.5245 | -0.025159 |  |  | 713.6743 | 0 | 964.5245 | -0.18187 | 964.5245 | 0.046499 | 964.8746 | 0.063946 | 964.5245 | 0.1549
| 964.7667 | -0.016702 |  |  | 713.8014 | 0.029598 | 964.7667 | -0.67451 | 964.7667 | -0.085192 | 965.1174 | -0.011856 | 964.7667 | -0.34057
| 965.009 | -0.008108 |  |  | 713.9285 | 0 | 965.009 | 0.50741 | 965.009 | 0.032446 | 965.3603 | -0.010517 | 965.009 | 0.13074
| 965.2512 | -0.018541 |  |  | 714.0555 | 0.0073034 | 965.2512 | -0.4661 | 965.2512 | -0.11752 | 965.6031 | -0.014529 | 965.2512 | -0.38533
| 965.4935 | -0.02829 |  |  | 714.1826 | 0 | 965.4935 | 0.096484 | 965.4935 | 0.069869 | 965.846 | 0.044325 | 965.4935 | 0.19343
| 965.7358 | -0.10361 |  |  | 714.3098 | 0.040746 | 965.7358 | -0.73836 | 965.7358 | -0.17668 | 966.0889 | 0.013113 | 965.7358 | -0.36831
| 965.978 | 0.010052 |  |  | 714.4369 | 0 | 965.978 | -0.088393 | 965.978 | 0.03582 | 966.3317 | 0.088024 | 965.978 | 0.17134
| 966.2203 | -0.12189 |  |  | 714.564 | 0 | 966.2203 | -0.51386 | 966.2203 | -0.17564 | 966.5746 | -0.032811 | 966.2203 | -0.40099
| 966.4626 | -0.0083687 |  |  | 714.6912 | 0 | 966.4626 | 0.22346 | 966.4626 | 0.022939 | 966.8174 | -0.0038266 | 966.4626 | 0.21658
| 966.7049 | -0.08528 |  |  | 714.8183 | 0.018066 | 966.7049 | -0.56694 | 966.7049 | -0.1623 | 967.0604 | 0.0033086 | 966.7049 | -0.36268
| 966.9472 | 0.00056621 |  |  | 714.9455 | 0 | 966.9472 | -5.1779e-05 | 966.9472 | 0.091029 | 967.3032 | 0.045669 | 966.9472 | 0.21658
| 967.1895 | -0.033779 |  |  | 715.0727 | 0.020757 | 967.1895 | -0.5396 | 967.1895 | -0.10098 | 967.5461 | -0.01587 | 967.1895 | -0.36298
| 967.4318 | 0.065643 |  |  | 715.1998 | 0 | 967.4318 | -0.31368 | 967.4318 | 0.048126 | 967.7891 | -0.01542 | 967.4318 | 0.24138
| 967.6741 | -0.11657 |  |  | 715.327 | 0.039208 | 967.6741 | -0.65895 | 967.6741 | -0.14583 | 968.0319 | -0.078733 | 967.6741 | -0.32993
| 967.9164 | -0.0015252 |  |  | 715.4543 | 0 | 967.9164 | -0.054871 | 967.9164 | 0.043167 | 968.2748 | 0.014453 | 967.9164 | 0.13685
| 968.1587 | 0.0057764 |  |  | 715.5815 | 0.049586 | 968.1587 | -0.90109 | 968.1587 | -0.095411 | 968.5178 | -0.038608 | 968.1587 | -0.38648
| 968.401 | -0.0026617 |  |  | 715.7087 | 0 | 968.401 | 0.24655 | 968.401 | -0.0010995 | 968.7607 | -0.019435 | 968.401 | 0.25612
| 968.6434 | -0.073227 |  |  | 715.836 | 0.032289 | 968.6434 | -0.34615 | 968.6434 | -0.055228 | 969.0037 | 0.025156 | 968.6434 | -0.42881
| 968.8857 | 0.047388 |  |  | 715.9632 | 0 | 968.8857 | 0.37431 | 968.8857 | 0.040435 | 969.2466 | 0.03987 | 968.8857 | 0.19261
| 969.128 | -0.10547 |  |  | 716.0905 | 0.025754 | 969.128 | -0.72826 | 969.128 | -0.13513 | 969.4896 | -0.034593 | 969.128 | -0.32176
| 969.3704 | 0.0097054 |  |  | 716.2178 | 0 | 969.3704 | 0.096587 | 969.3704 | -0.0078593 | 969.7325 | 0.017129 | 969.3704 | 0.21702
| 969.6127 | -0.10145 |  |  | 716.3451 | 0.02191 | 969.6127 | -0.59515 | 969.6127 | -0.062593 | 969.9755 | -0.033253 | 969.6127 | -0.27732
| 969.8551 | -0.07035 |  |  | 716.4724 | 0 | 969.8551 | 0.42195 | 969.8551 | 0.0098667 | 970.2184 | 0.0073183 | 969.8551 | 0.16671
| 970.0974 | -0.076652 |  |  | 716.5997 | 0.014607 | 970.0974 | -0.68999 | 970.0974 | -0.11083 | 970.4614 | -0.036379 | 970.0974 | -0.36201
| 970.3398 | 0.028394 |  |  | 716.727 | 0 | 970.3398 | 0.57374 | 970.3398 | 0.068656 | 970.7044 | 0.055475 | 970.3398 | 0.1825
| 970.5822 | -0.04137 |  |  | 716.8543 | 0.019604 | 970.5822 | -0.4723 | 970.5822 | -0.078786 | 970.9474 | -0.054655 | 970.5822 | -0.40207
| 970.8246 | 0.001593 |  |  | 716.9817 | 0 | 970.8246 | -0.19307 | 970.8246 | 0.051592 | 971.1904 | -0.0288 | 970.8246 | 0.18387
| 971.0669 | -0.088334 |  |  | 717.109 | 0.033442 | 971.0669 | -0.56998 | 971.0669 | -0.14851 | 971.4333 | 0.021586 | 971.0669 | -0.44426
| 971.3093 | -0.013859 |  |  | 717.2364 | 0 | 971.3093 | 0.16064 | 971.3093 | 0.047873 | 971.6764 | 0.061717 | 971.3093 | 0.17212
| 971.5517 | -0.053362 |  |  | 717.3638 | 0.036133 | 971.5517 | -0.42757 | 971.5517 | -0.10128 | 971.9194 | -0.0096256 | 971.5517 | -0.38649
| 971.7941 | 0.054486 |  |  | 717.4912 | 0 | 971.7941 | 0.023464 | 971.7941 | 0.033423 | 972.1624 | 0.058149 | 971.7941 | 0.22961
| 972.0365 | -0.079201 |  |  | 717.6186 | 0.02537 | 972.0365 | -1.0318 | 972.0365 | -0.12831 | 972.4055 | -0.093003 | 972.0365 | -0.43752
| 972.2789 | 0.0084207 |  |  | 717.746 | 0 | 972.2789 | -0.045797 | 972.2789 | 0.020037 | 972.6484 | 0.024712 | 972.2789 | 0.20565
| 972.5213 | -0.077613 |  |  | 717.8734 | 0.031904 | 972.5213 | -0.68054 | 972.5213 | -0.14953 | 972.8915 | 0.01713 | 972.5213 | -0.42437
| 972.7637 | 0.008961 |  |  | 718.0009 | 0 | 972.7637 | 0.30549 | 972.7637 | 0.040664 | 973.1346 | 0.054134 | 972.7637 | 0.28432
| 973.0062 | -0.11325 |  |  | 718.1283 | 0.032289 | 973.0062 | -0.96468 | 973.0062 | -0.12361 | 973.3776 | -0.049757 | 973.0062 | -0.34031
| 973.2486 | -0.035089 |  |  | 718.2558 | 0 | 973.2486 | 0.077389 | 973.2486 | 0.03657 | 973.6207 | 0.02293 | 973.2486 | 0.17755
| 973.491 | -0.10028 |  |  | 718.3833 | 0.0123 | 973.491 | -0.45698 | 973.491 | -0.14107 | 973.8637 | -0.026565 | 973.491 | -0.44124
| 973.7335 | 0.097446 |  |  | 718.5107 | 0 | 973.7335 | 0.51672 | 973.7335 | 0.099086 | 974.1068 | 0.056368 | 973.7335 | 0.23133
| 973.9759 | -0.015033 |  |  | 718.6382 | 0.026523 | 973.9759 | -0.85276 | 973.9759 | -0.087192 | 974.3499 | 0.0095518 | 973.9759 | -0.39236
| 974.2183 | -0.0065646 |  |  | 718.7658 | 0 | 974.2183 | 0.15506 | 974.2183 | -0.023668 | 974.593 | 0.017131 | 974.2183 | 0.16098
| 974.4608 | -0.018004 |  |  | 718.8933 | 0.022679 | 974.4608 | -1.0017 | 974.4608 | -0.096924 | 974.8361 | -0.047971 | 974.4608 | -0.3853
| 974.7033 | -0.00038665 |  |  | 719.0208 | 0 | 974.7033 | 0.31326 | 974.7033 | 0.049305 | 975.0792 | 0.022033 | 974.7033 | 0.21511
| 974.9457 | -0.065592 |  |  | 719.1483 | 0.021526 | 974.9457 | -0.87545 | 974.9457 | -0.17698 | 975.3223 | 0.020253 | 974.9457 | -0.33182
| 975.1882 | 0.0036818 |  |  | 719.2759 | 0 | 975.1882 | 0.024085 | 975.1882 | 0.048424 | 975.5654 | -0.02612 | 975.1882 | 0.19371
| 975.4307 | -0.076751 |  |  | 719.4035 | 0.042283 | 975.4307 | -0.93083 | 975.4307 | -0.092312 | 975.8085 | -0.00070451 | 975.4307 | -0.40646
| 975.6731 | -0.058099 |  |  | 719.531 | 0 | 975.6731 | -0.07046 | 975.6731 | 0.013106 | 976.0516 | 0.0073164 | 975.6731 | 0.20503
| 975.9156 | -0.0077146 |  |  | 719.6586 | 0.020757 | 975.9156 | -0.79678 | 975.9156 | -0.11043 | 976.2947 | -0.080073 | 975.9156 | -0.34208
| 976.1581 | -0.010817 |  |  | 719.7862 | 0 | 976.1581 | -0.11045 | 976.1581 | 0.067458 | 976.5379 | 0.0068748 | 976.1581 | 0.13018
| 976.4006 | -0.053847 |  |  | 719.9138 | 0.023448 | 976.4006 | -0.1175 | 976.4006 | -0.08447 | 976.781 | -0.032367 | 976.4006 | -0.36521
| 976.6431 | -0.018906 |  |  | 720.0415 | 0 | 976.6431 | 0.14713 | 976.6431 | 0.025207 | 977.0242 | 0.026045 | 976.6431 | 0.14872
| 976.8856 | -0.037775 |  |  | 720.1691 | 0.032673 | 976.8856 | -1.0274 | 976.8856 | -0.11803 | 977.2673 | -0.021218 | 976.8856 | -0.51652
| 977.1281 | 0.017451 |  |  | 720.2967 | 0 | 977.1281 | 0.19414 | 977.1281 | 0.026868 | 977.5105 | -0.010073 | 977.1281 | 0.27192
| 977.3706 | -0.10563 |  |  | 720.4244 | 0.041514 | 977.3706 | -0.70311 | 977.3706 | -0.22146 | 977.7537 | 0.003755 | 977.3706 | -0.46131
| 977.6131 | -0.029187 |  |  | 720.5521 | 0 | 977.6131 | 0.27897 | 977.6131 | 0.018707 | 977.9968 | -0.0082894 | 977.6131 | 0.26269
| 977.8557 | -0.070959 |  |  | 720.6797 | 0.030367 | 977.8557 | -0.79245 | 977.8557 | -0.12059 | 978.24 | -0.074282 | 977.8557 | -0.42938
| 978.0982 | -0.016764 |  |  | 720.8074 | 0 | 978.0982 | 0.47899 | 978.0982 | -0.0047345 | 978.4832 | 0.016236 | 978.0982 | 0.18623
| 978.3407 | -0.048693 |  |  | 720.9351 | 0.013069 | 978.3407 | -0.99144 | 978.3407 | -0.1273 | 978.7264 | -0.039945 | 978.3407 | -0.38512
| 978.5833 | -0.028445 |  |  | 721.0628 | 0 | 978.5833 | -0.058999 | 978.5833 | 0.018905 | 978.9696 | 0.05146 | 978.5833 | 0.20331
| 978.8258 | -0.010652 |  |  | 721.1906 | 0.011532 | 978.8258 | -0.59121 | 978.8258 | -0.13832 | 979.2128 | -0.072497 | 978.8258 | -0.44439
| 979.0684 | 0.056185 |  |  | 721.3183 | 0 | 979.0684 | 0.12213 | 979.0684 | 0.047665 | 979.456 | 0.013561 | 979.0684 | 0.18511
| 979.3109 | -0.10881 |  |  | 721.4461 | 0.023448 | 979.3109 | -0.92892 | 979.3109 | -0.15565 | 979.6992 | 0.015788 | 979.3109 | -0.36361
| 979.5535 | 0.021642 |  |  | 721.5738 | 0 | 979.5535 | 0.38531 | 979.5535 | 0.0072871 | 979.9424 | 0.0095472 | 979.5535 | 0.27487
| 979.796 | -0.017749 |  |  | 721.7016 | 0.015376 | 979.796 | -0.79181 | 979.796 | -0.12441 | 980.1857 | -0.061347 | 979.796 | -0.40114
| 980.0386 | 0.019694 |  |  | 721.8294 | 0 | 980.0386 | 0.23618 | 980.0386 | 0.080436 | 980.429 | 0.034076 | 980.0386 | 0.19966
| 980.2812 | -0.061821 |  |  | 721.9572 | 0.0088411 | 980.2812 | -0.45665 | 980.2812 | -0.15517 | 980.6722 | 0.015791 | 980.2812 | -0.51767
| 980.5238 | 0.0066937 |  |  | 722.085 | 0 | 980.5238 | -0.18414 | 980.5238 | 0.011788 | 980.9154 | 0.022035 | 980.5238 | 0.29737
| 980.7664 | -0.047419 |  |  | 722.2128 | 0.015376 | 980.7664 | -0.56292 | 980.7664 | -0.083197 | 981.1587 | -0.024335 | 980.7664 | -0.41115
| 981.0089 | 0.019524 |  |  | 722.3406 | 0 | 981.0089 | -0.0029763 | 981.0089 | 0.036202 | 981.402 | 0.0059804 | 981.0089 | 0.28572
| 981.2515 | -0.044676 |  |  | 722.4685 | 0.042667 | 981.2515 | -0.43396 | 981.2515 | -0.1676 | 981.6452 | -0.052431 | 981.2515 | -0.42098
| 981.4941 | -0.019759 |  |  | 722.5963 | 0 | 981.4941 | -0.19719 | 981.4941 | 0.030894 | 981.8885 | 0.036305 | 981.4941 | 0.22575
| 981.7367 | -0.082063 |  |  | 722.7242 | 0.025754 | 981.7367 | -0.80549 | 981.7367 | -0.13865 | 982.1318 | -0.0033842 | 981.7367 | -0.41848
| 981.9793 | -0.046626 |  |  | 722.852 | 0 | 981.9793 | 0.0071806 | 981.9793 | 0.037112 | 982.3751 | 0.02293 | 981.9793 | 0.25368
| 982.222 | -0.054333 |  |  | 722.9799 | 0.039977 | 982.222 | -0.060437 | 982.222 | -0.14226 | 982.6183 | 0.0010767 | 982.222 | -0.44816
| 982.4646 | 0.087731 |  |  | 723.1078 | 0 | 982.4646 | 0.25333 | 982.4646 | 0.09524 | 982.8617 | 0.060821 | 982.4646 | 0.2852
| 982.7072 | -0.10218 |  |  | 723.2357 | 0.021142 | 982.7072 | -0.42857 | 982.7072 | -0.14981 | 983.105 | -0.0015955 | 982.7072 | -0.44622
| 982.9498 | 0.03901 |  |  | 723.3637 | 0 | 982.9498 | 0.084022 | 982.9498 | 0.042095 | 983.3483 | 0.066175 | 982.9498 | 0.23336
| 983.1925 | -0.14012 |  |  | 723.4916 | 0.036902 | 983.1925 | -1.107 | 983.1925 | -0.2483 | 983.5916 | -0.020326 | 983.1925 | -0.42824
| 983.4351 | 0.058597 |  |  | 723.6195 | 0.0053939 | 983.4351 | -0.11917 | 983.4351 | 0.080354 | 983.835 | 0.064392 | 983.4351 | 0.29688
| 983.6778 | -0.017765 |  |  | 723.7475 | 0.014607 | 983.6778 | -0.42458 | 983.6778 | -0.13459 | 984.0782 | 0.015792 | 983.6778 | -0.39512
| 983.9204 | -0.045654 |  |  | 723.8755 | 0 | 983.9204 | -0.042628 | 983.9204 | 0.067212 | 984.3216 | 0.014899 | 983.9204 | 0.25528
| 984.1631 | -0.063269 |  |  | 724.0034 | 0.01922 | 984.1631 | -0.61919 | 984.1631 | -0.15177 | 984.5649 | 0.0046486 | 984.1631 | -0.3635
| 984.4057 | -0.062006 |  |  | 724.1314 | 0 | 984.4057 | -0.13024 | 984.4057 | -0.0083564 | 984.8083 | -0.029688 | 984.4057 | 0.18058
| 984.6484 | -0.11276 |  |  | 724.2594 | 0.006919 | 984.6484 | -0.95048 | 984.6484 | -0.1207 | 985.0517 | -0.0033809 | 984.6484 | -0.48225
| 984.891 | -0.010033 |  |  | 724.3875 | 0 | 984.891 | 0.47931 | 984.891 | 0.047572 | 985.295 | -0.0011534 | 984.891 | 0.26566
| 985.1337 | -0.007269 |  |  | 724.5155 | 0.023832 | 985.1337 | -0.73081 | 985.1337 | -0.10936 | 985.5384 | -0.055099 | 985.1337 | -0.48493
| 985.3764 | 0.035886 |  |  | 724.6435 | 0 | 985.3764 | 0.32393 | 985.3764 | 0.075136 | 985.7818 | 0.05414 | 985.3764 | 0.25206
| 985.6191 | -0.047238 |  |  | 724.7716 | 0.022679 | 985.6191 | -0.52187 | 985.6191 | -0.14426 | 986.0251 | -0.011851 | 985.6191 | -0.50104
| 985.8618 | -0.032933 |  |  | 724.8996 | 0 | 985.8618 | 0.38062 | 985.8618 | 0.048363 | 986.2686 | 0.046554 | 985.8618 | 0.30691
| 986.1045 | -0.11224 |  |  | 725.0277 | 0.03498 | 986.1045 | -0.89402 | 986.1045 | -0.17133 | 986.512 | -0.029242 | 986.1045 | -0.42035
| 986.3472 | -0.0045296 |  |  | 725.1558 | 0 | 986.3472 | 0.14499 | 986.3472 | 0.050473 | 986.7554 | 0.0059771 | 986.3472 | 0.22502
| 986.5899 | -0.070303 |  |  | 725.2839 | 0.018835 | 986.5899 | -0.82875 | 986.5899 | -0.16335 | 986.9988 | -0.051542 | 986.5899 | -0.46044
| 986.8326 | 0.0024202 |  |  | 725.412 | 0 | 986.8326 | 0.52589 | 986.8326 | 0.04199 | 987.2422 | 0.067959 | 986.8326 | 0.20937
| 987.0753 | -0.065375 |  |  | 725.5401 | 0.021526 | 987.0753 | -1.1007 | 987.0753 | -0.17147 | 987.4856 | -0.062243 | 987.0753 | -0.49203
| 987.318 | 0.059483 |  |  | 725.6682 | 0 | 987.318 | -0.17032 | 987.318 | 0.16416 | 987.729 | 0.050571 | 987.318 | 0.19807
| 987.5607 | -0.072031 |  |  | 725.7964 | 0.023063 | 987.5607 | -0.45335 | 987.5607 | -0.12559 | 987.9725 | -0.014978 | 987.5607 | -0.48903
| 987.8035 | -0.037451 |  |  | 725.9245 | 0 | 987.8035 | -0.069355 | 987.8035 | 0.012619 | 988.2159 | 0.004642 | 987.8035 | 0.18014
| 988.0462 | -0.089506 |  |  | 726.0527 | 0 | 988.0462 | -0.74477 | 988.0462 | -0.17653 | 988.4594 | 0.012224 | 988.0462 | -0.43884
| 988.2889 | -0.067639 |  |  | 726.1809 | 0 | 988.2889 | -0.46652 | 988.2889 | -0.00045341 | 988.7028 | 0.042547 | 988.2889 | 0.2577
| 988.5317 | -0.088559 |  |  | 726.3091 | 0.039977 | 988.5317 | -1.2461 | 988.5317 | -0.18482 | 988.9463 | 0.025599 | 988.5317 | -0.53028
| 988.7744 | -0.062981 |  |  | 726.4373 | 0 | 988.7744 | -0.027726 | 988.7744 | -0.063728 | 989.1898 | 0.035856 | 988.7744 | 0.25697
| 989.0172 | -0.061173 |  |  | 726.5655 | 0.027676 | 989.0172 | -0.97625 | 989.0172 | -0.076951 | 989.4332 | -0.03192 | 989.0172 | -0.53079
| 989.2599 | 0.00060186 |  |  | 726.6937 | 0 | 989.2599 | 0.29206 | 989.2599 | 0.038933 | 989.6767 | 0.027834 | 989.2599 | 0.2066
| 989.5027 | -0.067722 |  |  | 726.8219 | 0.039208 | 989.5027 | -1.2652 | 989.5027 | -0.17034 | 989.9202 | 0.018913 | 989.5027 | -0.58549
| 989.7455 | 0.028913 |  |  | 726.9502 | 0 | 989.7455 | 0.10328 | 989.7455 | 0.12195 | 990.1636 | 0.0077636 | 989.7455 | 0.34466
| 989.9882 | -0.12248 |  |  | 727.0784 | 0.022679 | 989.9882 | -1.3867 | 989.9882 | -0.22373 | 990.4072 | 0.011773 | 989.9882 | -0.61743
| 990.231 | -0.0069303 |  |  | 727.2067 | 0 | 990.231 | 0.23061 | 990.231 | -0.017948 | 990.6506 | 0.059488 | 990.231 | 0.22668
| 990.4738 | -0.1371 |  |  | 727.335 | 0.037286 | 990.4738 | -0.76498 | 990.4738 | -0.18609 | 990.8942 | -0.0060565 | 990.4738 | -0.55074
| 990.7166 | 0.056913 |  |  | 727.4633 | 0 | 990.7166 | 0.54355 | 990.7166 | 0.12722 | 991.1377 | 0.032734 | 990.7166 | 0.30547
| 990.9594 | -0.052095 |  |  | 727.5916 | 0.033826 | 990.9594 | -1.0015 | 990.9594 | -0.18725 | 991.3812 | -0.036383 | 990.9594 | -0.57504
| 991.2022 | 0.00023431 |  |  | 727.7199 | 0 | 991.2022 | 0.61282 | 991.2022 | -0.0066478 | 991.6248 | 0.055479 | 991.2022 | 0.36812
| 991.445 | -0.14711 |  |  | 727.8482 | 0.039977 | 991.445 | -0.89693 | 991.445 | -0.19886 | 991.8683 | -0.05867 | 991.445 | -0.57383
| 991.6878 | -0.042358 |  |  | 727.9766 | 0 | 991.6878 | -0.069137 | 991.6878 | 0.1011 | 992.1118 | 0.04388 | 991.6878 | 0.24317
| 991.9306 | -0.066121 |  |  | 728.1049 | 0.038439 | 991.9306 | -1.1515 | 991.9306 | -0.11367 | 992.3553 | 0.040312 | 991.9306 | -0.57769
| 992.1734 | -0.018187 |  |  | 728.2333 | 0 | 992.1734 | 0.8145 | 992.1734 | 0.083354 | 992.5989 | 0.021144 | 992.1734 | 0.2552
| 992.4162 | -0.03005 |  |  | 728.3617 | 0.021142 | 992.4162 | -0.76873 | 992.4162 | -0.11286 | 992.8425 | -0.0056128 | 992.4162 | -0.44985
| 992.659 | -0.003618 |  |  | 728.4901 | 0 | 992.659 | 0.23671 | 992.659 | 0.069316 | 993.086 | -0.0082858 | 992.659 | 0.31257
| 992.9019 | -0.012892 |  |  | 728.6185 | 0.0123 | 992.9019 | -0.6743 | 992.9019 | -0.12834 | 993.3296 | -0.037714 | 992.9019 | -0.54493
| 993.1447 | -0.036797 |  |  | 728.7469 | 0 | 993.1447 | 0.033799 | 993.1447 | 0.017272 | 993.5732 | 0.016679 | 993.1447 | 0.29841
| 993.3875 | -0.1319 |  |  | 728.8753 | 0.027676 | 993.3875 | -1.0493 | 993.3875 | -0.28728 | 993.8168 | -0.0029397 | 993.3875 | -0.57231
| 993.6304 | 0.035005 |  |  | 729.0037 | 0 | 993.6304 | 0.11649 | 993.6304 | 0.072562 | 994.0604 | 0.058148 | 993.6304 | 0.2104
| 993.8732 | -0.089474 |  |  | 729.1322 | 0.043052 | 993.8732 | -1.3428 | 993.8732 | -0.2018 | 994.304 | 0.044773 | 993.8732 | -0.46585
| 994.1161 | -0.014577 |  |  | 729.2606 | 0 | 994.1161 | 0.029685 | 994.1161 | 0.055613 | 994.5475 | -0.0042701 | 994.1161 | 0.31075
| 994.3589 | -0.045655 |  |  | 729.3891 | 0.041899 | 994.3589 | -0.70638 | 994.3589 | -0.22647 | 994.7911 | -0.018981 | 994.3589 | -0.54854
| 994.6018 | -0.011359 |  |  | 729.5176 | 0 | 994.6018 | -0.092367 | 994.6018 | 0.060392 | 995.0348 | 0.0015257 | 994.6018 | 0.26204
| 994.8447 | -0.018579 |  |  | 729.6461 | 0.018835 | 994.8447 | -0.95911 | 994.8447 | -0.17019 | 995.2784 | 0.0028527 | 994.8447 | -0.52923
| 995.0876 | 0.01248 |  |  | 729.7746 | 0 | 995.0876 | 0.46466 | 995.0876 | 0.0391 | 995.522 | 0.053247 | 995.0876 | 0.34057
| 995.3304 | -0.063012 |  |  | 729.9031 | 0.032289 | 995.3304 | -0.91742 | 995.3304 | -0.19222 | 995.7656 | 0.0077631 | 995.3304 | -0.54234
| 995.5733 | -0.026464 |  |  | 730.0316 | 0 | 995.5733 | -0.215 | 995.5733 | 0.03446 | 996.0093 | 0.054134 | 995.5733 | 0.33862
| 995.8162 | -0.027993 |  |  | 730.1602 | 0.030367 | 995.8162 | -1.1149 | 995.8162 | -0.101 | 996.2529 | -0.034149 | 995.8162 | -0.65161
| 996.0591 | -0.01096 |  |  | 730.2887 | 0 | 996.0591 | 0.62122 | 996.0591 | 0.063807 | 996.4966 | 0.051907 | 996.0591 | 0.35461
| 996.302 | -0.18145 |  |  | 730.4173 | 0.021142 | 996.302 | -0.90973 | 996.302 | -0.15396 | 996.7402 | -0.0123 | 996.302 | -0.63991
| 996.5449 | -0.020019 |  |  | 730.5459 | 0 | 996.5449 | -0.2762 | 996.5449 | 0.096634 | 996.9839 | 0.071977 | 996.5449 | 0.36756
| 996.7878 | -0.023377 |  |  | 730.6745 | 0.020373 | 996.7878 | -1.2182 | 996.7878 | -0.17893 | 997.2276 | 0.012224 | 996.7878 | -0.50873
| 997.0307 | -0.0011108 |  |  | 730.8031 | 0 | 997.0307 | 0.55532 | 997.0307 | 0.049415 | 997.4713 | 0.028275 | 997.0307 | 0.32018
| 997.2736 | -0.044986 |  |  | 730.9317 | 0.030751 | 997.2736 | -0.60553 | 997.2736 | -0.14139 | 997.715 | -0.0056119 | 997.2736 | -0.63557
| 997.5165 | 0.0042587 |  |  | 731.0603 | 0 | 997.5165 | 0.20586 | 997.5165 | 0.12964 | 997.9586 | -0.0078409 | 997.5165 | 0.30874
| 997.7595 | -0.057814 |  |  | 731.1889 | 0.0076878 | 997.7595 | -0.41778 | 997.7595 | -0.12109 | 998.2023 | -0.023446 | 997.7595 | -0.57002
| 998.0024 | -0.0034173 |  |  | 731.3176 | 0 | 998.0024 | -0.093317 | 998.0024 | 0.012623 | 998.446 | 0.0064295 | 998.0024 | 0.40429
| 998.2453 | -0.06137 |  |  | 731.4463 | 0.029214 | 998.2453 | -1.1489 | 998.2453 | -0.10887 | 998.6898 | -0.033701 | 998.2453 | -0.68059
| 998.4883 | 0.041591 |  |  | 731.5749 | 0 | 998.4883 | -0.21344 | 998.4883 | 0.12957 | 998.9335 | 0.059037 | 998.4883 | 0.32058
| 998.7312 | -0.082624 |  |  | 731.7036 | 0.018835 | 998.7312 | -1.0529 | 998.7312 | -0.24037 | 999.1772 | -0.023 | 998.7312 | -0.70441
| 998.9742 | 0.0034312 |  |  | 731.8323 | 0 | 998.9742 | 0.46169 | 998.9742 | 0.11219 | 999.4209 | 0.084457 | 998.9742 | 0.34848
| 999.2171 | -0.089938 |  |  | 731.961 | 0.011916 | 999.2171 | -0.78518 | 999.2171 | -0.17658 | 999.6646 | 0.00018224 | 999.2171 | -0.7003
| 999.4601 | 0.023131 |  |  | 732.0897 | 0 | 999.4601 | -0.049121 | 999.4601 | 0.02533 | 999.9084 | 0.016241 | 999.4601 | 0.44196
| 999.703 | -0.089929 |  |  | 732.2185 | 0.022679 | 999.703 | -1.1716 | 999.703 | -0.17659 | 1000.1521 | -0.022551 | 999.703 | -0.52618
| 999.946 | -0.039773 |  |  | 732.3472 | 0 | 999.946 | 0.91484 | 999.946 | 0.0070443 | 1000.3959 | 0.051905 | 999.946 | 0.27985
| 1000.189 | -0.06578 |  |  | 732.476 | 0.013838 | 1000.189 | -0.93704 | 1000.189 | -0.28424 | 1000.6396 | -0.041279 | 1000.189 | -0.7089
| 1000.432 | 0.0032988 |  |  | 732.6047 | 0 | 1000.432 | 0.45327 | 1000.432 | 0.014719 | 1000.8834 | -0.00784 | 1000.432 | 0.32496
| 1000.6749 | -0.038449 |  |  | 732.7335 | 0.022679 | 1000.6749 | -0.82087 | 1000.6749 | -0.22851 | 1001.1271 | -0.041283 | 1000.6749 | -0.77705
| 1000.9179 | -0.015781 |  |  | 732.8623 | 0 | 1000.9179 | 0.68449 | 1000.9179 | 0.058637 | 1001.3709 | 0.055026 | 1000.9179 | 0.38035
| 1001.1609 | 0.001471 |  |  | 732.9911 | 0.0099941 | 1001.1609 | -1.8289 | 1001.1609 | -0.15615 | 1001.6147 | -0.10014 | 1001.1609 | -0.58723
| 1001.4039 | 0.0059924 |  |  | 733.1199 | 0 | 1001.4039 | -0.20084 | 1001.4039 | 0.090906 | 1001.8585 | 0.031844 | 1001.4039 | 0.40333
| 1001.6469 | -0.0075137 |  |  | 733.2487 | 0.02191 | 1001.6469 | -0.25302 | 1001.6469 | -0.24823 | 1002.1023 | -0.0060595 | 1001.6469 | -0.59552
| 1001.8899 | 0.00054979 |  |  | 733.3776 | 0 | 1001.8899 | 0.79327 | 1001.8899 | 0.19468 | 1002.3461 | 0.024708 | 1001.8899 | 0.38623
| 1002.1329 | -0.043162 |  |  | 733.5064 | 0.0092255 | 1002.1329 | -1.3197 | 1002.1329 | -0.21037 | 1002.5898 | -0.028354 | 1002.1329 | -0.65014
| 1002.3759 | -0.0038524 |  |  | 733.6353 | 0 | 1002.3759 | 0.80255 | 1002.3759 | 0.05434 | 1002.8337 | -0.018094 | 1002.3759 | 0.2875
| 1002.619 | -0.023741 |  |  | 733.7642 | 0.0019219 | 1002.619 | -0.7007 | 1002.619 | -0.13427 | 1003.0775 | -0.042617 | 1002.619 | -0.69496
| 1002.862 | -0.056121 |  |  | 733.8931 | 0 | 1002.862 | 0.03605 | 1002.862 | -0.086779 | 1003.3214 | 0.041205 | 1002.862 | 0.19854
| 1003.105 | -0.099026 |  |  | 734.022 | 0.0049971 | 1003.105 | -1.579 | 1003.105 | -0.30084 | 1003.5651 | 0.019801 | 1003.105 | -0.76758
| 1003.3481 | 0.028649 |  |  | 734.1509 | 0 | 1003.3481 | 0.16774 | 1003.3481 | 0.20561 | 1003.809 | 0.045666 | 1003.3481 | 0.52235
| 1003.5911 | -0.066038 |  |  | 734.2798 | 0.039592 | 1003.5911 | -1.5507 | 1003.5911 | -0.24007 | 1004.0529 | 0.0037502 | 1003.5911 | -0.68077
| 1003.8341 | -0.023404 |  |  | 734.4087 | 0 | 1003.8341 | 0.81391 | 1003.8341 | 0.058342 | 1004.2967 | 0.071081 | 1003.8341 | 0.3779
| 1004.0772 | 0.0015063 |  |  | 734.5377 | 0.025754 | 1004.0772 | -1.2161 | 1004.0772 | -0.17402 | 1004.5405 | -0.053767 | 1004.0772 | -0.78025
| 1004.3202 | -0.075611 |  |  | 734.6666 | 0 | 1004.3202 | -1.5116 | 1004.3202 | -0.25459 | 1004.7844 | 0.054584 | 1004.3202 | -0.75789
| 1004.5633 | 0.010456 |  |  | 734.7956 | 0.024986 | 1004.5633 | 0.91038 | 1004.5633 | 0.096623 | 1005.0283 | 0.038086 | 1004.5633 | 0.23452
| 1004.8063 | 0.0061719 |  |  | 734.9246 | 0 | 1004.8063 | -1.1997 | 1004.8063 | -0.11332 | 1005.2721 | -0.00070368 | 1004.8063 | -0.65915
| 1005.0494 | 0.044915 |  |  | 735.0536 | 0.01922 | 1005.0494 | 0.062736 | 1005.0494 | 0.14635 | 1005.516 | 0.021141 | 1005.0494 | 0.40523
| 1005.2925 | -0.094475 |  |  | 735.1826 | 0 | 1005.2925 | -1.0765 | 1005.2925 | -0.29984 | 1005.7599 | -0.020328 | 1005.2925 | -0.78151
| 1005.5356 | -0.024475 |  |  | 735.3116 | 0.0092255 | 1005.5356 | -0.67117 | 1005.5356 | 0.12387 | 1006.0038 | 0.050127 | 1005.5356 | 0.3198
| 1005.7786 | -0.05745 |  |  | 735.4406 | 0 | 1005.7786 | -1.68 | 1005.7786 | -0.31389 | 1006.2477 | -0.035929 | 1005.7786 | -0.80634
| 1006.0217 | -0.017761 |  |  | 735.5697 | 0.041514 | 1006.0217 | 0.2884 | 1006.0217 | 0.017118 | 1006.4916 | 0.039868 | 1006.0217 | 0.3288
| 1006.2648 | -0.036896 |  |  | 735.6987 | 0 | 1006.2648 | -2.0409 | 1006.2648 | -0.22587 | 1006.7355 | -0.029689 | 1006.2648 | -0.65798
| 1006.5079 | -0.0038358 |  |  | 735.8278 | 0.022295 | 1006.5079 | 1.0337 | 1006.5079 | 0.06678 | 1006.9794 | 0.035408 | 1006.5079 | 0.49079
| 1006.751 | -0.039738 |  |  | 735.9569 | 0 | 1006.751 | -1.7779 | 1006.751 | -0.28505 | 1007.2233 | -0.050199 | 1006.751 | -0.74078
| 1006.9941 | -0.053725 |  |  | 736.086 | 0.03152 | 1006.9941 | 0.90359 | 1006.9941 | -0.049331 | 1007.4672 | 0.017574 | 1006.9941 | 0.21399
| 1007.2372 | -0.022845 |  |  | 736.2151 | 0 | 1007.2372 | -1.0932 | 1007.2372 | -0.23817 | 1007.7112 | -0.06625 | 1007.2372 | -0.93434
| 1007.4803 | -0.040016 |  |  | 736.3442 | 0.017298 | 1007.4803 | 0.73235 | 1007.4803 | -0.023132 | 1007.9551 | 0.073756 | 1007.4803 | 0.40822
| 1007.7234 | -0.070353 |  |  | 736.4733 | 0 | 1007.7234 | -0.97266 | 1007.7234 | -0.1527 | 1008.199 | -0.037274 | 1007.7234 | -0.78779
| 1007.9666 | -0.014612 |  |  | 736.6024 | 0.029214 | 1007.9666 | 0.63044 | 1007.9666 | 0.049979 | 1008.443 | 0.00017814 | 1007.9666 | 0.45418
| 1008.2097 | 0.022635 |  |  | 736.7316 | 0 | 1008.2097 | -0.5716 | 1008.2097 | -0.15454 | 1008.687 | -0.074279 | 1008.2097 | -0.7365
| 1008.4528 | -0.032755 |  |  | 736.8607 | 0.030367 | 1008.4528 | -0.56744 | 1008.4528 | 0.083711 | 1008.9309 | 0.022924 | 1008.4528 | 0.40845
| 1008.6959 | -0.0014755 |  |  | 736.9899 | 0 | 1008.6959 | -1.0615 | 1008.6959 | -0.031048 | 1009.1749 | 0.044328 | 1008.6959 | -0.76999
| 1008.9391 | 0.00057307 |  |  | 737.1191 | 0.022295 | 1008.9391 | -0.12958 | 1008.9391 | 0.22167 | 1009.4189 | 0.089361 | 1008.9391 | 0.42136
| 1009.1822 | -0.054068 |  |  | 737.2483 | 0 | 1009.1822 | -1.846 | 1009.1822 | -0.22616 | 1009.6628 | 0.016234 | 1009.1822 | -0.87716
| 1009.4254 | -0.05817 |  |  | 737.3775 | 0.023832 | 1009.4254 | 0.7346 | 1009.4254 | 0.096508 | 1009.9068 | 0.091149 | 1009.4254 | 0.52258
| 1009.6685 | -0.12766 |  |  | 737.5067 | 0 | 1009.6685 | -1.2987 | 1009.6685 | -0.35479 | 1010.1508 | -0.073386 | 1009.6685 | -1.11
| 1009.9117 | 0.028351 |  |  | 737.636 | 0.031904 | 1009.9117 | -0.63793 | 1009.9117 | 0.09021 | 1010.3948 | 0.049676 | 1009.9117 | 0.43755
| 1010.1548 | -0.11489 |  |  | 737.7652 | 0 | 1010.1548 | -1.9996 | 1010.1548 | -0.36942 | 1010.6388 | -0.037271 | 1010.1548 | -0.82452
| 1010.398 | 0.0021735 |  |  | 737.8945 | 0.01576 | 1010.398 | -0.095605 | 1010.398 | 0.060534 | 1010.8828 | 0.053245 | 1010.398 | 0.38999
| 1010.6412 | -0.087464 |  |  | 738.0237 | 0 | 1010.6412 | -2.2304 | 1010.6412 | -0.36463 | 1011.1268 | 0.0077627 | 1010.6412 | -0.92488
| 1010.8844 | -0.00057402 |  |  | 738.153 | 0.014607 | 1010.8844 | 0.9787 | 1010.8844 | -0.051256 | 1011.3709 | 0.027383 | 1010.8844 | 0.45249
| 1011.1275 | 0.029258 |  |  | 738.2823 | 0 | 1011.1275 | -1.1868 | 1011.1275 | -0.137 | 1011.6149 | -0.016312 | 1011.1275 | -0.77713
| 1011.3707 | 0.0014613 |  |  | 738.4116 | 0.031136 | 1011.3707 | 0.39343 | 1011.3707 | 0.0929 | 1011.8589 | 0.046107 | 1011.3707 | 0.50726
| 1011.6139 | -0.1312 |  |  | 738.5409 | 0 | 1011.6139 | -2.0489 | 1011.6139 | -0.38914 | 1012.103 | -0.00070809 | 1011.6139 | -1.0301
| 1011.8571 | 0.026076 |  |  | 738.6703 | 0.039208 | 1011.8571 | 0.56631 | 1011.8571 | 0.18332 | 1012.347 | 0.050569 | 1011.8571 | 0.60131
| 1012.1003 | -0.019597 |  |  | 738.7996 | 0 | 1012.1003 | -1.7687 | 1012.1003 | -0.34182 | 1012.5911 | -0.07383 | 1012.1003 | -0.98039
| 1012.3435 | -0.0035121 |  |  | 738.929 | 0.05689 | 1012.3435 | -0.15366 | 1012.3435 | 0.19525 | 1012.8351 | 0.027834 | 1012.3435 | 0.51647
| 1012.5867 | -0.062476 |  |  | 739.0583 | 0 | 1012.5867 | -2.8679 | 1012.5867 | -0.25043 | 1013.0792 | -0.036824 | 1012.5867 | -0.89412
| 1012.8299 | -0.0019895 |  |  | 739.1877 | 0.037286 | 1012.8299 | 0.35797 | 1012.8299 | 0.10681 | 1013.3232 | 0.034518 | 1012.8299 | 0.5322
| 1013.0731 | -0.064769 |  |  | 739.3171 | 0 | 1013.0731 | -0.76319 | 1013.0731 | -0.2646 | 1013.5673 | -0.022112 | 1013.0731 | -1.0336
| 1013.3164 | -0.035516 |  |  | 739.4465 | 0.020757 | 1013.3164 | 0.58469 | 1013.3164 | 0.088151 | 1013.8114 | 0.066621 | 1013.3164 | 0.40603
| 1013.5596 | -0.094642 |  |  | 739.5759 | 0 | 1013.5596 | -1.9732 | 1013.5596 | -0.42668 | 1014.0555 | -0.0065081 | 1013.5596 | -1.1719
| 1013.8028 | -0.011014 |  |  | 739.7054 | 0.011532 | 1013.8028 | -0.22093 | 1013.8028 | 0.12731 | 1014.2996 | 0.041652 | 1013.8028 | 0.51759
| 1014.046 | -0.088659 |  |  | 739.8348 | 0 | 1014.046 | -1.7102 | 1014.046 | -0.28967 | 1014.5437 | -0.042621 | 1014.046 | -0.96025
| 1014.2893 | -0.070408 |  |  | 739.9643 | 0.048049 | 1014.2893 | -0.39661 | 1014.2893 | 0.073291 | 1014.7878 | -0.014533 | 1014.2893 | 0.28936
| 1014.5325 | -0.084353 |  |  | 740.0937 | 0 | 1014.5325 | -1.5128 | 1014.5325 | -0.29512 | 1015.0319 | 0.013114 | 1014.5325 | -0.89577
| 1014.7758 | 0.017469 |  |  | 740.2232 | 0.03498 | 1014.7758 | 0.097958 | 1014.7758 | 0.018281 | 1015.276 | 0.048786 | 1014.7758 | 0.7803
| 1015.019 | -0.067393 |  |  | 740.3527 | 0 | 1015.019 | -2.8196 | 1015.019 | -0.34821 | 1015.5201 | -0.067593 | 1015.019 | -1.1612
| 1015.2623 | -0.052681 |  |  | 740.4822 | 0.023448 | 1015.2623 | -0.49642 | 1015.2623 | 0.084063 | 1015.7643 | 0.042102 | 1015.2623 | 0.43728
| 1015.5055 | 7.3652e-06 |  |  | 740.6117 | 0 | 1015.5055 | -1.9926 | 1015.5055 | -0.19438 | 1016.0084 | -0.047076 | 1015.5055 | -0.9101
| 1015.7488 | 0.050417 |  |  | 740.7412 | 0.04113 | 1015.7488 | 0.31684 | 1015.7488 | 0.17161 | 1016.2526 | 0.048337 | 1015.7488 | 0.31948
| 1015.9921 | -0.11497 |  |  | 740.8708 | 0 | 1015.9921 | -1.3349 | 1015.9921 | -0.34566 | 1016.4967 | 0.052357 | 1015.9921 | -1.1283
| 1016.2353 | -0.073902 |  |  | 741.0003 | 0.054968 | 1016.2353 | 0.98701 | 1016.2353 | 0.10901 | 1016.7408 | 0.045666 | 1016.2353 | 0.50091
| 1016.4786 | 0.035386 |  |  | 741.1299 | 0 | 1016.4786 | -1.5874 | 1016.4786 | -0.067932 | 1016.985 | -0.018985 | 1016.4786 | -0.97427
| 1016.7219 | 0.0076363 |  |  | 741.2595 | 0.026139 | 1016.7219 | -0.56088 | 1016.7219 | 0.094418 | 1017.2292 | 0.036302 | 1016.7219 | 0.74862
| 1016.9652 | 0.0078497 |  |  | 741.389 | 0 | 1016.9652 | -1.4265 | 1016.9652 | -0.096565 | 1017.4733 | -0.032811 | 1016.9652 | -0.96311
| 1017.2085 | 0.022501 |  |  | 741.5186 | 0.0088411 | 1017.2085 | 0.0522 | 1017.2085 | 0.15901 | 1017.7175 | 0.034518 | 1017.2085 | 0.65435
| 1017.4518 | -0.085947 |  |  | 741.6482 | 0 | 1017.4518 | -1.7536 | 1017.4518 | -0.41036 | 1017.9617 | -0.068483 | 1017.4518 | -1.1643
| 1017.6951 | -0.0049784 |  |  | 741.7779 | 0.026523 | 1017.6951 | 1.3391 | 1017.6951 | 0.08448 | 1018.2059 | 0.03229 | 1017.6951 | 0.53248
| 1017.9384 | -0.12096 |  |  | 741.9075 | 0 | 1017.9384 | -2.8098 | 1017.9384 | -0.41802 | 1018.4501 | -0.00025605 | 1017.9384 | -1.3595
| 1018.1817 | 0.049827 |  |  | 742.0372 | 0.013069 | 1018.1817 | 1.4107 | 1018.1817 | 0.033082 | 1018.6943 | 0.016682 | 1018.1817 | 0.67432
| 1018.425 | -0.04533 |  |  | 742.1668 | 0 | 1018.425 | -1.2095 | 1018.425 | -0.33824 | 1018.9385 | -0.016759 | 1018.425 | -1.0172
| 1018.6683 | 0.031671 |  |  | 742.2965 | 0.025754 | 1018.6683 | 0.22654 | 1018.6683 | 0.2637 | 1019.1827 | 0.0068766 | 1018.6683 | 0.80901
| 1018.9116 | -0.069594 |  |  | 742.4262 | 0 | 1018.9116 | -2.7175 | 1018.9116 | -0.11058 | 1019.4269 | -0.046189 | 1018.9116 | -1.0735
| 1019.155 | 0.029621 |  |  | 742.5559 | 0.03498 | 1019.155 | 0.39102 | 1019.155 | 0.23137 | 1019.6711 | 0.065286 | 1019.155 | 0.9808
| 1019.3983 | -0.04499 |  |  | 742.6856 | 0 | 1019.3983 | -1.9405 | 1019.3983 | -0.4579 | 1019.9153 | -0.023002 | 1019.3983 | -1.1531
| 1019.6416 | -0.012868 |  |  | 742.8153 | 0.031136 | 1019.6416 | -0.23814 | 1019.6416 | 0.14308 | 1020.1596 | 0.0010778 | 1019.6416 | 0.54135
| 1019.885 | -0.044693 |  |  | 742.945 | 0 | 1019.885 | -2.4664 | 1019.885 | -0.30335 | 1020.4038 | -0.035482 | 1019.885 | -1.2116
| 1020.1283 | -0.064613 |  |  | 743.0748 | 0.033826 | 1020.1283 | -1.2262 | 1020.1283 | 0.17334 | 1020.6481 | 0.10586 | 1020.1283 | 0.45831
| 1020.3717 | -0.067379 |  |  | 743.2045 | 0 | 1020.3717 | -2.6021 | 1020.3717 | -0.25183 | 1020.8923 | -0.0096258 | 1020.3717 | -1.1999
| 1020.615 | -0.024357 |  |  | 743.3343 | 0.039208 | 1020.615 | 1.3739 | 1020.615 | 0.031342 | 1021.1366 | 0.025156 | 1020.615 | 0.74538
| 1020.8584 | -0.014266 |  |  | 743.4641 | 0 | 1020.8584 | -2.4642 | 1020.8584 | -0.28727 | 1021.3809 | -0.042619 | 1020.8584 | -1.0645
| 1021.1017 | -0.074831 |  |  | 743.5939 | 0.010379 | 1021.1017 | 1.0477 | 1021.1017 | 0.05763 | 1021.6251 | 0.037185 | 1021.1017 | 0.46694
| 1021.3451 | -0.034488 |  |  | 743.7237 | 0 | 1021.3451 | -2.8124 | 1021.3451 | -0.27124 | 1021.8694 | -0.070263 | 1021.3451 | -1.1697
| 1021.5885 | 0.013462 |  |  | 743.8535 | 0.026523 | 1021.5885 | 0.77795 | 1021.5885 | 0.12444 | 1022.1136 | 0.058596 | 1021.5885 | 0.50517
| 1021.8318 | -0.0077612 |  |  | 743.9833 | 0 | 1021.8318 | 0 | 1021.8318 | 0 | 1022.358 | -0.045298 | 1021.8318 | 0
| 1022.0752 | 0.0039548 |  |  | 744.1132 | 0.032673 | 1022.0752 | 0 | 1022.0752 | 0 | 1022.6022 | 0.01267 | 1022.0752 | 0
| 1022.3186 | -0.10808 |  |  | 744.243 | 0 | 1022.3186 | 0 | 1022.3186 | 0 | 1022.8466 | -0.0078393 | 1022.3186 | 0
| 1022.562 | -0.023858 |  |  | 744.3729 | 0.039208 | 1022.562 | 0 | 1022.562 | 0 | 1023.0908 | 0.00018335 | 1022.562 | 0
| 1022.8054 | -0.076793 |  |  | 744.5028 | 0 | 1022.8054 | 0 | 1022.8054 | 0 | 1023.3351 | -0.051981 | 1022.8054 | 0
| 1023.0488 | -0.043507 |  |  | 744.6327 | 0.033058 | 1023.0488 | 0 | 1023.0488 | 0 | 1023.5795 | 0.022031 | 1023.0488 | 0
| 1023.2922 | -0.066735 |  |  | 744.7626 | 0 | 1023.2922 | 0 | 1023.2922 | 0 | 1023.8238 | -0.029242 | 1023.2922 | 0
| 1023.5356 | -0.01084 |  |  | 744.8925 | 0.027292 | 1023.5356 | 0 | 1023.5356 | 0 | 1024.0681 | 0.028279 | 1023.5356 | 0
| 1023.779 | -0.041792 |  |  | 745.0224 | 0 | 1023.779 | 0 | 1023.779 | 0 | 1024.3125 | 0.022037 | 1023.779 | 0
| 1024.0224 | 0.017939 |  |  | 745.1524 | 0.036517 | 1024.0224 | 0 | 1024.0224 | 0 | 1024.5568 | -0.01364 | 1024.0224 | 0
| 1024.2658 | -0.078366 |  |  | 745.2823 | 0 | 1024.2658 | 0 | 1024.2658 | 0 | 1024.8011 | -0.031026 | 1024.2658 | 0
| 1024.5093 | -0.060237 |  |  | 745.4123 | 0.026523 | 1024.5093 | 0 | 1024.5093 | 0 | 1025.0455 | 0.039867 | 1024.5093 | 0
| 1024.7527 | -0.095458 |  |  | 745.5423 | 0 | 1024.7527 | 0 | 1024.7527 | 0 | 1025.2898 | 0.0059808 | 1024.7527 | 0
| 1024.9961 | -0.083442 |  |  | 745.6723 | 0.03152 | 1024.9961 | 0 | 1024.9961 | 0 | 1025.5342 | 0.035859 | 1024.9961 | 0
| 1025.2395 | -0.04034 |  |  | 745.8023 | 0 | 1025.2395 | 0 | 1025.2395 | 0 | 1025.7786 | -0.082305 | 1025.2395 | 0
| 1025.483 | 0.029132 |  |  | 745.9323 | 0.05074 | 1025.483 | 0 | 1025.483 | 0 | 1026.0229 | 0.076432 | 1025.483 | 0
| 1025.7264 | -0.077754 |  |  | 746.0623 | 0 | 1025.7264 | 0 | 1025.7264 | 0 | 1026.2673 | -0.073829 | 1025.7264 | 0
| 1025.9699 | 0.011656 |  |  | 746.1924 | 0.012685 | 1025.9699 | 0 | 1025.9699 | 0 | 1026.5117 | -0.01007 | 1025.9699 | 0
| 1026.2133 | -0.25383 |  |  | 746.3224 | 0 | 1026.2133 | 0 | 1026.2133 | 0 | 1026.7561 | -0.038608 | 1026.2133 | 0
| 1026.4568 | -0.16112 |  |  | 746.4525 | 0.0065348 | 1026.4568 | 0 | 1026.4568 | 0 | 1027.0005 | 0.016237 | 1026.4568 | 0
| 1026.7002 | -0.2261 |  |  | 746.5825 | 0 | 1026.7002 | 0 | 1026.7002 | 0 | 1027.2449 | -0.037716 | 1026.7002 | 0
| 1026.9437 | -0.18971 |  |  | 746.7126 | 0.022679 | 1026.9437 | 0 | 1026.9437 | 0 | 1027.4893 | 0.0095519 | 1026.9437 | 0
| 0 | 0 |  |  | 0 | 0 | 0 | 0 | 0 | 0 | 0 | 0 | 0 | 0
| 0 | 0 |  |  | 0 | 0 | 0 | 0 | 0 | 0 | 0 | 0 | 0 | 0

## Normalized Spectra
LED Item # | M365D2 |  | M375D4 |  | M385D1 |  | M385D2 |  | M395D3 |  | M395D4 |  | M405D2
Spectra | Wavelength (nm) | Normalized Intensity | Wavelength (nm) | Normalized Intensity | Wavelength (nm) | Normalized Intensity | Wavelength (nm) | Normalized Intensity | Wavelength (nm) | Normalized Intensity | Wavelength (nm) | Normalized Intensity | Wavelength (nm) | Normalized Intensity
| 199.9755 | -0.00095781 | 360.0292 | 0.00275 | 319.0612 | 3.4765e-05 | 199.9755 | 0 | 199.9755 | 0 | 200.0376 | 8.1249e-05 | 199.9755 | 0
| 200.1769 | -0.00050654 | 360.1077 | -0.00373 | 319.1756 | 0 | 200.1769 | 0 | 200.1769 | 0 | 200.2403 | -0.00024032 | 200.1769 | 0
| 200.3784 | 9.9124e-05 | 360.1863 | 0.00512 | 319.2899 | 0 | 200.3784 | 0 | 200.3784 | 0 | 200.443 | 0.00048195 | 200.3784 | 0
| 200.5799 | -0.00013139 | 360.2648 | -0.00465 | 319.4043 | 0.00086701 | 200.5799 | 0 | 200.5799 | 0 | 200.6458 | 0.00041268 | 200.5799 | 0
| 200.7814 | 0.00083922 | 360.3433 | 0.00517 | 319.5186 | 0 | 200.7814 | 0 | 200.7814 | 0 | 200.8485 | 0.00066498 | 200.7814 | 0
| 200.9829 | 0.00017593 | 360.4219 | -0.00302 | 319.633 | 0.00038148 | 200.9829 | 0 | 200.9829 | 0 | 201.0513 | -0.00047788 | 200.9829 | 0
| 201.1845 | 0.00053809 | 360.5004 | 0.00527 | 319.7473 | 0 | 201.1845 | 0 | 201.1845 | 0 | 201.2541 | 0.00079864 | 201.1845 | 0
| 201.3861 | -0.000644 | 360.5789 | -0.00416 | 319.8616 | 0.00032946 | 201.3861 | 0 | 201.3861 | 0 | 201.4569 | -0.00031953 | 201.3861 | 0
| 201.5876 | 0.00085928 | 360.6575 | 0.00602 | 319.976 | 0 | 201.5876 | 0 | 201.5876 | 0 | 201.6597 | 0.00077881 | 201.5876 | 0
| 201.7892 | -0.00045844 | 360.736 | -0.00369 | 320.0903 | 0 | 201.7892 | 0 | 201.7892 | 0 | 201.8626 | -0.00044319 | 201.7892 | 0
| 201.9909 | 0.0022873 | 360.8146 | 0.00483 | 320.2046 | 0.00013905 | 201.9909 | 0 | 201.9909 | 0 | 202.0655 | 0.00095692 | 201.9909 | 0
| 202.1925 | -0.00023679 | 360.8931 | -0.0022 | 320.3189 | 0.00045084 | 202.1925 | 0 | 202.1925 | 0 | 202.2683 | -0.00033929 | 202.1925 | 0
| 202.3942 | 0.00043887 | 360.9717 | 0.0036 | 320.4332 | 0.00027809 | 202.3942 | 0 | 202.3942 | 0 | 202.4713 | 0.00062053 | 202.3942 | 0
| 202.5959 | -0.00050965 | 361.0502 | -0.00512 | 320.5475 | 0 | 202.5959 | 0 | 202.5959 | 0 | 202.6742 | -0.00018598 | 202.5959 | 0
| 202.7976 | 0.00045303 | 361.1288 | 0.00452 | 320.6618 | 0 | 202.7976 | 0 | 202.7976 | 0 | 202.8771 | 0.00049684 | 202.7976 | 0
| 202.9993 | -0.00044469 | 361.2073 | -0.00244 | 320.7761 | 0.00032946 | 202.9993 | 0 | 202.9993 | 0 | 203.08 | 0.00038298 | 202.9993 | 0
| 203.201 | 4.5121e-05 | 361.2859 | 0.00626 | 320.8904 | 0 | 203.201 | 0 | 203.201 | 0 | 203.283 | 7.622e-05 | 203.201 | 0
| 203.4028 | -0.00072501 | 361.3645 | -0.0022 | 321.0047 | 0.00022542 | 203.4028 | 0 | 203.4028 | 0 | 203.486 | -0.00072523 | 203.4028 | 0
| 203.6046 | 0.00026555 | 361.443 | 0.00272 | 321.119 | 0 | 203.6046 | 0 | 203.6046 | 0 | 203.689 | 0.00074913 | 203.6046 | 0
| 203.8063 | 0.0001065 | 361.5216 | -0.00282 | 321.2333 | 0.00031212 | 203.8063 | 0 | 203.8063 | 0 | 203.892 | -7.8594e-06 | 203.8063 | 0
| 204.0082 | 0.00047108 | 361.6002 | 0.00392 | 321.3476 | 0 | 204.0082 | 0 | 204.0082 | 0 | 204.0951 | 0.0005166 | 204.0082 | 0
| 204.21 | -0.00056163 | 361.6787 | -0.00388 | 321.4619 | 0.0012832 | 204.21 | 0 | 204.21 | 0 | 204.2981 | -6.2275e-05 | 204.21 | 0
| 204.4118 | -8.9387e-05 | 361.7573 | 0.00473 | 321.5762 | 0.00048665 | 204.4118 | 0 | 204.4118 | 0 | 204.5012 | 0.0008085 | 204.4118 | 0
| 204.6137 | -0.00023179 | 361.8359 | -0.00262 | 321.6904 | 0 | 204.6137 | 0 | 204.6137 | 0 | 204.7043 | -0.00011179 | 204.6137 | 0
| 204.8156 | 0.00085846 | 361.9145 | 0.00561 | 321.8047 | 0.00076474 | 204.8156 | 0 | 204.8156 | 0 | 204.9074 | 0.00063037 | 204.8156 | 0
| 205.0175 | -0.00066323 | 361.9931 | -0.00216 | 321.919 | 0.00052021 | 205.0175 | 0 | 205.0175 | 0 | 205.1105 | -0.00027007 | 205.0175 | 0
| 205.2194 | 0.00060158 | 362.0716 | 0.00664 | 322.0332 | 0 | 205.2194 | 0 | 205.2194 | 0 | 205.3136 | 0.00082828 | 205.2194 | 0
| 205.4214 | -0.00019019 | 362.1502 | -0.00288 | 322.1475 | 0.00041617 | 205.4214 | 0 | 205.4214 | 0 | 205.5168 | -0.00017604 | 205.4214 | 0
| 205.6233 | -0.00044414 | 362.2288 | 0.00122 | 322.2617 | 0 | 205.6233 | 0 | 205.6233 | 0 | 205.72 | 0.00068479 | 205.6233 | 0
| 205.8253 | -9.4467e-05 | 362.3074 | -0.00449 | 322.376 | 0 | 205.8253 | 0 | 205.8253 | 0 | 205.9232 | 0.00022469 | 205.8253 | 0
| 206.0273 | 0.0014704 | 362.386 | 0.00221 | 322.4902 | 0 | 206.0273 | 0 | 206.0273 | 0 | 206.1264 | 0.0010559 | 206.0273 | 0
| 206.2293 | 0.00019452 | 362.4646 | -0.00176 | 322.6045 | 0.0014045 | 206.2293 | 0 | 206.2293 | 0 | 206.3296 | 2.1869e-05 | 206.2293 | 0
| 206.4314 | 0.00038935 | 362.5432 | 0.00144 | 322.7187 | 0.00033023 | 206.4314 | 0 | 206.4314 | 0 | 206.5328 | 0.00037311 | 206.4314 | 0
| 206.6334 | 7.7319e-05 | 362.6218 | -0.00277 | 322.833 | 0.00039883 | 206.6334 | 0 | 206.6334 | 0 | 206.7361 | -0.00063619 | 206.6334 | 0
| 206.8355 | 0.00098153 | 362.7004 | 0.00326 | 322.9472 | 0 | 206.8355 | 0 | 206.8355 | 0 | 206.9394 | 0.00061067 | 206.8355 | 0
| 207.0376 | 5.5843e-06 | 362.779 | -0.00137 | 323.0614 | 0.0004335 | 207.0376 | 0 | 207.0376 | 0 | 207.1427 | 0.00025935 | 207.0376 | 0
| 207.2397 | 0.0004259 | 362.8576 | 0.00513 | 323.1756 | 0 | 207.2397 | 0 | 207.2397 | 0 | 207.346 | 0.00093221 | 207.2397 | 0
| 207.4418 | -0.00080069 | 362.9363 | -0.0014 | 323.2899 | 0.0011271 | 207.4418 | 0 | 207.4418 | 0 | 207.5493 | 3.6733e-05 | 207.4418 | 0
| 207.644 | -0.00031469 | 363.0149 | 0.00472 | 323.4041 | 0 | 207.644 | 0 | 207.644 | 0 | 207.7526 | 0.00047207 | 207.644 | 0
| 207.8462 | -0.00020589 | 363.0935 | -0.00417 | 323.5183 | 0.0003468 | 207.8462 | 0 | 207.8462 | 0 | 207.956 | -0.0001613 | 207.8462 | 0
| 208.0483 | 0.0001778 | 363.1721 | 0.00292 | 323.6325 | 0 | 208.0483 | 0 | 208.0483 | 0 | 208.1594 | 0.00024941 | 208.0483 | 0
| 208.2506 | -0.00033936 | 363.2507 | -0.00403 | 323.7467 | 0.00029479 | 208.2506 | 0 | 208.2506 | 0 | 208.3628 | 5.6467e-05 | 208.2506 | 0
| 208.4528 | 4.7814e-05 | 363.3294 | 0.00491 | 323.8609 | 0 | 208.4528 | 0 | 208.4528 | 0 | 208.5662 | 0.0011005 | 208.4528 | 0
| 208.655 | -0.00082124 | 363.408 | -0.00232 | 323.9751 | 8.6698e-05 | 208.655 | 0 | 208.655 | 0 | 208.7696 | -1.7757e-05 | 208.655 | 0
| 208.8573 | 0.00047066 | 363.4866 | 0.00253 | 324.0893 | 0.00041713 | 208.8573 | 0 | 208.8573 | 0 | 208.9731 | 0.00067492 | 208.8573 | 0
| 209.0596 | -0.00076153 | 363.5653 | -0.00382 | 324.2035 | 0.00067626 | 209.0596 | 0 | 209.0596 | 0 | 209.1765 | -0.00049761 | 209.0596 | 0
| 209.2619 | -9.967e-05 | 363.6439 | 0.00606 | 324.3177 | 0.00027809 | 209.2619 | 0 | 209.2619 | 0 | 209.38 | 0.00075906 | 209.2619 | 0
| 209.4642 | -0.0012963 | 363.7225 | -0.0023 | 324.4319 | 0.00076297 | 209.4642 | 0 | 209.4642 | 0 | 209.5835 | -0.00099737 | 209.4642 | 0
| 209.6665 | 0.00069275 | 363.8012 | 0.00538 | 324.5461 | 0 | 209.6665 | 0 | 209.6665 | 0 | 209.787 | 0.00090252 | 209.6665 | 0
| 209.8689 | -0.0010309 | 363.8798 | -0.00244 | 324.6602 | 6.9356e-05 | 209.8689 | 0 | 209.8689 | 0 | 209.9905 | -0.00025025 | 209.8689 | 0
| 210.0712 | 0.0012515 | 363.9585 | 0.00599 | 324.7744 | 0 | 210.0712 | 0 | 210.0712 | 0 | 210.1941 | 0.00091241 | 210.0712 | 0
| 210.2736 | -0.00058025 | 364.0371 | -0.00326 | 324.8886 | 0.00017341 | 210.2736 | 0 | 210.2736 | 0 | 210.3977 | 2.0968e-06 | 210.2736 | 0
| 210.476 | 0.00097346 | 364.1158 | 0.00068546 | 325.0028 | 0 | 210.476 | 0 | 210.476 | 0 | 210.6012 | 0.00042754 | 210.476 | 0
| 210.6785 | 0.00012046 | 364.1944 | -0.00181 | 325.1169 | 0.00055488 | 210.6785 | 0 | 210.6785 | 0 | 210.8048 | -0.00043825 | 210.6785 | 0
| 210.8809 | 0.0014455 | 364.2731 | 0.00030411 | 325.2311 | 0 | 210.8809 | 0 | 210.8809 | 0 | 211.0085 | 0.0006551 | 210.8809 | 0
| 211.0834 | -0.0011132 | 364.3517 | -0.00503 | 325.3452 | 0.0011444 | 211.0834 | 0 | 211.0834 | 0 | 211.2121 | -0.0003739 | 211.0834 | 0
| 211.2859 | 0.00038159 | 364.4304 | 0.00719 | 325.4594 | 0 | 211.2859 | 0 | 211.2859 | 0 | 211.4157 | 0.0012835 | 211.2859 | 0
| 211.4884 | -0.00061926 | 364.5091 | -0.00405 | 325.5736 | 0 | 211.4884 | 0 | 211.4884 | 0 | 211.6194 | -0.0007549 | 211.4884 | 0
| 211.6909 | 0.00025022 | 364.5877 | 0.00461 | 325.6877 | 0 | 211.6909 | 0 | 211.6909 | 0 | 211.8231 | 0.0012933 | 211.6909 | 0
| 211.8934 | 0.00029636 | 364.6664 | -0.00012055 | 325.8018 | 0.00048552 | 211.8934 | 0 | 211.8934 | 0 | 212.0268 | -0.00041851 | 211.8934 | 0
| 212.096 | 0.00015921 | 364.745 | 0.00451 | 325.916 | 0 | 212.096 | 0 | 212.096 | 0 | 212.2305 | 0.00073427 | 212.096 | 0
| 212.2986 | -0.0005477 | 364.8237 | -0.0037 | 326.0301 | 0 | 212.2986 | 0 | 212.2986 | 0 | 212.4342 | 0.00011088 | 212.2986 | 0
| 212.5012 | -1.9449e-06 | 364.9024 | 0.00486 | 326.1443 | 0 | 212.5012 | 0 | 212.5012 | 0 | 212.638 | 0.00052648 | 212.5012 | 0
| 212.7038 | -8.8427e-05 | 364.9811 | -0.00329 | 326.2584 | 0.00029479 | 212.7038 | 0 | 212.7038 | 0 | 212.8418 | -0.0004432 | 212.7038 | 0
| 212.9064 | -0.0011605 | 365.0598 | 0.00401 | 326.3725 | 0 | 212.9064 | 0 | 212.9064 | 0 | 213.0455 | 0.0006304 | 212.9064 | 0
| 213.1091 | -0.00044056 | 365.1384 | -0.00346 | 326.4866 | 0.00031212 | 213.1091 | 0 | 213.1091 | 0 | 213.2493 | 0.0001752 | 213.1091 | 0
| 213.3117 | 0.0023409 | 365.2171 | 0.00713 | 326.6008 | 0.00012167 | 213.3117 | 0 | 213.3117 | 0 | 213.4532 | 0.00066007 | 213.3117 | 0
| 213.5144 | -0.00063382 | 365.2958 | -0.00665 | 326.7149 | 0.0010057 | 213.5144 | 0 | 213.5144 | 0 | 213.657 | -0.00016615 | 213.5144 | 0
| 213.7171 | 0.00022104 | 365.3745 | 0.00769 | 326.829 | 0.00067784 | 213.7171 | 0 | 213.7171 | 0 | 213.8608 | 0.00074914 | 213.7171 | 0
| 213.9199 | -0.00053388 | 365.4532 | 0.00074379 | 326.9431 | 0.0002601 | 213.9199 | 0 | 213.9199 | 0 | 214.0647 | -0.00076976 | 213.9199 | 0
| 214.1226 | 0.0012014 | 365.5319 | 0.00766 | 327.0572 | 0 | 214.1226 | 0 | 214.1226 | 0 | 214.2686 | 0.00056606 | 214.1226 | 0
| 214.3254 | 0.00020982 | 365.6106 | 0.00157 | 327.1713 | 0.00079764 | 214.3254 | 0 | 214.3254 | 0 | 214.4725 | 0.00028404 | 214.3254 | 0
| 214.5281 | 0.00025155 | 365.6893 | 0.00869 | 327.2854 | 0.00029547 | 214.5281 | 0 | 214.5281 | 0 | 214.6764 | 8.1227e-05 | 214.5281 | 0
| 214.7309 | -0.00094909 | 365.768 | -0.0008916 | 327.3995 | 0.00031212 | 214.7309 | 0 | 214.7309 | 0 | 214.8804 | -3.2594e-05 | 214.7309 | 0
| 214.9338 | 0.00040421 | 365.8467 | 0.00871 | 327.5136 | 0.00015642 | 214.9338 | 0 | 214.9338 | 0 | 215.0843 | 0.0010658 | 214.9338 | 0
| 215.1366 | -0.00121 | 365.9254 | 0.00272 | 327.6277 | 0 | 215.1366 | 0 | 215.1366 | 0 | 215.2883 | -0.00014141 | 215.1366 | 0
| 215.3395 | 3.7419e-06 | 366.0041 | 0.01535 | 327.7418 | 0.00050404 | 215.3395 | 0 | 215.3395 | 0 | 215.4923 | 7.6286e-05 | 215.3395 | 0
| 215.5423 | -0.0002434 | 366.0828 | 0.00281 | 327.8558 | 0.00065893 | 215.5423 | 0 | 215.5423 | 0 | 215.6963 | -0.00019092 | 215.5423 | 0
| 215.7452 | 4.317e-05 | 366.1615 | 0.01338 | 327.9699 | 0 | 215.7452 | 0 | 215.7452 | 0 | 215.9003 | 0.00078875 | 215.7452 | 0
| 215.9481 | -0.00046493 | 366.2402 | 0.00559 | 328.084 | 0.00036414 | 215.9481 | 0 | 215.9481 | 0 | 216.1043 | 0.00052154 | 215.9481 | 0
| 216.1511 | 7.4229e-05 | 366.3189 | 0.01502 | 328.1981 | 0.0007126 | 216.1511 | 0 | 216.1511 | 0 | 216.3084 | 4.1615e-05 | 216.1511 | 0
| 216.354 | 7.4672e-05 | 366.3977 | 0.00589 | 328.3121 | 0.00053755 | 216.354 | 0 | 216.354 | 0 | 216.5125 | -0.00059167 | 216.354 | 0
| 216.557 | 0.00019205 | 366.4764 | 0.01431 | 328.4262 | 0 | 216.557 | 0 | 216.557 | 0 | 216.7166 | 0.0009618 | 216.557 | 0
| 216.76 | -0.00068897 | 366.5551 | 0.00745 | 328.5403 | 0 | 216.76 | 0 | 216.76 | 0 | 216.9207 | -0.00020085 | 216.76 | 0
| 216.963 | 0.00027663 | 366.6338 | 0.01727 | 328.6543 | 0 | 216.963 | 0 | 216.963 | 0 | 217.1248 | 0.00051171 | 216.963 | 0
| 217.166 | 2.9367e-05 | 366.7126 | 0.01314 | 328.7684 | 0.0010231 | 217.166 | 0 | 217.166 | 0 | 217.3289 | -0.00031954 | 217.166 | 0
| 217.369 | 0.0008195 | 366.7913 | 0.0177 | 328.8824 | 5.2137e-05 | 217.369 | 0 | 217.369 | 0 | 217.5331 | 0.00036322 | 217.369 | 0
| 217.5721 | -0.00080643 | 366.87 | 0.01447 | 328.9965 | 0.00046818 | 217.5721 | 0 | 217.5721 | 0 | 217.7372 | 0.00030883 | 217.5721 | 0
| 217.7752 | 0.00088971 | 366.9488 | 0.02571 | 329.1105 | 0 | 217.7752 | 0 | 217.7752 | 0 | 217.9414 | 0.0011252 | 217.7752 | 0
| 217.9783 | -0.00083543 | 367.0275 | 0.0166 | 329.2246 | 0.00017341 | 217.9783 | 0 | 217.9783 | 0 | 218.1456 | 0.00038797 | 217.9783 | 0
| 218.1814 | 0.00019084 | 367.1063 | 0.02245 | 329.3386 | 0 | 218.1814 | 0 | 218.1814 | 0 | 218.3499 | 0.00036815 | 218.1814 | 0
| 218.3845 | -0.001092 | 367.185 | 0.01915 | 329.4526 | 0 | 218.3845 | 0 | 218.3845 | 0 | 218.5541 | 2.6795e-05 | 218.3845 | 0
| 218.5877 | 0.00020932 | 367.2638 | 0.03045 | 329.5667 | 0 | 218.5877 | 0 | 218.5877 | 0 | 218.7584 | 0.0004127 | 218.5877 | 0
| 218.7908 | -0.00046792 | 367.3425 | 0.02455 | 329.6807 | 0.00036414 | 218.7908 | 0 | 218.7908 | 0 | 218.9626 | -0.00011667 | 218.7908 | 0
| 218.994 | 0.00024965 | 367.4213 | 0.03118 | 329.7947 | 0 | 218.994 | 0 | 218.994 | 0 | 219.1669 | 0.0011251 | 218.994 | 0
| 219.1972 | -0.0015174 | 367.5 | 0.02608 | 329.9087 | 0.00076297 | 219.1972 | 0 | 219.1972 | 0 | 219.3712 | -0.00087369 | 219.1972 | 0
| 219.4004 | 0.00074301 | 367.5788 | 0.03926 | 330.0228 | 0 | 219.4004 | 0 | 219.4004 | 0 | 219.5756 | 0.00077879 | 219.4004 | 0
| 219.6037 | -0.000718 | 367.6575 | 0.03221 | 330.1368 | 0.00086701 | 219.6037 | 0 | 219.6037 | 0 | 219.7799 | -0.00032942 | 219.6037 | 0
| 219.807 | 0.00010925 | 367.7363 | 0.04313 | 330.2508 | 0.0007126 | 219.807 | 0 | 219.807 | 0 | 219.9843 | 0.00047701 | 219.807 | 0
| 220.0102 | 2.9894e-05 | 367.815 | 0.03906 | 330.3648 | 0.00029479 | 220.0102 | 0 | 220.0102 | 0 | 220.1886 | 3.1764e-05 | 220.0102 | 0
| 220.2135 | 0.00015808 | 367.8938 | 0.04699 | 330.4788 | 0.00012167 | 220.2135 | 0 | 220.2135 | 0 | 220.393 | 0.00032361 | 220.2135 | 0
| 220.4168 | -0.0008069 | 367.9726 | 0.03986 | 330.5928 | 0.00027745 | 220.4168 | 0 | 220.4168 | 0 | 220.5974 | -0.00015131 | 220.4168 | 0
| 220.6202 | 0.0005104 | 368.0514 | 0.0532 | 330.7068 | 0 | 220.6202 | 0 | 220.6202 | 0 | 220.8019 | 0.00045721 | 220.6202 | 0
| 220.8235 | -0.0011959 | 368.1301 | 0.0456 | 330.8208 | 5.2025e-05 | 220.8235 | 0 | 220.8235 | 0 | 221.0063 | -0.00010187 | 220.8235 | 0
| 221.0269 | 0.00050691 | 368.2089 | 0.05644 | 330.9348 | 6.9519e-05 | 221.0269 | 0 | 221.0269 | 0 | 221.2108 | 0.00063042 | 221.0269 | 0
| 221.2303 | -0.00056471 | 368.2877 | 0.05471 | 331.0488 | 0 | 221.2303 | 0 | 221.2303 | 0 | 221.4153 | 0.0001406 | 221.2303 | 0
| 221.4337 | 0.0012646 | 368.3665 | 0.06243 | 331.1627 | 0 | 221.4337 | 0 | 221.4337 | 0 | 221.6197 | 0.00068982 | 221.4337 | 0
| 221.6371 | -0.00025072 | 368.4452 | 0.06063 | 331.2767 | 0.00024276 | 221.6371 | 0 | 221.6371 | 0 | 221.8242 | -0.00031462 | 221.6371 | 0
| 221.8406 | 0.00056689 | 368.524 | 0.06932 | 331.3907 | 0.00083426 | 221.8406 | 0 | 221.8406 | 0 | 222.0288 | 0.0010311 | 221.8406 | 0
| 222.044 | -0.00026379 | 368.6028 | 0.06351 | 331.5047 | 0.0013005 | 222.044 | 0 | 222.044 | 0 | 222.2333 | -0.00034426 | 222.044 | 0
| 222.2475 | 0.00071279 | 368.6816 | 0.07747 | 331.6187 | 0 | 222.2475 | 0 | 222.2475 | 0 | 222.4379 | 0.00092223 | 222.2475 | 0
| 222.451 | -0.00023616 | 368.7604 | 0.0752 | 331.7326 | 0.0011618 | 222.451 | 0 | 222.451 | 0 | 222.6425 | -0.00014638 | 222.451 | 0
| 222.6545 | 0.0010699 | 368.8392 | 0.08447 | 331.8466 | 0 | 222.6545 | 0 | 222.6545 | 0 | 222.847 | 0.00063037 | 222.6545 | 0
| 222.8581 | 0.00015191 | 368.918 | 0.07929 | 331.9606 | 0 | 222.8581 | 0 | 222.8581 | 0 | 223.0517 | -4.2491e-05 | 222.8581 | 0
| 223.0616 | 0.00023153 | 368.9968 | 0.09043 | 332.0745 | 0 | 223.0616 | 0 | 223.0616 | 0 | 223.2563 | 0.00034347 | 223.0616 | 0
| 223.2652 | -0.00067772 | 369.0756 | 0.09401 | 332.1885 | 5.2025e-05 | 223.2652 | 0 | 223.2652 | 0 | 223.4609 | 0.00017526 | 223.2652 | 0
| 223.4688 | 9.5547e-05 | 369.1544 | 0.0991 | 332.3024 | 0 | 223.4688 | 0 | 223.4688 | 0 | 223.6656 | 0.00051165 | 223.4688 | 0
| 223.6724 | 8.3851e-05 | 369.2332 | 0.0943 | 332.4164 | 0.0013352 | 223.6724 | 0 | 223.6724 | 0 | 223.8703 | -8.7001e-05 | 223.6724 | 0
| 223.876 | 0.00039864 | 369.312 | 0.11138 | 332.5303 | 0 | 223.876 | 0 | 223.876 | 0 | 224.075 | 0.00080351 | 223.876 | 0
| 224.0797 | -0.0014343 | 369.3908 | 0.10576 | 332.6443 | 0.0004335 | 224.0797 | 0 | 224.0797 | 0 | 224.2797 | 0.00019003 | 224.0797 | 0
| 224.2834 | -8.2953e-05 | 369.4696 | 0.11866 | 332.7582 | 0.00031285 | 224.2834 | 0 | 224.2834 | 0 | 224.4844 | 0.00099155 | 224.2834 | 0
| 224.487 | 0.00024924 | 369.5484 | 0.11935 | 332.8721 | 0 | 224.487 | 0 | 224.487 | 0 | 224.6891 | 5.1548e-05 | 224.487 | 0
| 224.6907 | -0.00021632 | 369.6273 | 0.12945 | 332.9861 | 0 | 224.6907 | 0 | 224.6907 | 0 | 224.8939 | 0.00052157 | 224.6907 | 0
| 224.8945 | -0.0005789 | 369.7061 | 0.12663 | 333.1 | 0.0013352 | 224.8945 | 0 | 224.8945 | 0 | 225.0987 | 0.0001059 | 224.8945 | 0
| 225.0982 | 0.00065189 | 369.7849 | 0.13663 | 333.2139 | 0.001234 | 225.0982 | 0 | 225.0982 | 0 | 225.3035 | 0.0011994 | 225.0982 | 0
| 225.302 | -0.0014111 | 369.8637 | 0.14981 | 333.3278 | 0.00090168 | 225.302 | 0 | 225.302 | 0 | 225.5083 | -9.6866e-05 | 225.302 | 0
| 225.5057 | 0.00012007 | 369.9425 | 0.14617 | 333.4418 | 0 | 225.5057 | 0 | 225.5057 | 0 | 225.7131 | 0.00090742 | 225.5057 | 0
| 225.7095 | -0.00049758 | 370.0214 | 0.16028 | 333.5557 | 0.00045084 | 225.7095 | 0 | 225.7095 | 0 | 225.918 | -0.00041353 | 225.7095 | 0
| 225.9133 | 0.00062446 | 370.1002 | 0.16042 | 333.6696 | 0.00048665 | 225.9133 | 0 | 225.9133 | 0 | 226.1228 | 0.0009767 | 225.9133 | 0
| 226.1172 | -0.0007963 | 370.1791 | 0.17308 | 333.7835 | 0.00086701 | 226.1172 | 0 | 226.1172 | 0 | 226.3277 | 0.00023954 | 226.1172 | 0
| 226.321 | 0.00078414 | 370.2579 | 0.17339 | 333.8974 | 0 | 226.321 | 0 | 226.321 | 0 | 226.5326 | 0.00051656 | 226.321 | 0
| 226.5249 | -0.00016348 | 370.3367 | 0.18552 | 334.0113 | 0.0006069 | 226.5249 | 0 | 226.5249 | 0 | 226.7375 | 1.1956e-05 | 226.5249 | 0
| 226.7288 | 0.0010572 | 370.4156 | 0.18731 | 334.1252 | 0 | 226.7288 | 0 | 226.7288 | 0 | 226.9424 | 0.00070953 | 226.7288 | 0
| 226.9327 | -0.0005763 | 370.4944 | 0.20526 | 334.2391 | 0.00010404 | 226.9327 | 0 | 226.9327 | 0 | 227.1474 | -7.8602e-06 | 226.9327 | 0
| 227.1366 | -3.2123e-05 | 370.5732 | 0.20524 | 334.353 | 0 | 227.1366 | 0 | 227.1366 | 0 | 227.3524 | 0.00091736 | 227.1366 | 0
| 227.3405 | -0.00032868 | 370.6521 | 0.22031 | 334.4669 | 0.00079764 | 227.3405 | 0 | 227.3405 | 0 | 227.5573 | -0.00034925 | 227.3405 | 0
| 227.5445 | 0.00063389 | 370.731 | 0.224 | 334.5808 | 0 | 227.5445 | 0 | 227.5445 | 0 | 227.7623 | 0.0015556 | 227.5445 | 0
| 227.7485 | -0.00033513 | 370.8098 | 0.2355 | 334.6947 | 0.00046818 | 227.7485 | 0 | 227.7485 | 0 | 227.9673 | -5.731e-05 | 227.7485 | 0
| 227.9525 | 0.0012457 | 370.8887 | 0.22952 | 334.8086 | 0.00033023 | 227.9525 | 0 | 227.9525 | 0 | 228.1724 | 0.0010658 | 227.9525 | 0
| 228.1565 | -0.00020759 | 370.9675 | 0.24719 | 334.9224 | 0 | 228.1565 | 0 | 228.1565 | 0 | 228.3774 | 0.00015543 | 228.1565 | 0
| 228.3605 | 2.8584e-06 | 371.0464 | 0.24564 | 335.0363 | 0.00055617 | 228.3605 | 0 | 228.3605 | 0 | 228.5825 | 0.00018511 | 228.3605 | 0
| 228.5646 | -0.00026399 | 371.1252 | 0.26281 | 335.1502 | 0.0017513 | 228.5646 | 0 | 228.5646 | 0 | 228.7876 | 0.00016036 | 228.5646 | 0
| 228.7686 | 0.00054332 | 371.2041 | 0.26784 | 335.2641 | 0.00055617 | 228.7686 | 0 | 228.7686 | 0 | 228.9926 | 0.00049675 | 228.7686 | 0
| 228.9727 | 0.00024655 | 371.283 | 0.28346 | 335.3779 | 0.00041617 | 228.9727 | 0 | 228.9727 | 0 | 229.1978 | -0.0001909 | 228.9727 | 0
| 229.1768 | 0.00065511 | 371.3618 | 0.2895 | 335.4918 | 0 | 229.1768 | 0 | 229.1768 | 0 | 229.4029 | 0.00042261 | 229.1768 | 0
| 229.3809 | -0.00074067 | 371.4407 | 0.30668 | 335.6056 | 0 | 229.3809 | 0 | 229.3809 | 0 | 229.608 | 0.00040777 | 229.3809 | 0
| 229.5851 | 0.00016345 | 371.5196 | 0.30927 | 335.7195 | 0.00024332 | 229.5851 | 0 | 229.5851 | 0 | 229.8132 | 0.00065509 | 229.5851 | 0
| 229.7892 | -0.00088392 | 371.5985 | 0.32604 | 335.8334 | 0.00062425 | 229.7892 | 0 | 229.7892 | 0 | 230.0184 | -2.266e-05 | 229.7892 | 0
| 229.9934 | 0.00014748 | 371.6773 | 0.32645 | 335.9472 | 0 | 229.9934 | 0 | 229.9934 | 0 | 230.2236 | 0.00012571 | 229.9934 | 0
| 230.1976 | -0.0016445 | 371.7562 | 0.34376 | 336.0611 | 0.0015433 | 230.1976 | 0 | 230.1976 | 0 | 230.4288 | 0.00022469 | 230.1976 | 0
| 230.4018 | 0.00037261 | 371.8351 | 0.34995 | 336.1749 | 0.00060832 | 230.4018 | 0 | 230.4018 | 0 | 230.634 | -5.2394e-05 | 230.4018 | 0
| 230.6061 | 5.573e-06 | 371.914 | 0.36811 | 336.2887 | 0.0011965 | 230.6061 | 0 | 230.6061 | 0 | 230.8393 | 0.00019006 | 230.6061 | 0
| 230.8103 | 0.00060449 | 371.9929 | 0.36967 | 336.4026 | 0 | 230.8103 | 0 | 230.8103 | 0 | 231.0445 | 0.00071454 | 230.8103 | 0
| 231.0146 | -0.00058418 | 372.0718 | 0.39402 | 336.5164 | 0.00036414 | 231.0146 | 0 | 231.0146 | 0 | 231.2498 | -0.00033939 | 231.0146 | 0
| 231.2189 | -0.00059235 | 372.1507 | 0.39185 | 336.6302 | 0.00067784 | 231.2189 | 0 | 231.2189 | 0 | 231.4551 | 0.00041273 | 231.2189 | 0
| 231.4232 | 3.669e-05 | 372.2296 | 0.41005 | 336.7441 | 0.0012832 | 231.4232 | 0 | 231.4232 | 0 | 231.6604 | 0.000106 | 231.4232 | 0
| 231.6275 | -0.0003548 | 372.3084 | 0.41854 | 336.8579 | 0.00010428 | 231.6275 | 0 | 231.6275 | 0 | 231.8657 | 0.00080351 | 231.6275 | 0
| 231.8318 | -0.00052575 | 372.3874 | 0.43598 | 336.9717 | 0.0007803 | 231.8318 | 0 | 231.8318 | 0 | 232.0711 | 6.141e-05 | 231.8318 | 0
| 232.0362 | 0.00055613 | 372.4663 | 0.44592 | 337.0855 | 0 | 232.0362 | 0 | 232.0362 | 0 | 232.2764 | 0.00063538 | 232.0362 | 0
| 232.2406 | -0.00080968 | 372.5452 | 0.46191 | 337.1994 | 0.00039883 | 232.2406 | 0 | 232.2406 | 0 | 232.4818 | -0.0001266 | 232.2406 | 0
| 232.445 | -0.00030708 | 372.6241 | 0.4705 | 337.3132 | 0.00031285 | 232.445 | 0 | 232.445 | 0 | 232.6872 | 0.00031374 | 232.445 | 0
| 232.6494 | -0.00044525 | 372.703 | 0.4826 | 337.427 | 0.00055488 | 232.6494 | 0 | 232.6494 | 0 | 232.8926 | -0.00030469 | 232.6494 | 0
| 232.8538 | 0.0007078 | 372.7819 | 0.49082 | 337.5408 | 0 | 232.8538 | 0 | 232.8538 | 0 | 233.0981 | 0.0009668 | 232.8538 | 0
| 233.0583 | -0.0006666 | 372.8608 | 0.50463 | 337.6546 | 0 | 233.0583 | 0 | 233.0583 | 0 | 233.3035 | -0.00054217 | 233.0583 | 0
| 233.2627 | 4.13e-05 | 372.9397 | 0.5105 | 337.7684 | 0.00066046 | 233.2627 | 0 | 233.2627 | 0 | 233.509 | 0.00021977 | 233.2627 | 0
| 233.4672 | -0.00033734 | 373.0186 | 0.52771 | 337.8822 | 3.4683e-05 | 233.4672 | 0 | 233.4672 | 0 | 233.7144 | -7.8443e-06 | 233.4672 | 0
| 233.6717 | 0.00037786 | 373.0976 | 0.53411 | 337.996 | 0 | 233.6717 | 0 | 233.6717 | 0 | 233.9199 | 0.00052149 | 233.6717 | 0
| 233.8763 | -0.00044634 | 373.1765 | 0.55701 | 338.1098 | 0.00067626 | 233.8763 | 0 | 233.8763 | 0 | 234.1255 | 0.00037809 | 233.8763 | 0
| 234.0808 | 8.8593e-05 | 373.2554 | 0.56482 | 338.2236 | 0.00081688 | 234.0808 | 0 | 234.0808 | 0 | 234.331 | 0.0006947 | 234.0808 | 0
| 234.2854 | -0.00034532 | 373.3343 | 0.58801 | 338.3374 | 0.00029479 | 234.2854 | 0 | 234.2854 | 0 | 234.5365 | -0.00047291 | 234.2854 | 0
| 234.4899 | 1.5253e-05 | 373.4133 | 0.59867 | 338.4511 | 0 | 234.4899 | 0 | 234.4899 | 0 | 234.7421 | 0.00035824 | 234.4899 | 0
| 234.6945 | -0.0005629 | 373.4922 | 0.61781 | 338.5649 | 0.00097105 | 234.6945 | 0 | 234.6945 | 0 | 234.9477 | 0.00037311 | 234.6945 | 0
| 234.8991 | -0.00078689 | 373.5711 | 0.62821 | 338.6787 | 0 | 234.8991 | 0 | 234.8991 | 0 | 235.1533 | 0.00087779 | 234.8991 | 0
| 235.1038 | -0.00063074 | 373.6501 | 0.64445 | 338.7925 | 0.00041617 | 235.1038 | 0 | 235.1038 | 0 | 235.3589 | 2.6777e-05 | 235.1038 | 0
| 235.3084 | 0.0016362 | 373.729 | 0.65051 | 338.9063 | 0 | 235.3084 | 0 | 235.3084 | 0 | 235.5645 | -0.00021072 | 235.3084 | 0
| 235.5131 | -1.5416e-05 | 373.8079 | 0.66658 | 339.02 | 0.00012138 | 235.5131 | 0 | 235.5131 | 0 | 235.7701 | 0.00014551 | 235.5131 | 0
| 235.7178 | 0.00025816 | 373.8869 | 0.6727 | 339.1338 | 0 | 235.7178 | 0 | 235.7178 | 0 | 235.9758 | 0.00077882 | 235.7178 | 0
| 235.9225 | 0.00045559 | 373.9658 | 0.69554 | 339.2476 | 0.00055488 | 235.9225 | 0 | 235.9225 | 0 | 236.1815 | 0.00036324 | 235.9225 | 0
| 236.1272 | -0.00013091 | 374.0448 | 0.70476 | 339.3613 | 0 | 236.1272 | 0 | 236.1272 | 0 | 236.3872 | 0.0011251 | 236.1272 | 0
| 236.3319 | 7.0042e-05 | 374.1237 | 0.72578 | 339.4751 | 0.0012832 | 236.3319 | 0 | 236.3319 | 0 | 236.5929 | 0.00056607 | 236.3319 | 0
| 236.5367 | 0.00035628 | 374.2027 | 0.73314 | 339.5888 | 0 | 236.5367 | 0 | 236.5367 | 0 | 236.7986 | 0.00091742 | 236.5367 | 0
| 236.7415 | -0.00093836 | 374.2816 | 0.75198 | 339.7026 | 0 | 236.7415 | 0 | 236.7415 | 0 | 237.0044 | 0.00033353 | 236.7415 | 0
| 236.9463 | 0.00076282 | 374.3606 | 0.75714 | 339.8163 | 0 | 236.9463 | 0 | 236.9463 | 0 | 237.2101 | 0.00073927 | 236.9463 | 0
| 237.1511 | -0.00065665 | 374.4395 | 0.7769 | 339.9301 | 0.00091902 | 237.1511 | 0 | 237.1511 | 0 | 237.4159 | -6.723e-05 | 237.1511 | 0
| 237.3559 | 9.254e-05 | 374.5185 | 0.77508 | 340.0438 | 3.4765e-05 | 237.3559 | 0 | 237.3559 | 0 | 237.6217 | 0.00042263 | 237.3559 | 0
| 237.5608 | -0.00016765 | 374.5975 | 0.80041 | 340.1575 | 0.00084967 | 237.5608 | 0 | 237.5608 | 0 | 237.8275 | -0.00031957 | 237.5608 | 0
| 237.7656 | 6.7901e-05 | 374.6764 | 0.80459 | 340.2713 | 0 | 237.7656 | 0 | 237.7656 | 0 | 238.0333 | 0.00067492 | 237.7656 | 0
| 237.9705 | 0.00021981 | 374.7554 | 0.81789 | 340.385 | 0 | 237.9705 | 0 | 237.9705 | 0 | 238.2392 | 4.6566e-05 | 237.9705 | 0
| 238.1754 | 0.00018241 | 374.8344 | 0.82301 | 340.4987 | 0 | 238.1754 | 0 | 238.1754 | 0 | 238.445 | 0.00073922 | 238.1754 | 0
| 238.3803 | -0.00046998 | 374.9133 | 0.83811 | 340.6125 | 0.0014566 | 238.3803 | 0 | 238.3803 | 0 | 238.6509 | 0.00056112 | 238.3803 | 0
| 238.5853 | 8.9063e-05 | 374.9923 | 0.84596 | 340.7262 | 0 | 238.5853 | 0 | 238.5853 | 0 | 238.8568 | 0.00066998 | 238.5853 | 0
| 238.7902 | 0.0010433 | 375.0713 | 0.85908 | 340.8399 | 0.00091902 | 238.7902 | 0 | 238.7902 | 0 | 239.0627 | -9.1915e-05 | 238.7902 | 0
| 238.9952 | 0.00042255 | 375.1503 | 0.86058 | 340.9536 | 0 | 238.9952 | 0 | 238.9952 | 0 | 239.2686 | 0.0011449 | 238.9952 | 0
| 239.2002 | -0.00062079 | 375.2293 | 0.87832 | 341.0674 | 0.00024276 | 239.2002 | 0 | 239.2002 | 0 | 239.4746 | 0.00047212 | 239.2002 | 0
| 239.4052 | 0.00028272 | 375.3082 | 0.88009 | 341.1811 | 0 | 239.4052 | 0 | 239.4052 | 0 | 239.6805 | 0.00075896 | 239.4052 | 0
| 239.6102 | -0.00023947 | 375.3872 | 0.88936 | 341.2948 | 0.00065893 | 239.6102 | 0 | 239.6102 | 0 | 239.8865 | 0.00017023 | 239.6102 | 0
| 239.8153 | 0.00042646 | 375.4662 | 0.88829 | 341.4085 | 0.00027809 | 239.8153 | 0 | 239.8153 | 0 | 240.0925 | 0.0013577 | 239.8153 | 0
| 240.0204 | -0.00094213 | 375.5452 | 0.90981 | 341.5222 | 0 | 240.0204 | 0 | 240.0204 | 0 | 240.2985 | -0.00028491 | 240.0204 | 0
| 240.2254 | 0.00038421 | 375.6242 | 0.90957 | 341.6359 | 0 | 240.2254 | 0 | 240.2254 | 0 | 240.5045 | 0.00050175 | 240.2254 | 0
| 240.4305 | -1.2345e-05 | 375.7032 | 0.92608 | 341.7496 | 0.00052021 | 240.4305 | 0 | 240.4305 | 0 | 240.7106 | -0.00030962 | 240.4305 | 0
| 240.6357 | 0.00036618 | 375.7822 | 0.93132 | 341.8633 | 0 | 240.6357 | 0 | 240.6357 | 0 | 240.9166 | 0.00048692 | 240.6357 | 0
| 240.8408 | -0.0010604 | 375.8612 | 0.94877 | 341.977 | 0 | 240.8408 | 0 | 240.8408 | 0 | 241.1227 | -0.0004284 | 240.8408 | 0
| 241.0459 | 0.00054714 | 375.9402 | 0.95423 | 342.0907 | 0 | 241.0459 | 0 | 241.0459 | 0 | 241.3288 | 0.0002643 | 241.0459 | 0
| 241.2511 | -0.00075933 | 376.0192 | 0.9675 | 342.2044 | 0.00019074 | 241.2511 | 0 | 241.2511 | 0 | 241.5349 | 2.6829e-05 | 241.2511 | 0
| 241.4563 | 0.00076906 | 376.0982 | 0.95141 | 342.318 | 0.00022595 | 241.4563 | 0 | 241.4563 | 0 | 241.741 | 0.0007046 | 241.4563 | 0
| 241.6615 | -0.00067944 | 376.1772 | 0.95887 | 342.4317 | 0.00012138 | 241.6615 | 0 | 241.6615 | 0 | 241.9472 | 0.00050672 | 241.6615 | 0
| 241.8667 | 0.00077345 | 376.2562 | 0.95535 | 342.5454 | 0 | 241.8667 | 0 | 241.8667 | 0 | 242.1533 | 0.00048198 | 241.8667 | 0
| 242.072 | -0.00061462 | 376.3352 | 0.96292 | 342.6591 | 0.00046818 | 242.072 | 0 | 242.072 | 0 | 242.3595 | -0.00031464 | 242.072 | 0
| 242.2773 | 0.000795 | 376.4143 | 0.96456 | 342.7728 | 0 | 242.2773 | 0 | 242.2773 | 0 | 242.5657 | 0.00043738 | 242.2773 | 0
| 242.4825 | -0.00043282 | 376.4933 | 0.97855 | 342.8864 | 0.00013872 | 242.4825 | 0 | 242.4825 | 0 | 242.7719 | -1.7702e-05 | 242.4825 | 0
| 242.6878 | 0.0009527 | 376.5723 | 0.98414 | 343.0001 | 0 | 242.6878 | 0 | 242.6878 | 0 | 242.9781 | 0.00064026 | 242.6878 | 0
| 242.8932 | -0.00031269 | 376.6513 | 0.99591 | 343.1138 | 0.0010751 | 242.8932 | 0 | 242.8932 | 0 | 243.1844 | -2.8888e-06 | 242.8932 | 0
| 243.0985 | 0.00020242 | 376.7303 | 0.99117 | 343.2274 | 0 | 243.0985 | 0 | 243.0985 | 0 | 243.3906 | -0.00013149 | 243.0985 | 0
| 243.3038 | -0.00083674 | 376.8094 | 1 | 343.3411 | 0.00027745 | 243.3038 | 0 | 243.3038 | 0 | 243.5969 | 0.00043737 | 243.3038 | 0
| 243.5092 | -0.00047771 | 376.8884 | 0.99287 | 343.4547 | 8.6901e-05 | 243.5092 | 0 | 243.5092 | 0 | 243.8032 | 0.00018017 | 243.5092 | 0
| 243.7146 | -0.0002978 | 376.9674 | 0.99526 | 343.5684 | 0.0006936 | 243.7146 | 0 | 243.7146 | 0 | 244.0095 | 0.00010595 | 243.7146 | 0
| 243.92 | 0.0004101 | 377.0465 | 0.99022 | 343.682 | 0 | 243.92 | 0 | 243.92 | 0 | 244.2158 | 0.00013068 | 243.92 | 0
| 244.1254 | -0.00058077 | 377.1255 | 0.99601 | 343.7957 | 0.00027745 | 244.1254 | 0 | 244.1254 | 0 | 244.4221 | 0.00025938 | 244.1254 | 0
| 244.3309 | -0.00042603 | 377.2045 | 0.98914 | 343.9093 | 0.00015642 | 244.3309 | 0 | 244.3309 | 0 | 244.6285 | 0.00068484 | 244.3309 | 0
| 244.5363 | 0.0005651 | 377.2836 | 0.99678 | 344.023 | 0.0003468 | 244.5363 | 0 | 244.5363 | 0 | 244.8349 | 6.6418e-05 | 244.5363 | 0
| 244.7418 | -0.00012309 | 377.3626 | 0.9862 | 344.1366 | 0 | 244.7418 | 0 | 244.7418 | 0 | 245.0413 | 0.00087777 | 244.7418 | 0
| 244.9473 | 0.00023311 | 377.4417 | 0.99137 | 344.2502 | 0.00065893 | 244.9473 | 0 | 244.9473 | 0 | 245.2477 | -0.00022058 | 244.9473 | 0
| 245.1528 | 0.0010904 | 377.5207 | 0.9816 | 344.3639 | 0 | 245.1528 | 0 | 245.1528 | 0 | 245.4541 | 0.00026428 | 245.1528 | 0
| 245.3584 | -0.0015052 | 377.5998 | 0.98263 | 344.4775 | 0.0011965 | 245.3584 | 0 | 245.3584 | 0 | 245.6605 | -0.00023049 | 245.3584 | 0
| 245.5639 | -0.00014594 | 377.6788 | 0.96861 | 344.5911 | 0.00053879 | 245.5639 | 0 | 245.5639 | 0 | 245.867 | 0.0006155 | 245.5639 | 0
| 245.7695 | -9.9351e-05 | 377.7579 | 0.9735 | 344.7048 | 0.00076297 | 245.7695 | 0 | 245.7695 | 0 | 246.0734 | 0.0006403 | 245.7695 | 0
| 245.9751 | 7.3794e-05 | 377.8369 | 0.96122 | 344.8184 | 0 | 245.9751 | 0 | 245.9751 | 0 | 246.2799 | 0.000858 | 245.9751 | 0
| 246.1807 | -0.00013211 | 377.916 | 0.95504 | 344.932 | 0.00065893 | 246.1807 | 0 | 246.1807 | 0 | 246.4864 | -0.00022553 | 246.1807 | 0
| 246.3863 | -0.00015569 | 377.995 | 0.93976 | 345.0456 | 0 | 246.3863 | 0 | 246.3863 | 0 | 246.6929 | 0.00083818 | 246.3863 | 0
| 246.5919 | -0.00049722 | 378.0741 | 0.93844 | 345.1592 | 0.00022542 | 246.5919 | 0 | 246.5919 | 0 | 246.8995 | -2.2642e-05 | 246.5919 | 0
| 246.7976 | 0.00039187 | 378.1532 | 0.9308 | 345.2729 | 0 | 246.7976 | 0 | 246.7976 | 0 | 247.106 | 0.00088765 | 246.7976 | 0
| 247.0033 | -0.00052326 | 378.2322 | 0.93363 | 345.3865 | 5.2025e-05 | 247.0033 | 0 | 247.0033 | 0 | 247.3126 | 8.6192e-05 | 247.0033 | 0
| 247.209 | 0.0002995 | 378.3113 | 0.91728 | 345.5001 | 0.00060832 | 247.209 | 0 | 247.209 | 0 | 247.5192 | 0.00091741 | 247.209 | 0
| 247.4147 | 8.5496e-05 | 378.3904 | 0.92162 | 345.6137 | 0.00039883 | 247.4147 | 0 | 247.4147 | 0 | 247.7258 | 0.0003088 | 247.4147 | 0
| 247.6204 | 0.00074213 | 378.4695 | 0.90498 | 345.7273 | 0 | 247.6204 | 0 | 247.6204 | 0 | 247.9324 | 0.00027914 | 247.6204 | 0
| 247.8261 | -0.00051748 | 378.5485 | 0.90458 | 345.8409 | 0.0006936 | 247.8261 | 0 | 247.8261 | 0 | 248.139 | 0.00019503 | 247.8261 | 0
| 248.0319 | -0.00012075 | 378.6276 | 0.88593 | 345.9545 | 0 | 248.0319 | 0 | 248.0319 | 0 | 248.3457 | 0.00052649 | 248.0319 | 0
| 248.2377 | -0.00055478 | 378.7067 | 0.88426 | 346.0681 | 0.0006936 | 248.2377 | 0 | 248.2377 | 0 | 248.5524 | -6.7212e-05 | 248.2377 | 0
| 248.4435 | -0.00017846 | 378.7858 | 0.87734 | 346.1817 | 0.00029547 | 248.4435 | 0 | 248.4435 | 0 | 248.759 | 0.00056117 | 248.4435 | 0
| 248.6493 | -0.00028239 | 378.8649 | 0.86753 | 346.2952 | 6.9356e-05 | 248.6493 | 0 | 248.6493 | 0 | 248.9657 | 0.00010102 | 248.6493 | 0
| 248.8551 | 0.00026732 | 378.9439 | 0.85092 | 346.4088 | 0 | 248.8551 | 0 | 248.8551 | 0 | 249.1725 | -2.7633e-05 | 248.8551 | 0
| 249.061 | -0.00022586 | 379.023 | 0.84784 | 346.5224 | 0.0003468 | 249.061 | 0 | 249.061 | 0 | 249.3792 | -0.00030469 | 249.061 | 0
| 249.2669 | -7.6511e-05 | 379.1021 | 0.82779 | 346.636 | 0 | 249.2669 | 0 | 249.2669 | 0 | 249.5859 | 0.00060067 | 249.2669 | 0
| 249.4728 | -0.001371 | 379.1812 | 0.82184 | 346.7496 | 0 | 249.4728 | 0 | 249.4728 | 0 | 249.7927 | -2.7664e-05 | 249.4728 | 0
| 249.6787 | -0.00037885 | 379.2603 | 0.8028 | 346.8631 | 0 | 249.6787 | 0 | 249.6787 | 0 | 249.9995 | 0.00020987 | 249.6787 | 0
| 249.8846 | -0.0003203 | 379.3394 | 0.80375 | 346.9767 | 0.0013005 | 249.8846 | 0 | 249.8846 | 0 | 250.2063 | 0.00012078 | 249.8846 | 0
| 250.0905 | 7.8454e-05 | 379.4185 | 0.79321 | 347.0903 | 0 | 250.0905 | 0 | 250.0905 | 0 | 250.4131 | 0.00092728 | 250.0905 | 0
| 250.2965 | -8.6455e-05 | 379.4976 | 0.78752 | 347.2038 | 0.00017341 | 250.2965 | 0 | 250.2965 | 0 | 250.6199 | -4.7416e-05 | 250.2965 | 0
| 250.5025 | -6.1843e-05 | 379.5767 | 0.768 | 347.3174 | 0 | 250.5025 | 0 | 250.5025 | 0 | 250.8268 | 0.00067984 | 250.5025 | 0
| 250.7085 | -0.00064788 | 379.6558 | 0.76311 | 347.431 | 0.00015606 | 250.7085 | 0 | 250.7085 | 0 | 251.0336 | 0.00020987 | 250.7085 | 0
| 250.9145 | 0.00017157 | 379.7349 | 0.75074 | 347.5445 | 0 | 250.9145 | 0 | 250.9145 | 0 | 251.2405 | 0.00019007 | 250.9145 | 0
| 251.1205 | 0.0004095 | 379.8141 | 0.74457 | 347.6581 | 8.6698e-05 | 251.1205 | 0 | 251.1205 | 0 | 251.4474 | -0.00034428 | 251.1205 | 0
| 251.3266 | -0.00064786 | 379.8932 | 0.73131 | 347.7716 | 0.00019118 | 251.3266 | 0 | 251.3266 | 0 | 251.6543 | 0.00026429 | 251.3266 | 0
| 251.5326 | -0.00013885 | 379.9723 | 0.7331 | 347.8852 | 6.9356e-05 | 251.5326 | 0 | 251.5326 | 0 | 251.8613 | -7.2152e-05 | 251.5326 | 0
| 251.7387 | 0.00081549 | 380.0514 | 0.72525 | 347.9987 | 0.00029547 | 251.7387 | 0 | 251.7387 | 0 | 252.0682 | 0.00056109 | 251.7387 | 0
| 251.9448 | -0.00057157 | 380.1305 | 0.72716 | 348.1123 | 0.00091902 | 251.9448 | 0 | 251.9448 | 0 | 252.2752 | -0.00024037 | 251.9448 | 0
| 252.1509 | 0.00074057 | 380.2097 | 0.71242 | 348.2258 | 0.00059094 | 252.1509 | 0 | 252.1509 | 0 | 252.4821 | 0.00093718 | 252.1509 | 0
| 252.3571 | 0.00018856 | 380.2888 | 0.70889 | 348.3394 | 0 | 252.3571 | 0 | 252.3571 | 0 | 252.6891 | -0.00026014 | 252.3571 | 0
| 252.5632 | 0.00055767 | 380.3679 | 0.69474 | 348.4529 | 0.00033023 | 252.5632 | 0 | 252.5632 | 0 | 252.8961 | 0.00039293 | 252.5632 | 0
| 252.7694 | -0.00014498 | 380.447 | 0.68546 | 348.5664 | 6.9356e-05 | 252.7694 | 0 | 252.7694 | 0 | 253.1032 | -0.0004086 | 252.7694 | 0
| 252.9756 | 0.00061825 | 380.5262 | 0.67163 | 348.68 | 0 | 252.9756 | 0 | 252.9756 | 0 | 253.3102 | 0.00038793 | 252.9756 | 0
| 253.1818 | 0.0001705 | 380.6053 | 0.66915 | 348.7935 | 0 | 253.1818 | 0 | 253.1818 | 0 | 253.5173 | 0.00038301 | 253.1818 | 0
| 253.3881 | -0.00027724 | 380.6844 | 0.65551 | 348.907 | 0.00027809 | 253.3881 | 0 | 253.3881 | 0 | 253.7243 | 0.00075903 | 253.3881 | 0
| 253.5943 | -0.00055132 | 380.7636 | 0.65939 | 349.0205 | 0.00057222 | 253.5943 | 0 | 253.5943 | 0 | 253.9314 | -0.00037397 | 253.5943 | 0
| 253.8006 | 0.0006893 | 380.8427 | 0.64156 | 349.1341 | 0.00045189 | 253.8006 | 0 | 253.8006 | 0 | 254.1385 | -0.00017605 | 253.8006 | 0
| 254.0068 | -0.00041051 | 380.9219 | 0.63991 | 349.2476 | 0.00041617 | 254.0068 | 0 | 254.0068 | 0 | 254.3457 | -9.1898e-05 | 254.0068 | 0
| 254.2131 | 0.00075891 | 381.001 | 0.6285 | 349.3611 | 0 | 254.2131 | 0 | 254.2131 | 0 | 254.5528 | 0.00039778 | 254.2131 | 0
| 254.4195 | -7.2625e-05 | 381.0801 | 0.62908 | 349.4746 | 0.00064159 | 254.4195 | 0 | 254.4195 | 0 | 254.76 | -0.00013642 | 254.4195 | 0
| 254.6258 | -0.0010676 | 381.1593 | 0.61467 | 349.5881 | 0 | 254.6258 | 0 | 254.6258 | 0 | 254.9671 | 0.00048691 | 254.6258 | 0
| 254.8321 | -0.00058551 | 381.2384 | 0.61125 | 349.7016 | 0 | 254.8321 | 0 | 254.8321 | 0 | 255.1743 | -0.00023052 | 254.8321 | 0
| 255.0385 | 0.00031878 | 381.3176 | 0.60135 | 349.8151 | 0 | 255.0385 | 0 | 255.0385 | 0 | 255.3815 | 0.00063534 | 255.0385 | 0
| 255.2449 | -0.000224 | 381.3967 | 0.59813 | 349.9286 | 0 | 255.2449 | 0 | 255.2449 | 0 | 255.5888 | -7.2129e-05 | 255.2449 | 0
| 255.4513 | 0.00012875 | 381.4759 | 0.58328 | 350.0421 | 0 | 255.4513 | 0 | 255.4513 | 0 | 255.796 | 0.00053143 | 255.4513 | 0
| 255.6577 | 0.00011164 | 381.5551 | 0.58467 | 350.1556 | 0.00019074 | 255.6577 | 0 | 255.6577 | 0 | 256.0032 | 0.00043745 | 255.6577 | 0
| 255.8642 | 0.0013578 | 381.6342 | 0.57636 | 350.2691 | 0 | 255.8642 | 0 | 255.8642 | 0 | 256.2105 | 0.0012686 | 255.8642 | 0
| 256.0706 | -0.00066236 | 381.7134 | 0.58056 | 350.3826 | 0.0010404 | 256.0706 | 0 | 256.0706 | 0 | 256.4178 | -0.00015127 | 256.0706 | 0
| 256.2771 | -0.00023275 | 381.7926 | 0.56593 | 350.4961 | 0 | 256.2771 | 0 | 256.2771 | 0 | 256.6251 | 0.00081839 | 256.2771 | 0
| 256.4836 | -6.0596e-05 | 381.8717 | 0.56462 | 350.6096 | 0 | 256.4836 | 0 | 256.4836 | 0 | 256.8324 | -0.00030472 | 256.4836 | 0
| 256.6901 | 0.00066246 | 381.9509 | 0.55179 | 350.7231 | 0 | 256.6901 | 0 | 256.6901 | 0 | 257.0398 | 0.00014557 | 256.6901 | 0
| 256.8966 | -0.00043767 | 382.0301 | 0.54329 | 350.8366 | 0.00057222 | 256.8966 | 0 | 256.8966 | 0 | 257.2471 | -0.0001711 | 256.8966 | 0
| 257.1032 | 2.0965e-05 | 382.1092 | 0.52355 | 350.9501 | 0 | 257.1032 | 0 | 257.1032 | 0 | 257.4545 | 0.00059081 | 257.1032 | 0
| 257.3098 | -0.0009633 | 382.1884 | 0.52485 | 351.0635 | 0.00032946 | 257.3098 | 0 | 257.3098 | 0 | 257.6619 | -0.00073023 | 257.3098 | 0
| 257.5163 | 3.6071e-05 | 382.2676 | 0.5054 | 351.177 | 0.00013905 | 257.5163 | 0 | 257.5163 | 0 | 257.8693 | 0.00088271 | 257.5163 | 0
| 257.7229 | 0.00010543 | 382.3468 | 0.51353 | 351.2905 | 0.00086701 | 257.7229 | 0 | 257.7229 | 0 | 258.0767 | 0.00010594 | 257.7229 | 0
| 257.9296 | -0.00074859 | 382.426 | 0.49828 | 351.404 | 0.0014252 | 257.9296 | 0 | 257.9296 | 0 | 258.2841 | 0.00027908 | 257.9296 | 0
| 258.1362 | 0.00045789 | 382.5052 | 0.49689 | 351.5174 | 0.00041617 | 258.1362 | 0 | 258.1362 | 0 | 258.4916 | -0.00025029 | 258.1362 | 0
| 258.3428 | -0.00032765 | 382.5843 | 0.48552 | 351.6309 | 0 | 258.3428 | 0 | 258.3428 | 0 | 258.699 | 0.0005166 | 258.3428 | 0
| 258.5495 | -2.5482e-05 | 382.6635 | 0.48278 | 351.7444 | 0 | 258.5495 | 0 | 258.5495 | 0 | 258.9065 | -0.00025029 | 258.5495 | 0
| 258.7562 | 0.00016484 | 382.7427 | 0.46336 | 351.8578 | 0.00019118 | 258.7562 | 0 | 258.7562 | 0 | 259.114 | 0.00035827 | 258.7562 | 0
| 258.9629 | -0.00041441 | 382.8219 | 0.46625 | 351.9713 | 0.00038148 | 258.9629 | 0 | 258.9629 | 0 | 259.3215 | 0.00012577 | 258.9629 | 0
| 259.1696 | 0.00012346 | 382.9011 | 0.45099 | 352.0847 | 0 | 259.1696 | 0 | 259.1696 | 0 | 259.5291 | 0.0010756 | 259.1696 | 0
| 259.3764 | 0.00040384 | 382.9803 | 0.4534 | 352.1982 | 0 | 259.3764 | 0 | 259.3764 | 0 | 259.7366 | 3.1699e-05 | 259.3764 | 0
| 259.5831 | 5.3957e-05 | 383.0595 | 0.44191 | 352.3116 | 0.00036499 | 259.5831 | 0 | 259.5831 | 0 | 259.9442 | 0.001046 | 259.5831 | 0
| 259.7899 | -0.00032607 | 383.1387 | 0.44399 | 352.4251 | 0.00024276 | 259.7899 | 0 | 259.7899 | 0 | 260.1518 | -0.00024039 | 259.7899 | 0
| 259.9967 | -0.00029531 | 383.2179 | 0.43067 | 352.5385 | 0.00090379 | 259.9967 | 0 | 259.9967 | 0 | 260.3593 | 0.00062547 | 259.9967 | 0
| 260.2035 | -0.00037873 | 383.2971 | 0.43592 | 352.652 | 0.00052021 | 260.2035 | 0 | 260.2035 | 0 | 260.567 | -0.00018597 | 260.2035 | 0
| 260.4103 | 0.00045481 | 383.3764 | 0.41933 | 352.7654 | 0 | 260.4103 | 0 | 260.4103 | 0 | 260.7746 | 0.0014962 | 260.4103 | 0
| 260.6172 | -0.00051918 | 383.4556 | 0.42518 | 352.8789 | 8.6698e-05 | 260.6172 | 0 | 260.6172 | 0 | 260.9822 | 6.9592e-06 | 260.6172 | 0
| 260.8241 | 0.0007921 | 383.5348 | 0.40937 | 352.9923 | 0.00060832 | 260.8241 | 0 | 260.8241 | 0 | 261.1899 | -0.00016121 | 260.8241 | 0
| 261.0309 | -0.00068594 | 383.614 | 0.41362 | 353.1057 | 0.00091902 | 261.0309 | 0 | 261.0309 | 0 | 261.3976 | 6.9968e-06 | 261.0309 | 0
| 261.2378 | 0.0014219 | 383.6932 | 0.39593 | 353.2192 | 0 | 261.2378 | 0 | 261.2378 | 0 | 261.6053 | 0.00059083 | 261.2378 | 0
| 261.4448 | -1.7922e-05 | 383.7724 | 0.40334 | 353.3326 | 0.00012138 | 261.4448 | 0 | 261.4448 | 0 | 261.813 | -1.274e-05 | 261.4448 | 0
| 261.6517 | 0.0001308 | 383.8517 | 0.38843 | 353.446 | 0 | 261.6517 | 0 | 261.6517 | 0 | 262.0207 | 0.0010509 | 261.6517 | 0
| 261.8586 | 0.00037022 | 383.9309 | 0.39394 | 353.5594 | 0.00057222 | 261.8586 | 0 | 261.8586 | 0 | 262.2284 | 0.00047208 | 261.8586 | 0
| 262.0656 | 0.00050512 | 384.0101 | 0.3749 | 353.6729 | 0 | 262.0656 | 0 | 262.0656 | 0 | 262.4362 | 0.00075406 | 262.0656 | 0
| 262.2726 | 2.753e-05 | 384.0893 | 0.37751 | 353.7863 | 0.00067626 | 262.2726 | 0 | 262.2726 | 0 | 262.644 | 0.00052158 | 262.2726 | 0
| 262.4796 | -0.00015682 | 384.1686 | 0.36456 | 353.8997 | 0.00033023 | 262.4796 | 0 | 262.4796 | 0 | 262.8517 | 0.0011103 | 262.4796 | 0
| 262.6866 | -0.00061927 | 384.2478 | 0.3696 | 354.0131 | 0.00095371 | 262.6866 | 0 | 262.6866 | 0 | 263.0596 | 0.00020984 | 262.6866 | 0
| 262.8937 | 0.00056746 | 384.327 | 0.35596 | 354.1265 | 0 | 262.8937 | 0 | 262.8937 | 0 | 263.2674 | 0.00097176 | 262.8937 | 0
| 263.1007 | 0.00046175 | 384.4063 | 0.3595 | 354.2399 | 0 | 263.1007 | 0 | 263.1007 | 0 | 263.4752 | -0.00018101 | 263.1007 | 0
| 263.3078 | 0.00014685 | 384.4855 | 0.35111 | 354.3533 | 0 | 263.3078 | 0 | 263.3078 | 0 | 263.6831 | 0.00037313 | 263.3078 | 0
| 263.5149 | 1.8055e-05 | 384.5648 | 0.35368 | 354.4667 | 0.00055488 | 263.5149 | 0 | 263.5149 | 0 | 263.891 | 0.00016041 | 263.5149 | 0
| 263.722 | 0.0015811 | 384.644 | 0.33751 | 354.5801 | 5.2137e-05 | 263.722 | 0 | 263.722 | 0 | 264.0988 | 0.0006947 | 263.722 | 0
| 263.9291 | 0.00041126 | 384.7232 | 0.3396 | 354.6935 | 0.00027745 | 263.9291 | 0 | 263.9291 | 0 | 264.3067 | 0.00014551 | 263.9291 | 0
| 264.1363 | 0.00094309 | 384.8025 | 0.33148 | 354.8069 | 0 | 264.1363 | 0 | 264.1363 | 0 | 264.5146 | 0.00087279 | 264.1363 | 0
| 264.3434 | -0.00066763 | 384.8817 | 0.32969 | 354.9203 | 0.0004335 | 264.3434 | 0 | 264.3434 | 0 | 264.7226 | -6.2259e-05 | 264.3434 | 0
| 264.5506 | 0.00058911 | 384.961 | 0.31701 | 355.0337 | 0 | 264.5506 | 0 | 264.5506 | 0 | 264.9305 | 0.0012191 | 264.5506 | 0
| 264.7578 | -0.0011645 | 385.0403 | 0.3202 | 355.1471 | 0.0013872 | 264.7578 | 0 | 264.7578 | 0 | 265.1385 | -2.764e-05 | 264.7578 | 0
| 264.965 | 0.00024028 | 385.1195 | 0.3088 | 355.2605 | 0.00010428 | 264.965 | 0 | 264.965 | 0 | 265.3465 | 0.00082335 | 264.965 | 0
| 265.1723 | -0.0011915 | 385.1988 | 0.31841 | 355.3739 | 0.00086701 | 265.1723 | 0 | 265.1723 | 0 | 265.5545 | -0.0003047 | 265.1723 | 0
| 265.3795 | 0.00034 | 385.278 | 0.30122 | 355.4873 | 0.00039975 | 265.3795 | 0 | 265.3795 | 0 | 265.7625 | 0.00065018 | 265.3795 | 0
| 265.5868 | -0.00058772 | 385.3573 | 0.30566 | 355.6007 | 0.00050287 | 265.5868 | 0 | 265.5868 | 0 | 265.9706 | 0.00038793 | 265.5868 | 0
| 265.7941 | -1.5345e-05 | 385.4366 | 0.29074 | 355.714 | 0 | 265.7941 | 0 | 265.7941 | 0 | 266.1786 | -4.7405e-05 | 265.7941 | 0
| 266.0014 | -0.00034456 | 385.5158 | 0.29728 | 355.8274 | 0.0010057 | 266.0014 | 0 | 266.0014 | 0 | 266.3867 | 0.00045231 | 266.0014 | 0
| 266.2087 | 5.4397e-05 | 385.5951 | 0.27851 | 355.9408 | 0 | 266.2087 | 0 | 266.2087 | 0 | 266.5947 | 9.1096e-05 | 266.2087 | 0
| 266.4161 | 0.00022497 | 385.6744 | 0.28502 | 356.0542 | 0.0011444 | 266.4161 | 0 | 266.4161 | 0 | 266.8028 | -0.00026512 | 266.4161 | 0
| 266.6234 | 0.00039646 | 385.7536 | 0.2674 | 356.1675 | 0.0003476 | 266.6234 | 0 | 266.6234 | 0 | 267.011 | 0.00060074 | 266.6234 | 0
| 266.8308 | -0.0010691 | 385.8329 | 0.28257 | 356.2809 | 0.00081498 | 266.8308 | 0 | 266.8308 | 0 | 267.2191 | -0.00070048 | 266.8308 | 0
| 267.0382 | 1.7845e-05 | 385.9122 | 0.26011 | 356.3943 | 0 | 267.0382 | 0 | 267.0382 | 0 | 267.4272 | 0.00079362 | 267.0382 | 0
| 267.2456 | 0.00011312 | 385.9915 | 0.2643 | 356.5076 | 0.00065893 | 267.2456 | 0 | 267.2456 | 0 | 267.6354 | 0.00016037 | 267.2456 | 0
| 267.453 | 0.00048805 | 386.0708 | 0.25494 | 356.621 | 0.00053879 | 267.453 | 0 | 267.453 | 0 | 267.8436 | 0.0004325 | 267.453 | 0
| 267.6605 | -0.00027224 | 386.15 | 0.25497 | 356.7344 | 0.00052021 | 267.6605 | 0 | 267.6605 | 0 | 268.0518 | 0.00019006 | 267.6605 | 0
| 267.8679 | 0.00040665 | 386.2293 | 0.24426 | 356.8477 | 0 | 267.8679 | 0 | 267.8679 | 0 | 268.2599 | 0.00087777 | 267.8679 | 0
| 268.0754 | -0.00084739 | 386.3086 | 0.2518 | 356.9611 | 0.0018034 | 268.0754 | 0 | 268.0754 | 0 | 268.4682 | 0.00014062 | 268.0754 | 0
| 268.2829 | 0.0012882 | 386.3879 | 0.23885 | 357.0744 | 0 | 268.2829 | 0 | 268.2829 | 0 | 268.6764 | 0.0011054 | 268.2829 | 0
| 268.4904 | -0.00011687 | 386.4672 | 0.24322 | 357.1878 | 0 | 268.4904 | 0 | 268.4904 | 0 | 268.8847 | 0.0001356 | 268.4904 | 0
| 268.6979 | 0.00048411 | 386.5465 | 0.23303 | 357.3011 | 0 | 268.6979 | 0 | 268.6979 | 0 | 269.093 | 0.00023462 | 268.6979 | 0
| 268.9055 | -0.0007509 | 386.6258 | 0.23658 | 357.4145 | 0.00095371 | 268.9055 | 0 | 268.9055 | 0 | 269.3012 | 5.1545e-05 | 268.9055 | 0
| 269.113 | 0.00025581 | 386.7051 | 0.23102 | 357.5278 | 3.4765e-05 | 269.113 | 0 | 269.113 | 0 | 269.5096 | 0.00073425 | 269.113 | 0
| 269.3206 | -0.00051682 | 386.7844 | 0.2289 | 357.6411 | 0 | 269.3206 | 0 | 269.3206 | 0 | 269.7179 | -7.2107e-05 | 269.3206 | 0
| 269.5282 | 0.0013668 | 386.8637 | 0.22053 | 357.7545 | 0.00041713 | 269.5282 | 0 | 269.5282 | 0 | 269.9262 | 0.00057102 | 269.5282 | 0
| 269.7359 | -8.933e-05 | 386.943 | 0.22299 | 357.8678 | 0.0006936 | 269.7359 | 0 | 269.7359 | 0 | 270.1346 | 0.00016039 | 269.7359 | 0
| 269.9435 | -0.00017591 | 387.0223 | 0.20693 | 357.9811 | 0 | 269.9435 | 0 | 269.9435 | 0 | 270.3429 | 0.00078377 | 269.9435 | 0
| 270.1511 | -6.6935e-05 | 387.1016 | 0.21393 | 358.0945 | 0.00036414 | 270.1511 | 0 | 270.1511 | 0 | 270.5513 | 0.00019999 | 270.1511 | 0
| 270.3588 | 0.00099678 | 387.1809 | 0.19338 | 358.2078 | 0.00067784 | 270.3588 | 0 | 270.3588 | 0 | 270.7597 | 0.00018017 | 270.3588 | 0
| 270.5665 | 0.00023838 | 387.2602 | 0.2025 | 358.3211 | 0.00038148 | 270.5665 | 0 | 270.5665 | 0 | 270.9681 | 0.00025441 | 270.5665 | 0
| 270.7742 | 9.9502e-05 | 387.3396 | 0.19117 | 358.4345 | 0 | 270.7742 | 0 | 270.7742 | 0 | 271.1766 | 0.00051653 | 270.7742 | 0
| 270.9819 | -0.00080888 | 387.4189 | 0.19822 | 358.5478 | 0.00064159 | 270.9819 | 0 | 270.9819 | 0 | 271.385 | 0.00032364 | 270.9819 | 0
| 271.1897 | 0.00022753 | 387.4982 | 0.18544 | 358.6611 | 0.00029547 | 271.1897 | 0 | 271.1897 | 0 | 271.5935 | 0.00038306 | 271.1897 | 0
| 271.3974 | -0.00056076 | 387.5775 | 0.194 | 358.7744 | 0.00022542 | 271.3974 | 0 | 271.3974 | 0 | 271.802 | 0.00018511 | 271.3974 | 0
| 271.6052 | 3.3538e-05 | 387.6569 | 0.17744 | 358.8877 | 0 | 271.6052 | 0 | 271.6052 | 0 | 272.0105 | 0.00072441 | 271.6052 | 0
| 271.813 | -0.0013966 | 387.7362 | 0.19161 | 359.0011 | 0.0011271 | 271.813 | 0 | 271.813 | 0 | 272.219 | -7.2172e-05 | 271.813 | 0
| 272.0208 | -0.00022764 | 387.8155 | 0.1723 | 359.1144 | 0 | 272.0208 | 0 | 272.0208 | 0 | 272.4275 | 0.00040778 | 272.0208 | 0
| 272.2286 | -0.00043782 | 387.8948 | 0.18085 | 359.2277 | 0.00095371 | 272.2286 | 0 | 272.2286 | 0 | 272.6361 | 0.00034832 | 272.2286 | 0
| 272.4365 | 0.00068001 | 387.9742 | 0.16177 | 359.341 | 0.0002607 | 272.4365 | 0 | 272.4365 | 0 | 272.8446 | 0.00080846 | 272.4365 | 0
| 272.6443 | -0.00013172 | 388.0535 | 0.17296 | 359.4543 | 0.00019074 | 272.6443 | 0 | 272.6443 | 0 | 273.0532 | 0.00011097 | 272.6443 | 0
| 272.8522 | 0.00029904 | 388.1328 | 0.15916 | 359.5676 | 0.00012167 | 272.8522 | 0 | 272.8522 | 0 | 273.2618 | 0.00086293 | 272.8522 | 0
| 273.0601 | -0.00090354 | 388.2122 | 0.16747 | 359.6809 | 0.00095371 | 273.0601 | 0 | 273.0601 | 0 | 273.4704 | 3.6657e-05 | 273.0601 | 0
| 273.268 | 0.00044487 | 388.2915 | 0.15708 | 359.7942 | 0 | 273.268 | 0 | 273.268 | 0 | 273.679 | 0.00077389 | 273.268 | 0
| 273.476 | 0.00016371 | 388.3709 | 0.16031 | 359.9075 | 0 | 273.476 | 0 | 273.476 | 0 | 273.8877 | -0.0001414 | 273.476 | 0
| 273.6839 | 0.00094681 | 388.4502 | 0.14735 | 360.0208 | 0 | 273.6839 | 0 | 273.6839 | 0 | 274.0963 | 0.0010014 | 273.6839 | 0
| 273.8919 | -0.00076735 | 388.5296 | 0.1547 | 360.1341 | 0 | 273.8919 | 0 | 273.8919 | 0 | 274.305 | 0.00012076 | 273.8919 | 0
| 274.0999 | 0.00058039 | 388.6089 | 0.14273 | 360.2474 | 0 | 274.0999 | 0 | 274.0999 | 0 | 274.5137 | 0.0010361 | 274.0999 | 0
| 274.3079 | -0.00060657 | 388.6883 | 0.15424 | 360.3606 | 0.00020808 | 274.3079 | 0 | 274.3079 | 0 | 274.7224 | -0.00061145 | 274.3079 | 0
| 274.5159 | 0.0011044 | 388.7676 | 0.13833 | 360.4739 | 0.00041713 | 274.5159 | 0 | 274.5159 | 0 | 274.9312 | 0.00051661 | 274.5159 | 0
| 274.7239 | -0.00038079 | 388.847 | 0.14485 | 360.5872 | 0 | 274.7239 | 0 | 274.7239 | 0 | 275.1399 | 0.00021479 | 274.7239 | 0
| 274.932 | 0.0004104 | 388.9263 | 0.13761 | 360.7005 | 0 | 274.932 | 0 | 274.932 | 0 | 275.3486 | 0.00055121 | 274.932 | 0
| 275.14 | -0.00017622 | 389.0057 | 0.14255 | 360.8138 | 0 | 275.14 | 0 | 275.14 | 0 | 275.5574 | -0.00012163 | 275.14 | 0
| 275.3481 | 0.00091154 | 389.0851 | 0.1345 | 360.9271 | 0 | 275.3481 | 0 | 275.3481 | 0 | 275.7662 | 0.00094207 | 275.3481 | 0
| 275.5562 | -0.0016659 | 389.1644 | 0.14094 | 361.0403 | 5.2025e-05 | 275.5562 | 0 | 275.5562 | 0 | 275.975 | 0.00016039 | 275.5562 | 0
| 275.7644 | 0.00055005 | 389.2438 | 0.13115 | 361.1536 | 0 | 275.7644 | 0 | 275.7644 | 0 | 276.1838 | 0.00064033 | 275.7644 | 0
| 275.9725 | -0.00058787 | 389.3231 | 0.13829 | 361.2669 | 0.00053755 | 275.9725 | 0 | 275.9725 | 0 | 276.3926 | -0.00056192 | 275.9725 | 0
| 276.1807 | 0.00015097 | 389.4025 | 0.11873 | 361.3801 | 0.00043451 | 276.1807 | 0 | 276.1807 | 0 | 276.6015 | 2.1844e-05 | 276.1807 | 0
| 276.3888 | -0.00037018 | 389.4819 | 0.13496 | 361.4934 | 0 | 276.3888 | 0 | 276.3888 | 0 | 276.8104 | -8.7028e-05 | 276.3888 | 0
| 276.597 | 0.00098636 | 389.5613 | 0.11976 | 361.6067 | 0 | 276.597 | 0 | 276.597 | 0 | 277.0193 | 0.0013082 | 276.597 | 0
| 276.8052 | -0.00053924 | 389.6406 | 0.13047 | 361.7199 | 0.00090168 | 276.8052 | 0 | 276.8052 | 0 | 277.2281 | 0.00011088 | 276.8052 | 0
| 277.0135 | 0.0008751 | 389.72 | 0.11729 | 361.8332 | 0 | 277.0135 | 0 | 277.0135 | 0 | 277.4371 | 0.00079865 | 277.0135 | 0
| 277.2217 | -0.00029863 | 389.7994 | 0.1273 | 361.9465 | 0 | 277.2217 | 0 | 277.2217 | 0 | 277.646 | -2.2662e-05 | 277.2217 | 0
| 277.43 | 0.0005278 | 389.8788 | 0.11616 | 362.0597 | 0 | 277.43 | 0 | 277.43 | 0 | 277.8549 | 0.0009619 | 277.43 | 0
| 277.6383 | -0.00045814 | 389.9582 | 0.13159 | 362.173 | 0.00091902 | 277.6383 | 0 | 277.6383 | 0 | 278.0639 | 6.1454e-05 | 277.6383 | 0
| 277.8465 | 0.00063735 | 390.0376 | 0.12435 | 362.2862 | 0 | 277.8465 | 0 | 277.8465 | 0 | 278.2729 | 0.00081841 | 277.8465 | 0
| 278.0549 | -0.00063533 | 390.1169 | 0.11371 | 362.3995 | 0.00058956 | 278.0549 | 0 | 278.0549 | 0 | 278.4819 | -6.2301e-05 | 278.0549 | 0
| 278.2632 | 0.00073446 | 390.1963 | 0.11998 | 362.5127 | 0.00053879 | 278.2632 | 0 | 278.2632 | 0 | 278.6909 | 0.0006601 | 278.2632 | 0
| 278.4715 | -0.00025436 | 390.2757 | 0.10454 | 362.626 | 0.00036414 | 278.4715 | 0 | 278.4715 | 0 | 278.8999 | -4.7416e-05 | 278.4715 | 0
| 278.6799 | -0.00029368 | 390.3551 | 0.11887 | 362.7392 | 0.0002607 | 278.6799 | 0 | 278.6799 | 0 | 279.1089 | 0.00066008 | 278.6799 | 0
| 278.8883 | -0.0006545 | 390.4345 | 0.10314 | 362.8524 | 1.7342e-05 | 278.8883 | 0 | 278.8883 | 0 | 279.318 | -2.2708e-05 | 278.8883 | 0
| 279.0967 | 0.00049596 | 390.5139 | 0.11466 | 362.9657 | 0.0007126 | 279.0967 | 0 | 279.0967 | 0 | 279.5271 | 0.00161 | 279.0967 | 0
| 279.3051 | -0.00015376 | 390.5933 | 0.10197 | 363.0789 | 0.00058956 | 279.3051 | 0 | 279.3051 | 0 | 279.7362 | 1.6929e-05 | 279.3051 | 0
| 279.5135 | -8.7408e-05 | 390.6727 | 0.1121 | 363.1922 | 0 | 279.5135 | 0 | 279.5135 | 0 | 279.9453 | 0.00037311 | 279.5135 | 0
| 279.722 | -0.00016786 | 390.7521 | 0.09561 | 363.3054 | 0.00039883 | 279.722 | 0 | 279.722 | 0 | 280.1544 | -0.00013153 | 279.722 | 0
| 279.9305 | 0.00026732 | 390.8315 | 0.10856 | 363.4186 | 0.00036499 | 279.9305 | 0 | 279.9305 | 0 | 280.3635 | 0.00050672 | 279.9305 | 0
| 280.1389 | -0.00067881 | 390.911 | 0.09652 | 363.5318 | 0.00052021 | 280.1389 | 0 | 280.1389 | 0 | 280.5727 | -0.00014639 | 280.1389 | 0
| 280.3474 | 0.00040636 | 390.9904 | 0.10711 | 363.6451 | 0.00010428 | 280.3474 | 0 | 280.3474 | 0 | 280.7819 | 0.00098169 | 280.3474 | 0
| 280.556 | -0.0012518 | 391.0698 | 0.09428 | 363.7583 | 6.9356e-05 | 280.556 | 0 | 280.556 | 0 | 280.9911 | 0.00039784 | 280.556 | 0
| 280.7645 | 0.0007283 | 391.1492 | 0.10683 | 363.8715 | 0 | 280.7645 | 0 | 280.7645 | 0 | 281.2003 | 0.00066993 | 280.7645 | 0
| 280.9731 | 5.4566e-05 | 391.2286 | 0.08949 | 363.9847 | 0 | 280.9731 | 0 | 280.9731 | 0 | 281.4095 | 6.1438e-05 | 280.9731 | 0
| 281.1816 | 0.00062492 | 391.308 | 0.10244 | 364.098 | 0 | 281.1816 | 0 | 281.1816 | 0 | 281.6187 | 0.00067982 | 281.1816 | 0
| 281.3902 | 0.00031726 | 391.3875 | 0.08851 | 364.2112 | 0.00019074 | 281.3902 | 0 | 281.3902 | 0 | 281.8279 | -2.2676e-05 | 281.3902 | 0
| 281.5988 | 0.00064207 | 391.4669 | 0.10174 | 364.3244 | 0 | 281.5988 | 0 | 281.5988 | 0 | 282.0372 | 0.00099157 | 281.5988 | 0
| 281.8075 | 0.00015257 | 391.5463 | 0.08699 | 364.4376 | 0.0002601 | 281.8075 | 0 | 281.8075 | 0 | 282.2465 | 0.00062541 | 281.8075 | 0
| 282.0161 | 0.00054939 | 391.6257 | 0.09451 | 364.5508 | 0.00060832 | 282.0161 | 0 | 282.0161 | 0 | 282.4558 | 0.00075902 | 282.0161 | 0
| 282.2247 | -0.0013525 | 391.7052 | 0.08457 | 364.664 | 0.00058956 | 282.2247 | 0 | 282.2247 | 0 | 282.6651 | -0.00022555 | 282.2247 | 0
| 282.4334 | 3.3305e-05 | 391.7846 | 0.09316 | 364.7772 | 0 | 282.4334 | 0 | 282.4334 | 0 | 282.8744 | -0.00015626 | 282.4334 | 0
| 282.6421 | -0.00093477 | 391.864 | 0.0836 | 364.8904 | 0.0013872 | 282.6421 | 0 | 282.6421 | 0 | 283.0838 | -0.00014144 | 282.6421 | 0
| 282.8508 | 0.00091467 | 391.9435 | 0.08923 | 365.0036 | 0.00038237 | 282.8508 | 0 | 282.8508 | 0 | 283.2931 | 0.00084313 | 282.8508 | 0
| 283.0596 | -0.00022285 | 392.0229 | 0.08102 | 365.1168 | 0.00045084 | 283.0596 | 0 | 283.0596 | 0 | 283.5025 | -0.00014638 | 283.0596 | 0
| 283.2683 | 0.0010598 | 392.1023 | 0.08987 | 365.23 | 0 | 283.2683 | 0 | 283.2683 | 0 | 283.7119 | 0.00046712 | 283.2683 | 0
| 283.4771 | -0.00049566 | 392.1818 | 0.07224 | 365.3432 | 0.0015086 | 283.4771 | 0 | 283.4771 | 0 | 283.9213 | 0.00069475 | 283.4771 | 0
| 283.6858 | 0.0011117 | 392.2612 | 0.08216 | 365.4564 | 0 | 283.6858 | 0 | 283.6858 | 0 | 284.1307 | 0.00068481 | 283.6858 | 0
| 283.8946 | -0.00012167 | 392.3407 | 0.07026 | 365.5696 | 0.00027745 | 283.8946 | 0 | 283.8946 | 0 | 284.3402 | -0.00032449 | 283.8946 | 0
| 284.1034 | -5.6808e-06 | 392.4201 | 0.08535 | 365.6828 | 0.00041713 | 284.1034 | 0 | 284.1034 | 0 | 284.5496 | 0.00041761 | 284.1034 | 0
| 284.3123 | -0.00049004 | 392.4996 | 0.07526 | 365.796 | 0.00052021 | 284.3123 | 0 | 284.3123 | 0 | 284.7591 | -0.00029974 | 284.3123 | 0
| 284.5211 | -0.0012739 | 392.579 | 0.08163 | 365.9092 | 0 | 284.5211 | 0 | 284.5211 | 0 | 284.9686 | 0.00061553 | 284.5211 | 0
| 284.73 | -0.00011102 | 392.6585 | 0.06876 | 366.0224 | 0.0013872 | 284.73 | 0 | 284.73 | 0 | 285.1781 | -0.00010185 | 284.73 | 0
| 284.9389 | 0.000179 | 392.7379 | 0.07819 | 366.1356 | 0 | 284.9389 | 0 | 284.9389 | 0 | 285.3876 | 0.00088766 | 284.9389 | 0
| 285.1478 | -0.00087771 | 392.8174 | 0.0631 | 366.2488 | 0.00022542 | 285.1478 | 0 | 285.1478 | 0 | 285.5971 | -0.00044814 | 285.1478 | 0
| 285.3567 | 0.00059925 | 392.8968 | 0.07262 | 366.3619 | 0 | 285.3567 | 0 | 285.3567 | 0 | 285.8067 | 0.00088766 | 285.3567 | 0
| 285.5656 | -0.00032394 | 392.9763 | 0.06055 | 366.4751 | 0 | 285.5656 | 0 | 285.5656 | 0 | 286.0163 | -2.7606e-05 | 285.5656 | 0
| 285.7746 | -6.446e-05 | 393.0558 | 0.07549 | 366.5883 | 0.00036499 | 285.7746 | 0 | 285.7746 | 0 | 286.2258 | 0.00084314 | 285.7746 | 0
| 285.9835 | 6.6878e-05 | 393.1352 | 0.06043 | 366.7015 | 0.0011444 | 285.9835 | 0 | 285.9835 | 0 | 286.4354 | -0.00015628 | 285.9835 | 0
| 286.1925 | 0.00027236 | 393.2147 | 0.0659 | 366.8146 | 0.00015642 | 286.1925 | 0 | 286.1925 | 0 | 286.6451 | -1.7753e-05 | 286.1925 | 0
| 286.4015 | -0.00034925 | 393.2942 | 0.06263 | 366.9278 | 8.6698e-05 | 286.4015 | 0 | 286.4015 | 0 | 286.8547 | -0.00042841 | 286.4015 | 0
| 286.6105 | 0.00034603 | 393.3736 | 0.07129 | 367.041 | 0.00081688 | 286.6105 | 0 | 286.6105 | 0 | 287.0643 | 0.00080854 | 286.6105 | 0
| 286.8196 | 0.00025604 | 393.4531 | 0.05902 | 367.1541 | 0 | 286.8196 | 0 | 286.8196 | 0 | 287.274 | 0.0010658 | 286.8196 | 0
| 287.0286 | -0.00030738 | 393.5326 | 0.0735 | 367.2673 | 0.00027809 | 287.0286 | 0 | 287.0286 | 0 | 287.4836 | 0.000388 | 287.0286 | 0
| 287.2377 | 0.00038772 | 393.6121 | 0.06144 | 367.3805 | 0.00058956 | 287.2377 | 0 | 287.2377 | 0 | 287.6934 | 0.00013561 | 287.2377 | 0
| 287.4468 | 0.00053695 | 393.6916 | 0.06603 | 367.4936 | 0.00039975 | 287.4468 | 0 | 287.4468 | 0 | 287.903 | 0.00011581 | 287.4468 | 0
| 287.6559 | 0.00047514 | 393.771 | 0.0531 | 367.6068 | 0 | 287.6559 | 0 | 287.6559 | 0 | 288.1128 | -0.00024037 | 287.6559 | 0
| 287.865 | 0.0005675 | 393.8505 | 0.06846 | 367.72 | 0 | 287.865 | 0 | 287.865 | 0 | 288.3225 | 0.00048694 | 287.865 | 0
| 288.0741 | -0.0003777 | 393.93 | 0.05501 | 367.8331 | 0.00027745 | 288.0741 | 0 | 288.0741 | 0 | 288.5323 | -0.00017611 | 288.0741 | 0
| 288.2833 | 0.0009127 | 394.0095 | 0.066 | 367.9463 | 0 | 288.2833 | 0 | 288.2833 | 0 | 288.742 | 0.00074419 | 288.2833 | 0
| 288.4925 | -6.7036e-05 | 394.089 | 0.05468 | 368.0594 | 0.00072829 | 288.4925 | 0 | 288.4925 | 0 | 288.9518 | -2.2678e-05 | 288.4925 | 0
| 288.7017 | 0.00055839 | 394.1685 | 0.05913 | 368.1726 | 0 | 288.7017 | 0 | 288.7017 | 0 | 289.1617 | 0.00022967 | 288.7017 | 0
| 288.9109 | -0.0016726 | 394.248 | 0.04996 | 368.2857 | 0.0014566 | 288.9109 | 0 | 288.9109 | 0 | 289.3715 | -2.9043e-06 | 288.9109 | 0
| 289.1201 | -0.00010534 | 394.3275 | 0.06032 | 368.3989 | 0.00013905 | 289.1201 | 0 | 289.1201 | 0 | 289.5813 | 0.00094211 | 289.1201 | 0
| 289.3293 | 0.0012074 | 394.407 | 0.05048 | 368.512 | 0.00072829 | 289.3293 | 0 | 289.3293 | 0 | 289.7911 | -0.00015131 | 289.3293 | 0
| 289.5386 | 0.00063758 | 394.4865 | 0.05965 | 368.6251 | 0.00048665 | 289.5386 | 0 | 289.5386 | 0 | 290.001 | 0.00042751 | 289.5386 | 0
| 289.7479 | -0.00064885 | 394.566 | 0.05374 | 368.7383 | 0.00050287 | 289.7479 | 0 | 289.7479 | 0 | 290.2109 | -0.00011173 | 289.7479 | 0
| 289.9572 | 0.00022059 | 394.6455 | 0.06145 | 368.8514 | 0.00095592 | 289.9572 | 0 | 289.9572 | 0 | 290.4208 | 0.00072438 | 289.9572 | 0
| 290.1665 | -0.00022859 | 394.725 | 0.04828 | 368.9646 | 0.0015953 | 290.1665 | 0 | 290.1665 | 0 | 290.6307 | -0.00035412 | 290.1665 | 0
| 290.3758 | 0.00048103 | 394.8045 | 0.06143 | 369.0777 | 0.0010254 | 290.3758 | 0 | 290.3758 | 0 | 290.8406 | 0.00096186 | 290.3758 | 0
| 290.5851 | 0.0010211 | 394.884 | 0.04498 | 369.1908 | 0 | 290.5851 | 0 | 290.5851 | 0 | 291.0506 | 0.00015046 | 290.5851 | 0
| 290.7945 | 0.00029198 | 394.9635 | 0.06138 | 369.304 | 0.00057355 | 290.7945 | 0 | 290.7945 | 0 | 291.2605 | 0.00057102 | 290.7945 | 0
| 291.0039 | -0.00061092 | 395.043 | 0.0455 | 369.4171 | 0.00032946 | 291.0039 | 0 | 291.0039 | 0 | 291.4705 | -2.7634e-05 | 291.0039 | 0
| 291.2133 | 0.001152 | 395.1225 | 0.05569 | 369.5302 | 0.00041713 | 291.2133 | 0 | 291.2133 | 0 | 291.6805 | 0.0002247 | 291.2133 | 0
| 291.4227 | -5.3471e-05 | 395.2021 | 0.04393 | 369.6434 | 0.00091902 | 291.4227 | 0 | 291.4227 | 0 | 291.8905 | 0.00037806 | 291.4227 | 0
| 291.6321 | 0.00027356 | 395.2816 | 0.05484 | 369.7565 | 0.00066046 | 291.6321 | 0 | 291.6321 | 0 | 292.1005 | 0.0015951 | 291.6321 | 0
| 291.8416 | -0.0012583 | 395.3611 | 0.04655 | 369.8696 | 0.0012832 | 291.8416 | 0 | 291.8416 | 0 | 292.3106 | 0.00047206 | 291.8416 | 0
| 292.051 | 0.00028653 | 395.4406 | 0.05546 | 369.9827 | 0.00057355 | 292.051 | 0 | 292.051 | 0 | 292.5206 | 0.00055128 | 292.051 | 0
| 292.2605 | -0.00035554 | 395.5202 | 0.04157 | 370.0958 | 0.0010577 | 292.2605 | 0 | 292.2605 | 0 | 292.7307 | 0.00033851 | 292.2605 | 0
| 292.47 | 0.0012479 | 395.5997 | 0.05367 | 370.209 | 0.00039975 | 292.47 | 0 | 292.47 | 0 | 292.9408 | 0.00095193 | 292.47 | 0
| 292.6795 | -0.00060541 | 395.6792 | 0.03993 | 370.3221 | 0.001578 | 292.6795 | 0 | 292.6795 | 0 | 293.1509 | -0.00026514 | 292.6795 | 0
| 292.889 | 0.00030101 | 395.7588 | 0.05565 | 370.4352 | 0.0011123 | 292.889 | 0 | 292.889 | 0 | 293.361 | 0.0003583 | 292.889 | 0
| 293.0986 | 0.00088525 | 395.8383 | 0.04315 | 370.5483 | 0.0018727 | 293.0986 | 0 | 293.0986 | 0 | 293.5711 | -9.6877e-05 | 293.0986 | 0
| 293.3082 | 0.0012632 | 395.9178 | 0.05354 | 370.6614 | 0.001599 | 293.3082 | 0 | 293.3082 | 0 | 293.7813 | 0.00074422 | 293.3082 | 0
| 293.5177 | 0.00034943 | 395.9974 | 0.04127 | 370.7745 | 0.0019074 | 293.5177 | 0 | 293.5177 | 0 | 293.9915 | -3.753e-05 | 293.5177 | 0
| 293.7273 | -0.00040937 | 396.0769 | 0.05336 | 370.8876 | 0.0018597 | 293.7273 | 0 | 293.7273 | 0 | 294.2016 | 0.00059571 | 293.7273 | 0
| 293.9369 | -2.9174e-05 | 396.1565 | 0.03822 | 371.0007 | 0.0012485 | 293.9369 | 0 | 293.9369 | 0 | 294.4118 | -0.00032444 | 293.9369 | 0
| 294.1466 | 0.0005689 | 396.236 | 0.05862 | 371.1138 | 0.0018771 | 294.1466 | 0 | 294.1466 | 0 | 294.622 | 0.00093216 | 294.1466 | 0
| 294.3562 | 0.00020329 | 396.3155 | 0.03786 | 371.2269 | 0.0024276 | 294.3562 | 0 | 294.3562 | 0 | 294.8323 | -0.00063621 | 294.3562 | 0
| 294.5659 | 0.0007415 | 396.3951 | 0.05928 | 371.34 | 0.0023116 | 294.5659 | 0 | 294.5659 | 0 | 295.0425 | 0.00067494 | 294.5659 | 0
| 294.7756 | -0.00051091 | 396.4746 | 0.04192 | 371.4531 | 0.0033466 | 294.7756 | 0 | 294.7756 | 0 | 295.2528 | 0.00011586 | 294.7756 | 0
| 294.9853 | 0.00026056 | 396.5542 | 0.05574 | 371.5662 | 0.0024854 | 294.9853 | 0 | 294.9853 | 0 | 295.463 | 0.00049181 | 294.9853 | 0
| 295.195 | 0.00035415 | 396.6337 | 0.03631 | 371.6793 | 0.0032426 | 295.195 | 0 | 295.195 | 0 | 295.6733 | -0.00029479 | 295.195 | 0
| 295.4047 | 0.00036354 | 396.7133 | 0.0469 | 371.7924 | 0.002694 | 295.4047 | 0 | 295.4047 | 0 | 295.8836 | 0.00069468 | 295.4047 | 0
| 295.6145 | -5.0679e-05 | 396.7928 | 0.03236 | 371.9055 | 0.0044044 | 295.6145 | 0 | 295.6145 | 0 | 296.094 | 0.00031374 | 295.6145 | 0
| 295.8242 | 0.00066812 | 396.8724 | 0.04291 | 372.0186 | 0.0039627 | 295.8242 | 0 | 295.8242 | 0 | 296.3043 | 0.00068485 | 295.8242 | 0
| 296.034 | 6.6952e-05 | 396.952 | 0.03686 | 372.1317 | 0.0043003 | 296.034 | 0 | 296.034 | 0 | 296.5146 | -0.0004284 | 296.034 | 0
| 296.2438 | -5.8691e-05 | 397.0315 | 0.04732 | 372.2448 | 0.0052663 | 296.2438 | 0 | 296.2438 | 0 | 296.725 | 0.00057101 | 296.2438 | 0
| 296.4537 | -0.00074148 | 397.1111 | 0.03578 | 372.3579 | 0.005913 | 296.4537 | 0 | 296.4537 | 0 | 296.9354 | -3.7524e-05 | 296.4537 | 0
| 296.6635 | 9.0346e-06 | 397.1907 | 0.04817 | 372.471 | 0.0065524 | 296.6635 | 0 | 296.6635 | 0 | 297.1458 | 0.00060564 | 296.6635 | 0
| 296.8733 | -0.00029334 | 397.2702 | 0.03195 | 372.584 | 0.0071095 | 296.8733 | 0 | 296.8733 | 0 | 297.3562 | -0.00032446 | 296.8733 | 0
| 297.0832 | -6.9789e-06 | 397.3498 | 0.04804 | 372.6971 | 0.0078733 | 297.0832 | 0 | 297.0832 | 0 | 297.5667 | 0.00079858 | 297.0832 | 0
| 297.2931 | -0.00014303 | 397.4294 | 0.02547 | 372.8102 | 0.0093116 | 297.2931 | 0 | 297.2931 | 0 | 297.7771 | -0.00031952 | 297.2931 | 0
| 297.503 | 0.0010353 | 397.509 | 0.04253 | 372.9233 | 0.008499 | 297.503 | 0 | 297.503 | 0 | 297.9876 | 0.00097672 | 297.503 | 0
| 297.7129 | -0.00029635 | 397.5885 | 0.03023 | 373.0363 | 0.011653 | 297.7129 | 0 | 297.7129 | 0 | 298.1981 | 0.00033361 | 297.7129 | 0
| 297.9229 | 0.00018144 | 397.6681 | 0.04062 | 373.1494 | 0.011123 | 297.9229 | 0 | 297.9229 | 0 | 298.4085 | 0.0011004 | 297.9229 | 0
| 298.1328 | -0.00021003 | 397.7477 | 0.02462 | 373.2625 | 0.013699 | 298.1328 | 0 | 298.1328 | 0 | 298.619 | 0.00019501 | 298.1328 | 0
| 298.3428 | 0.00028177 | 397.8273 | 0.04232 | 373.3756 | 0.014217 | 298.3428 | 0 | 298.3428 | 0 | 298.8296 | 0.00035326 | 298.3428 | 0
| 298.5528 | -0.00041239 | 397.9069 | 0.02604 | 373.4886 | 0.017756 | 298.5528 | 0 | 298.5528 | 0 | 299.0401 | -0.00062635 | 298.5528 | 0
| 298.7628 | 0.00042226 | 397.9865 | 0.0417 | 373.6017 | 0.019935 | 298.7628 | 0 | 298.7628 | 0 | 299.2507 | 0.00062546 | 298.7628 | 0
| 298.9728 | 0.00073497 | 398.0661 | 0.02492 | 373.7148 | 0.02145 | 298.9728 | 0 | 298.9728 | 0 | 299.4612 | 0.00058581 | 298.9728 | 0
| 299.1828 | 6.5007e-05 | 398.1456 | 0.04205 | 373.8278 | 0.02435 | 299.1828 | 0 | 299.1828 | 0 | 299.6718 | 0.00071448 | 299.1828 | 0
| 299.3929 | -0.0007279 | 398.2252 | 0.02512 | 373.9409 | 0.028802 | 299.3929 | 0 | 299.3929 | 0 | 299.8824 | -0.00021562 | 299.3929 | 0
| 299.603 | 0.000427 | 398.3048 | 0.03669 | 374.054 | 0.028591 | 299.603 | 0 | 299.603 | 0 | 300.0931 | 0.00070461 | 299.603 | 0
| 299.8131 | -0.0013905 | 398.3844 | 0.02391 | 374.167 | 0.036484 | 299.8131 | 0 | 299.8131 | 0 | 300.3037 | 5.644e-05 | 299.8131 | 0
| 300.0232 | 0.0013955 | 398.464 | 0.03142 | 374.2801 | 0.037802 | 300.0232 | 0 | 300.0232 | 0 | 300.5143 | 0.00080352 | 300.0232 | 0
| 300.2333 | 0.0002168 | 398.5436 | 0.02715 | 374.3931 | 0.040507 | 300.2333 | 0 | 300.2333 | 0 | 300.725 | 0.00092229 | 300.2333 | 0
| 300.4434 | 0.0011128 | 398.6232 | 0.03333 | 374.5062 | 0.042756 | 300.4434 | 0 | 300.4434 | 0 | 300.9357 | 0.0002296 | 300.4434 | 0
| 300.6536 | 2.5032e-05 | 398.7028 | 0.0186 | 374.6192 | 0.050009 | 300.6536 | 0 | 300.6536 | 0 | 301.1464 | 0.00058099 | 300.6536 | 0
| 300.8638 | 0.00057515 | 398.7824 | 0.03247 | 374.7323 | 0.052906 | 300.8638 | 0 | 300.8638 | 0 | 301.3571 | 0.00062052 | 300.8638 | 0
| 301.0739 | 0.00079013 | 398.8621 | 0.0181 | 374.8453 | 0.056043 | 301.0739 | 0 | 301.0739 | 0 | 301.5678 | 3.17e-05 | 301.0739 | 0
| 301.2842 | 0.00046144 | 398.9417 | 0.0361 | 374.9584 | 0.061892 | 301.2842 | 0 | 301.2842 | 0 | 301.7786 | 0.00034834 | 301.2842 | 0
| 301.4944 | -0.00021296 | 399.0213 | 0.02228 | 375.0714 | 0.06506 | 301.4944 | 0 | 301.4944 | 0 | 301.9893 | 8.6246e-05 | 301.4944 | 0
| 301.7046 | 0.00051033 | 399.1009 | 0.03018 | 375.1845 | 0.07378 | 301.7046 | 0 | 301.7046 | 0 | 302.2001 | 0.00095693 | 301.7046 | 0
| 301.9149 | 0.00023263 | 399.1805 | 0.01623 | 375.2975 | 0.078291 | 301.9149 | 0 | 301.9149 | 0 | 302.4109 | 0.0003286 | 301.9149 | 0
| 302.1252 | 0.00048763 | 399.2601 | 0.03272 | 375.4106 | 0.083982 | 302.1252 | 0 | 302.1252 | 0 | 302.6217 | 0.00096189 | 302.1252 | 0
| 302.3354 | -0.00014381 | 399.3397 | 0.01835 | 375.5236 | 0.09296 | 302.3354 | 0 | 302.3354 | 0 | 302.8326 | -0.00013153 | 302.3354 | 0
| 302.5458 | 0.0012477 | 399.4194 | 0.02879 | 375.6366 | 0.093628 | 302.5458 | 0 | 302.5458 | 0 | 303.0434 | 0.00070953 | 302.5458 | 0
| 302.7561 | -0.00030199 | 399.499 | 0.01728 | 375.7497 | 0.098735 | 302.7561 | 0 | 302.7561 | 0 | 303.2542 | -0.00059168 | 302.7561 | 0
| 302.9664 | -0.00019397 | 399.5786 | 0.03218 | 375.8627 | 0.10128 | 302.9664 | 0 | 302.9664 | 0 | 303.4651 | 0.0010658 | 302.9664 | 0
| 303.1768 | -0.00056933 | 399.6582 | 0.01579 | 375.9757 | 0.11197 | 303.1768 | 0 | 303.1768 | 0 | 303.676 | 0.00032369 | 303.1768 | 0
| 303.3872 | 0.00086708 | 399.7379 | 0.02727 | 376.0888 | 0.11713 | 303.3872 | 0 | 303.3872 | 0 | 303.8869 | 0.00057599 | 303.3872 | 0
| 303.5975 | -0.0006873 | 399.8175 | 0.01261 | 376.2018 | 0.12298 | 303.5975 | 0 | 303.5975 | 0 | 304.0978 | -0.00032938 | 303.5975 | 0
| 303.808 | -0.00054069 | 399.8971 | 0.03596 | 376.3148 | 0.12669 | 303.808 | 0 | 303.808 | 0 | 304.3087 | 0.0016843 | 303.808 | 0
| 304.0184 | 0.00014787 | 399.9768 | 0.01356 | 376.4279 | 0.13446 | 304.0184 | 0 | 304.0184 | 0 | 304.5197 | -0.00025031 | 304.0184 | 0
| 304.2288 | 0.0022321 | 400.0564 | 0.02753 | 376.5409 | 0.13979 | 304.2288 | 0 | 304.2288 | 0 | 304.7307 | 0.00074917 | 304.2288 | 0
| 304.4393 | -0.00078741 | 400.136 | 0.01275 | 376.6539 | 0.14351 | 304.4393 | 0 | 304.4393 | 0 | 304.9416 | 8.1198e-05 | 304.4393 | 0
| 304.6498 | 0.00017087 | 400.2157 | 0.03107 | 376.7669 | 0.14954 | 304.6498 | 0 | 304.6498 | 0 | 305.1526 | 0.00046712 | 304.6498 | 0
| 304.8603 | -0.00040906 | 400.2953 | 0.01477 | 376.88 | 0.15722 | 304.8603 | 0 | 304.8603 | 0 | 305.3636 | 0.00019995 | 304.8603 | 0
| 305.0708 | 0.00086148 | 400.375 | 0.02886 | 376.993 | 0.16518 | 305.0708 | 0 | 305.0708 | 0 | 305.5746 | 0.00058591 | 305.0708 | 0
| 305.2813 | -0.00093401 | 400.4546 | 0.01842 | 377.106 | 0.16914 | 305.2813 | 0 | 305.2813 | 0 | 305.7857 | 0.00036818 | 305.2813 | 0
| 305.4918 | 0.00055136 | 400.5343 | 0.03012 | 377.219 | 0.17756 | 305.4918 | 0 | 305.4918 | 0 | 305.9967 | 0.00092236 | 305.4918 | 0
| 305.7024 | -0.00014652 | 400.6139 | 0.01548 | 377.332 | 0.18285 | 305.7024 | 0 | 305.7024 | 0 | 306.2078 | 0.00020496 | 305.7024 | 0
| 305.913 | -0.00029058 | 400.6936 | 0.02851 | 377.445 | 0.19103 | 305.913 | 0 | 305.913 | 0 | 306.4189 | 0.00089261 | 305.913 | 0
| 306.1236 | -8.0548e-05 | 400.7732 | 0.01012 | 377.5581 | 0.19801 | 306.1236 | 0 | 306.1236 | 0 | 306.63 | 0.00021473 | 306.1236 | 0
| 306.3342 | 0.00066329 | 400.8529 | 0.03216 | 377.6711 | 0.21049 | 306.3342 | 0 | 306.3342 | 0 | 306.8411 | 0.00059083 | 306.3342 | 0
| 306.5448 | -0.00022668 | 400.9325 | 0.01383 | 377.7841 | 0.21278 | 306.5448 | 0 | 306.5448 | 0 | 307.0522 | 0.000101 | 306.5448 | 0
| 306.7554 | 0.0010097 | 401.0122 | 0.02544 | 377.8971 | 0.2233 | 306.7554 | 0 | 306.7554 | 0 | 307.2634 | 0.0009371 | 306.7554 | 0
| 306.9661 | 0.00019402 | 401.0919 | 0.01211 | 378.0101 | 0.22958 | 306.9661 | 0 | 306.9661 | 0 | 307.4745 | 0.00042752 | 306.9661 | 0
| 307.1768 | 0.00018214 | 401.1715 | 0.02529 | 378.1231 | 0.24284 | 307.1768 | 0 | 307.1768 | 0 | 307.6857 | 0.0011004 | 307.1768 | 0
| 307.3875 | 4.6569e-05 | 401.2512 | 0.00986 | 378.2361 | 0.25571 | 307.3875 | 0 | 307.3875 | 0 | 307.8969 | -0.00023541 | 307.3875 | 0
| 307.5982 | 0.0002763 | 401.3309 | 0.02923 | 378.3491 | 0.26168 | 307.5982 | 0 | 307.5982 | 0 | 308.1082 | 0.0003583 | 307.5982 | 0
| 307.8089 | 0.00025456 | 401.4105 | 0.00839 | 378.4621 | 0.27432 | 307.8089 | 0 | 307.8089 | 0 | 308.3194 | 0.00027416 | 307.8089 | 0
| 308.0197 | 0.00020021 | 401.4902 | 0.02361 | 378.5751 | 0.27863 | 308.0197 | 0 | 308.0197 | 0 | 308.5306 | 0.00036325 | 308.0197 | 0
| 308.2304 | -0.00027632 | 401.5699 | 0.00897 | 378.6881 | 0.29064 | 308.2304 | 0 | 308.2304 | 0 | 308.7419 | -8.698e-05 | 308.2304 | 0
| 308.4412 | -0.00011884 | 401.6495 | 0.0209 | 378.8011 | 0.29974 | 308.4412 | 0 | 308.4412 | 0 | 308.9532 | 0.0009767 | 308.4412 | 0
| 308.652 | -2.4047e-05 | 401.7292 | 0.00639 | 378.9141 | 0.31601 | 308.652 | 0 | 308.652 | 0 | 309.1644 | 0.00029398 | 308.652 | 0
| 308.8628 | 0.00021318 | 401.8089 | 0.0227 | 379.0271 | 0.32915 | 308.8628 | 0 | 308.8628 | 0 | 309.3757 | 0.00076399 | 308.8628 | 0
| 309.0736 | 0.00060766 | 401.8886 | 0.00686 | 379.1401 | 0.34226 | 309.0736 | 0 | 309.0736 | 0 | 309.5871 | 7.6257e-05 | 309.0736 | 0
| 309.2845 | 0.00018994 | 401.9683 | 0.03235 | 379.2531 | 0.35566 | 309.2845 | 0 | 309.2845 | 0 | 309.7984 | 0.00037311 | 309.2845 | 0
| 309.4953 | -0.00047052 | 402.048 | 0.00377 | 379.3661 | 0.36581 | 309.4953 | 0 | 309.4953 | 0 | 310.0097 | -0.00024527 | 309.4953 | 0
| 309.7062 | 0.00015632 | 402.1277 | 0.02578 | 379.4791 | 0.38588 | 309.7062 | 0 | 309.7062 | 0 | 310.2211 | 0.00059579 | 309.7062 | 0
| 309.9171 | 0.00044721 | 402.2073 | 0.01056 | 379.592 | 0.39882 | 309.9171 | 0 | 309.9171 | 0 | 310.4325 | -0.00030469 | 309.9171 | 0
| 310.128 | 0.00095061 | 402.287 | 0.02398 | 379.705 | 0.42066 | 310.128 | 0 | 310.128 | 0 | 310.6439 | 0.0001406 | 310.128 | 0
| 310.3389 | -0.00069743 | 402.3667 | 0.00426 | 379.818 | 0.42969 | 310.3389 | 0 | 310.3389 | 0 | 310.8553 | -0.00025527 | 310.3389 | 0
| 310.5499 | 1.4094e-05 | 402.4464 | 0.01847 | 379.931 | 0.44522 | 310.5499 | 0 | 310.5499 | 0 | 311.0667 | 0.00067989 | 310.5499 | 0
| 310.7609 | -0.00075956 | 402.5261 | 0.00047278 | 380.044 | 0.46173 | 310.7609 | 0 | 310.7609 | 0 | 311.2782 | 0.00020489 | 310.7609 | 0
| 310.9718 | -0.00013335 | 402.6058 | 0.03091 | 380.157 | 0.48074 | 310.9718 | 0 | 310.9718 | 0 | 311.4896 | 0.00020983 | 310.9718 | 0
| 311.1828 | -0.00072299 | 402.6855 | 0.00746 | 380.2699 | 0.49704 | 311.1828 | 0 | 311.1828 | 0 | 311.7011 | -0.0002008 | 311.1828 | 0
| 311.3938 | 0.00094645 | 402.7652 | 0.01947 | 380.3829 | 0.51437 | 311.3938 | 0 | 311.3938 | 0 | 311.9126 | 0.00040778 | 311.3938 | 0
| 311.6049 | -5.0257e-05 | 402.8449 | 0.00369 | 380.4959 | 0.53494 | 311.6049 | 0 | 311.6049 | 0 | 312.1241 | -0.0001365 | 311.6049 | 0
| 311.8159 | 0.00072318 | 402.9246 | 0.02045 | 380.6089 | 0.55682 | 311.8159 | 0 | 311.8159 | 0 | 312.3356 | 0.0012489 | 311.8159 | 0
| 312.027 | 0.0002545 | 403.0043 | -0.0008763 | 380.7218 | 0.57802 | 312.027 | 0 | 312.027 | 0 | 312.5471 | 0.00029896 | 312.027 | 0
| 312.238 | 0.00011745 | 403.084 | 0.0247 | 380.8348 | 0.59203 | 312.238 | 0 | 312.238 | 0 | 312.7587 | -7.2205e-05 | 312.238 | 0
| 312.4491 | -0.00023588 | 403.1637 | 0.00164 | 380.9478 | 0.61356 | 312.4491 | 0 | 312.4491 | 0 | 312.9703 | 0.00054628 | 312.4491 | 0
| 312.6603 | 0.00044891 | 403.2435 | 0.02288 | 381.0608 | 0.6316 | 312.6603 | 0 | 312.6603 | 0 | 313.1819 | 0.00066501 | 312.6603 | 0
| 312.8714 | -0.0011216 | 403.3232 | 0.00151 | 381.1737 | 0.6548 | 312.8714 | 0 | 312.8714 | 0 | 313.3934 | 0.00058591 | 312.8714 | 0
| 313.0825 | 0.00020916 | 403.4029 | 0.02254 | 381.2867 | 0.66791 | 313.0825 | 0 | 313.0825 | 0 | 313.605 | 0.00054636 | 313.0825 | 0
| 313.2937 | 9.2103e-06 | 403.4826 | 0.00217 | 381.3997 | 0.68736 | 313.2937 | 0 | 313.2937 | 0 | 313.8167 | -0.0002453 | 313.2937 | 0
| 313.5049 | 0.00089742 | 403.5623 | 0.01804 | 381.5126 | 0.69445 | 313.5049 | 0 | 313.5049 | 0 | 314.0283 | 0.00049183 | 313.5049 | 0
| 313.7161 | -0.00046732 | 403.6421 | 0.00641 | 381.6256 | 0.71899 | 313.7161 | 0 | 313.7161 | 0 | 314.24 | 0.00037312 | 313.7161 | 0
| 313.9273 | 0.00064108 | 403.7218 | 0.02973 | 381.7385 | 0.73304 | 313.9273 | 0 | 313.9273 | 0 | 314.4517 | 0.00066998 | 313.9273 | 0
| 314.1385 | 0.0004409 | 403.8015 | 0.00593 | 381.8515 | 0.75052 | 314.1385 | 0 | 314.1385 | 0 | 314.6634 | 0.00049676 | 314.1385 | 0
| 314.3497 | -9.8199e-05 | 403.8812 | 0.01981 | 381.9645 | 0.75834 | 314.3497 | 0 | 314.3497 | 0 | 314.8751 | 0.00062049 | 314.3497 | 0
| 314.561 | -0.00056008 | 403.961 | -0.00416 | 382.0774 | 0.77906 | 314.561 | 0 | 314.561 | 0 | 315.0868 | 0.00055618 | 314.561 | 0
| 314.7723 | 0.00069025 | 404.0407 | 0.02077 | 382.1904 | 0.79283 | 314.7723 | 0 | 314.7723 | 0 | 315.2985 | 0.00088762 | 314.7723 | 0
| 314.9836 | 0.00043719 | 404.1204 | 0.00826 | 382.3033 | 0.81124 | 314.9836 | 0 | 314.9836 | 0 | 315.5103 | 0.0001703 | 314.9836 | 0
| 315.1949 | 0.00020301 | 404.2002 | 0.02429 | 382.4163 | 0.81617 | 315.1949 | 0 | 315.1949 | 0 | 315.722 | 0.001521 | 315.1949 | 0
| 315.4062 | -0.00075472 | 404.2799 | -0.00654 | 382.5292 | 0.83215 | 315.4062 | 0 | 315.4062 | 0 | 315.9338 | -0.00068071 | 315.4062 | 0
| 315.6176 | 0.00086456 | 404.3596 | 0.0127 | 382.6422 | 0.8401 | 315.6176 | 0 | 315.6176 | 0 | 316.1456 | 0.0014566 | 315.6176 | 0
| 315.8289 | 0.00042269 | 404.4394 | 0.00421 | 382.7551 | 0.85161 | 315.8289 | 0 | 315.8289 | 0 | 316.3574 | -0.00016616 | 315.8289 | 0
| 316.0403 | -0.00080045 | 404.5191 | 0.0182 | 382.8681 | 0.86982 | 316.0403 | 0 | 316.0403 | 0 | 316.5692 | -0.00017109 | 316.0403 | 0
| 316.2517 | -0.0012367 | 404.5989 | -0.00335 | 382.981 | 0.8788 | 316.2517 | 0 | 316.2517 | 0 | 316.7811 | -0.00026015 | 316.2517 | 0
| 316.4631 | 0.00018492 | 404.6786 | 0.03167 | 383.094 | 0.888 | 316.4631 | 0 | 316.4631 | 0 | 316.993 | 0.00077394 | 316.4631 | 0
| 316.6745 | -0.00022963 | 404.7584 | 0.00696 | 383.2069 | 0.89981 | 316.6745 | 0 | 316.6745 | 0 | 317.2048 | -0.0004729 | 316.6745 | 0
| 316.886 | 0.00047937 | 404.8381 | 0.0222 | 383.3199 | 0.90675 | 316.886 | 0 | 316.886 | 0 | 317.4167 | 0.00089754 | 316.886 | 0
| 317.0974 | -0.00081382 | 404.9179 | -0.00172 | 383.4328 | 0.90831 | 317.0974 | 0 | 317.0974 | 0 | 317.6286 | 3.6692e-05 | 317.0974 | 0
| 317.3089 | 0.00046835 | 404.9976 | 0.01978 | 383.5458 | 0.91932 | 317.3089 | 0 | 317.3089 | 0 | 317.8405 | 0.00076395 | 317.3089 | 0
| 317.5204 | -0.001626 | 405.0774 | 0.00155 | 383.6587 | 0.91452 | 317.5204 | 0 | 317.5204 | 0 | 318.0525 | -9.1974e-05 | 317.5204 | 0
| 317.7319 | 0.00067858 | 405.1571 | 0.02913 | 383.7716 | 0.9306 | 317.7319 | 0 | 317.7319 | 0 | 318.2644 | 0.00071946 | 317.7319 | 0
| 317.9434 | 0.00064383 | 405.2369 | -0.00108 | 383.8846 | 0.92787 | 317.9434 | 0 | 317.9434 | 0 | 318.4764 | -0.00039379 | 317.9434 | 0
| 318.155 | -0.00010172 | 405.3167 | 0.01884 | 383.9975 | 0.93674 | 318.155 | 0 | 318.155 | 0 | 318.6884 | 0.0013132 | 318.155 | 0
| 318.3665 | 9.9881e-05 | 405.3964 | -0.00124 | 384.1104 | 0.93831 | 318.3665 | 0 | 318.3665 | 0 | 318.9004 | -3.2592e-05 | 318.3665 | 0
| 318.5781 | -4.9352e-05 | 405.4762 | 0.01899 | 384.2234 | 0.94063 | 318.5781 | 0 | 318.5781 | 0 | 319.1124 | 0.00019009 | 318.5781 | 0
| 318.7897 | -4.5332e-06 | 405.5559 | 0.00543 | 384.3363 | 0.9526 | 318.7897 | 0 | 318.7897 | 0 | 319.3244 | 0.00044733 | 318.7897 | 0
| 319.0013 | 0.00022392 | 405.6357 | 0.02069 | 384.4492 | 0.95485 | 319.0013 | 0 | 319.0013 | 0 | 319.5364 | 0.0009767 | 319.0013 | 0
| 319.2129 | -0.0003995 | 405.7155 | 0.00654 | 384.5622 | 0.95939 | 319.2129 | 0 | 319.2129 | 0 | 319.7485 | 0.00060067 | 319.2129 | 0
| 319.4246 | 0.00068404 | 405.7953 | 0.0103 | 384.6751 | 0.94848 | 319.4246 | 0 | 319.4246 | 0 | 319.9606 | 0.00075901 | 319.4246 | 0
| 319.6362 | -0.00049957 | 405.875 | -0.00248 | 384.788 | 0.95898 | 319.6362 | 0 | 319.6362 | 0 | 320.1727 | -0.00041849 | 319.6362 | 0
| 319.8479 | -9.4592e-06 | 405.9548 | 0.01701 | 384.901 | 0.95771 | 319.8479 | 0 | 319.8479 | 0 | 320.3848 | 0.00075409 | 319.8479 | 0
| 320.0596 | -0.00025841 |  |  | 385.0139 | 0.96134 | 320.0596 | 0 | 320.0596 | 0 | 320.5969 | -0.00036406 | 320.0596 | 0
| 320.2713 | 0.00029597 |  |  | 385.1268 | 0.96399 | 320.2713 | 0 | 320.2713 | 0 | 320.809 | 0.0012637 | 320.2713 | 0
| 320.483 | -0.00079427 |  |  | 385.2397 | 0.96772 | 320.483 | 0 | 320.483 | 0 | 321.0212 | -1.2777e-05 | 320.483 | 0
| 320.6948 | 0.000794 |  |  | 385.3526 | 0.97007 | 320.6948 | 0 | 320.6948 | 0 | 321.2333 | 0.00078374 | 320.6948 | 0
| 320.9065 | 0.00056103 |  |  | 385.4656 | 0.97105 | 320.9065 | 0 | 320.9065 | 0 | 321.4455 | 0.00028407 | 320.9065 | 0
| 321.1183 | 0.000579 |  |  | 385.5785 | 0.96482 | 321.1183 | 0 | 321.1183 | 0 | 321.6577 | 0.00086786 | 321.1183 | 0
| 321.3301 | -0.00036993 |  |  | 385.6914 | 0.97493 | 321.3301 | 0 | 321.3301 | 0 | 321.8699 | 0.00019499 | 321.3301 | 0
| 321.5419 | 0.00026541 |  |  | 385.8043 | 0.97553 | 321.5419 | 0 | 321.5419 | 0 | 322.0822 | 0.00064032 | 321.5419 | 0
| 321.7537 | 0.00018365 |  |  | 385.9172 | 0.9775 | 321.7537 | 0 | 321.7537 | 0 | 322.2944 | -0.00022553 | 321.7537 | 0
| 321.9655 | 1.0643e-05 |  |  | 386.0302 | 0.98265 | 321.9655 | 0 | 321.9655 | 0 | 322.5067 | 0.0011153 | 321.9655 | 0
| 322.1774 | -0.00082092 |  |  | 386.1431 | 0.98891 | 322.1774 | 0 | 322.1774 | 0 | 322.7189 | 4.6577e-05 | 322.1774 | 0
| 322.3893 | 0.0007272 |  |  | 386.256 | 0.98769 | 322.3893 | 0 | 322.3893 | 0 | 322.9312 | 0.00068977 | 322.3893 | 0
| 322.6012 | -0.00085087 |  |  | 386.3689 | 0.99463 | 322.6012 | 0 | 322.6012 | 0 | 323.1435 | -0.00031957 | 322.6012 | 0
| 322.8131 | 0.00058401 |  |  | 386.4818 | 0.99249 | 322.8131 | 0 | 322.8131 | 0 | 323.3558 | 0.0009371 | 322.8131 | 0
| 323.025 | -0.00025518 |  |  | 386.5947 | 0.99806 | 323.025 | 0 | 323.025 | 0 | 323.5682 | 0.00017027 | 323.025 | 0
| 323.2369 | 0.00074923 |  |  | 386.7076 | 1 | 323.2369 | 0 | 323.2369 | 0 | 323.7805 | 0.0008283 | 323.2369 | 0
| 323.4489 | 0.0005728 |  |  | 386.8205 | 0.98794 | 323.4489 | 0 | 323.4489 | 0 | 323.9929 | -3.2599e-05 | 323.4489 | 0
| 323.6608 | 1.7467e-06 |  |  | 386.9334 | 0.98596 | 323.6608 | 0 | 323.6608 | 0 | 324.2053 | 0.00095199 | 323.6608 | 0
| 323.8728 | -0.00071472 |  |  | 387.0463 | 0.98544 | 323.8728 | 0 | 323.8728 | 0 | 324.4177 | 0.00019993 | 323.8728 | 0
| 324.0848 | 5.97e-05 |  |  | 387.1592 | 0.9776 | 324.0848 | 0 | 324.0848 | 0 | 324.6301 | 0.00066498 | 324.0848 | 0
| 324.2969 | -9.5751e-05 |  |  | 387.2721 | 0.97132 | 324.2969 | 0 | 324.2969 | 0 | 324.8425 | -0.00032947 | 324.2969 | 0
| 324.5089 | 0.00041016 |  |  | 387.385 | 0.96552 | 324.5089 | 0 | 324.5089 | 0 | 325.0549 | 0.00094708 | 324.5089 | 0
| 324.7209 | 0.00013594 |  |  | 387.4979 | 0.9442 | 324.7209 | 4.9276e-05 | 324.7209 | 0 | 325.2674 | 1.6902e-05 | 324.7209 | 0
| 324.933 | 0.00038088 |  |  | 387.6108 | 0.94035 | 324.933 | 0.00080398 | 324.933 | 0 | 325.4799 | 0.00092723 | 324.933 | 0
| 325.1451 | 0.00012143 |  |  | 387.7237 | 0.92839 | 325.1451 | -0.00023094 | 325.1451 | 0 | 325.6924 | -0.00085882 | 325.1451 | 0
| 325.3572 | 0.001307 |  |  | 387.8366 | 0.90893 | 325.3572 | 0.00098288 | 325.3572 | 0 | 325.9048 | 0.00079861 | 325.3572 | 0
| 325.5693 | -0.00085004 |  |  | 387.9495 | 0.89378 | 325.5693 | -0.0004867 | 325.5693 | 0 | 326.1174 | 0.00010595 | 325.5693 | 0
| 325.7814 | 0.00068941 |  |  | 388.0624 | 0.87319 | 325.7814 | 0.0009059 | 325.7814 | 0 | 326.3299 | 0.001046 | 325.7814 | 0
| 325.9936 | -0.00022112 |  |  | 388.1753 | 0.8643 | 325.9936 | -0.00017257 | 325.9936 | 0 | 326.5424 | 4.6606e-05 | 325.9936 | 0
| 326.2058 | 0.00010848 |  |  | 388.2882 | 0.83751 | 326.2058 | 0.00045137 | 326.2058 | 0 | 326.755 | 0.00070956 | 326.2058 | 0
| 326.4179 | 0.00021066 |  |  | 388.4011 | 0.82092 | 326.4179 | -0.00042692 | 326.4179 | 0 | 326.9676 | 0.00038298 | 326.4179 | 0
| 326.6301 | 0.0005848 |  |  | 388.514 | 0.80534 | 326.6301 | 0.00095339 | 326.6301 | 0 | 327.1802 | 0.0010212 | 326.6301 | 0
| 326.8424 | -0.00042898 |  |  | 388.6269 | 0.78384 | 326.8424 | -0.00058888 | 326.8424 | 0 | 327.3928 | -0.00026509 | 326.8424 | 0
| 327.0546 | 0.00029838 |  |  | 388.7398 | 0.76206 | 327.0546 | 0.00040775 | 327.0546 | 0 | 327.6054 | 0.00077385 | 327.0546 | 0
| 327.2668 | 0.00035313 |  |  | 388.8527 | 0.74479 | 327.2668 | 3.3219e-05 | 327.2668 | 0 | 327.8181 | 0.00054132 | 327.2668 | 0
| 327.4791 | -0.00014314 |  |  | 388.9656 | 0.72904 | 327.4791 | 0.0012408 | 327.4791 | 0 | 328.0307 | 0.00059581 | 327.4791 | 0
| 327.6914 | -0.00060779 |  |  | 389.0784 | 0.70623 | 327.6914 | -0.0011647 | 327.6914 | 0 | 328.2434 | 0.00012578 | 327.6914 | 0
| 327.9037 | 0.0003248 |  |  | 389.1913 | 0.69242 | 327.9037 | 0.001013 | 327.9037 | 0 | 328.4561 | 0.001145 | 327.9037 | 0
| 328.116 | -0.00045285 |  |  | 389.3042 | 0.66572 | 328.116 | -0.00018232 | 328.116 | 0 | 328.6688 | 0.00046704 | 328.116 | 0
| 328.3283 | -0.00012873 |  |  | 389.4171 | 0.64843 | 328.3283 | 0.00026965 | 328.3283 | 0 | 328.8815 | 0.0007887 | 328.3283 | 0
| 328.5407 | -0.00041812 |  |  | 389.53 | 0.62763 | 328.5407 | -0.00052442 | 328.5407 | 0 | 329.0942 | 0.00029394 | 328.5407 | 0
| 328.753 | 0.00025743 |  |  | 389.6429 | 0.60941 | 328.753 | 0.00099571 | 328.753 | 0 | 329.3069 | 0.00029891 | 328.753 | 0
| 328.9654 | -0.00072613 |  |  | 389.7557 | 0.5982 | 328.9654 | -0.00028075 | 328.9654 | 0 | 329.5197 | 0.00070461 | 328.9654 | 0
| 329.1778 | 0.0003534 |  |  | 389.8686 | 0.57041 | 329.1778 | 0.00059993 | 329.1778 | 0 | 329.7325 | 0.0010658 | 329.1778 | 0
| 329.3902 | 0.00029841 |  |  | 389.9815 | 0.5562 | 329.3902 | -0.0004044 | 329.3902 | 0 | 329.9453 | -0.00054709 | 329.3902 | 0
| 329.6027 | 0.00032656 |  |  | 390.0944 | 0.5317 | 329.6027 | 0.00028883 | 329.6027 | 0 | 330.1581 | 0.00064031 | 329.6027 | 0
| 329.8151 | -0.0006169 |  |  | 390.2072 | 0.52766 | 329.8151 | -0.00079128 | 329.8151 | 0 | 330.3709 | -0.00057681 | 329.8151 | 0
| 330.0276 | -0.00033454 |  |  | 390.3201 | 0.50466 | 330.0276 | 0.00075176 | 330.0276 | 0 | 330.5837 | 0.00089756 | 330.0276 | 0
| 330.24 | -0.0002044 |  |  | 390.433 | 0.48809 | 330.24 | -0.00076883 | 330.24 | 0 | 330.7966 | 7.1308e-05 | 330.24 | 0
| 330.4525 | 0.00052236 |  |  | 390.5459 | 0.47768 | 330.4525 | 0.0011469 | 330.4525 | 0 | 331.0095 | 0.00049682 | 330.4525 | 0
| 330.665 | -0.00040946 |  |  | 390.6587 | 0.45969 | 330.665 | -0.00072058 | 330.665 | 0 | 331.2224 | 0.00045717 | 330.665 | 0
| 330.8776 | -0.00059259 |  |  | 390.7716 | 0.45365 | 330.8776 | 0.00064779 | 330.8776 | 0 | 331.4352 | 0.00051659 | 330.8776 | 0
| 331.0901 | -0.000248 |  |  | 390.8845 | 0.44092 | 331.0901 | -0.00033469 | 331.0901 | 0 | 331.6482 | 0.00066501 | 331.0901 | 0
| 331.3027 | 0.0011432 |  |  | 390.9974 | 0.42956 | 331.3027 | 0.00089618 | 331.3027 | 0 | 331.8611 | 0.0011648 | 331.3027 | 0
| 331.5152 | -0.00042777 |  |  | 391.1102 | 0.42102 | 331.5152 | -0.0010667 | 331.5152 | 0 | 332.074 | 0.00052152 | 331.5152 | 0
| 331.7278 | 0.00068238 |  |  | 391.2231 | 0.41352 | 331.7278 | 0.00093256 | 331.7278 | 0 | 332.287 | 0.0012291 | 331.7278 | 0
| 331.9404 | 0.00053209 |  |  | 391.336 | 0.40035 | 331.9404 | 1.3429e-05 | 331.9404 | 0 | 332.4999 | 0.00019993 | 331.9404 | 0
| 332.1531 | 0.00089292 |  |  | 391.4488 | 0.39217 | 332.1531 | 0.00093817 | 332.1531 | 0 | 332.7129 | 0.00087281 | 332.1531 | 0
| 332.3657 | 0.0001543 |  |  | 391.5617 | 0.38235 | 332.3657 | -0.00062119 | 332.3657 | 0 | 332.9259 | 0.00010601 | 332.3657 | 0
| 332.5784 | 0.00090529 |  |  | 391.6745 | 0.37955 | 332.5784 | 0.00042596 | 332.5784 | 0 | 333.1389 | 0.0003583 | 332.5784 | 0
| 332.791 | 0.00037341 |  |  | 391.7874 | 0.37039 | 332.791 | -0.00036197 | 332.791 | 0 | 333.352 | 0.00036324 | 332.791 | 0
| 333.0037 | 0.00074841 |  |  | 391.9003 | 0.362 | 333.0037 | 0.00063415 | 333.0037 | 0 | 333.565 | 0.00097674 | 333.0037 | 0
| 333.2164 | -0.0002668 |  |  | 392.0131 | 0.35936 | 333.2164 | -0.00043118 | 333.2164 | 0 | 333.7781 | 0.0001901 | 333.2164 | 0
| 333.4292 | 0.00025723 |  |  | 392.126 | 0.35972 | 333.4292 | 0.00072036 | 333.4292 | 0 | 333.9912 | 0.00056604 | 333.4292 | 0
| 333.6419 | -0.00019838 |  |  | 392.2389 | 0.35034 | 333.6419 | -0.00035502 | 333.6419 | 0 | 334.2043 | -0.00041847 | 333.6419 | 0
| 333.8546 | 0.00071043 |  |  | 392.3517 | 0.34992 | 333.8546 | 0.00070715 | 333.8546 | 0 | 334.4174 | 0.00062055 | 333.8546 | 0
| 334.0674 | -0.00093361 |  |  | 392.4646 | 0.34646 | 334.0674 | -0.00048058 | 334.0674 | 0 | 334.6305 | 9.613e-05 | 334.0674 | 0
| 334.2802 | -0.0008103 |  |  | 392.5774 | 0.34439 | 334.2802 | 0.00043037 | 334.2802 | 0 | 334.8436 | 0.0011697 | 334.2802 | 0
| 334.493 | 0.00053805 |  |  | 392.6903 | 0.33713 | 334.493 | 0.00010595 | 334.493 | 0 | 335.0568 | -0.00030966 | 334.493 | 0
| 334.7058 | 0.00074479 |  |  | 392.8031 | 0.3323 | 334.7058 | 0.0008008 | 334.7058 | 0 | 335.27 | 0.00079864 | 334.7058 | 0
| 334.9187 | 3.2941e-05 |  |  | 392.916 | 0.33756 | 334.9187 | -0.00045828 | 334.9187 | 0 | 335.4832 | 2.6779e-05 | 334.9187 | 0
| 335.1315 | 0.0025344 |  |  | 393.0288 | 0.33035 | 335.1315 | 0.002045 | 335.1315 | 0 | 335.6964 | 0.0005413 | 335.1315 | 0
| 335.3444 | 0.00036425 |  |  | 393.1417 | 0.32459 | 335.3444 | -1.7172e-05 | 335.3444 | 0 | 335.9096 | -0.00021563 | 335.3444 | 0
| 335.5573 | 0.00033192 |  |  | 393.2545 | 0.31957 | 335.5573 | 0.00033519 | 335.5573 | 0 | 336.1228 | 0.00072438 | 335.5573 | 0
| 335.7702 | -2.9713e-05 |  |  | 393.3674 | 0.31982 | 335.7702 | -0.00054566 | 335.7702 | 0 | 336.336 | 0.00021481 | 335.7702 | 0
| 335.9831 | 0.00081298 |  |  | 393.4802 | 0.31799 | 335.9831 | 0.00044188 | 335.9831 | 0 | 336.5493 | 0.0013626 | 335.9831 | 0
| 336.196 | 0.00031939 |  |  | 393.5931 | 0.31347 | 336.196 | -0.00044 | 336.196 | 0 | 336.7626 | -6.7223e-05 | 336.196 | 0
| 336.409 | 0.0009147 |  |  | 393.7059 | 0.30666 | 336.409 | 0.0013201 | 336.409 | 0 | 336.9759 | 0.00028406 | 336.409 | 0
| 336.6219 | 0.00018857 |  |  | 393.8188 | 0.30482 | 336.6219 | 1.708e-05 | 336.6219 | 0 | 337.1892 | 0.00016038 | 336.6219 | 0
| 336.8349 | 0.00046575 |  |  | 393.9316 | 0.29844 | 336.8349 | 0.00066763 | 336.8349 | 0 | 337.4025 | 0.00047703 | 336.8349 | 0
| 337.0479 | 0.00020059 |  |  | 394.0445 | 0.29145 | 337.0479 | -0.00030352 | 337.0479 | 0 | 337.6158 | 0.00075404 | 337.0479 | 0
| 337.2609 | 0.0012461 |  |  | 394.1573 | 0.28735 | 337.2609 | 0.00066393 | 337.2609 | 0 | 337.8292 | 0.00028895 | 337.2609 | 0
| 337.4739 | 0.00046348 |  |  | 394.2702 | 0.28264 | 337.4739 | 0.00028556 | 337.4739 | 0 | 338.0425 | 0.00040281 | 337.4739 | 0
| 337.687 | 0.00096069 |  |  | 394.383 | 0.27918 | 337.687 | 0.001052 | 337.687 | 0 | 338.2559 | 0.001051 | 337.687 | 0
| 337.9 | 0.00013181 |  |  | 394.4959 | 0.27359 | 337.9 | -0.00063543 | 337.9 | 0 | 338.4693 | -2.7587e-05 | 337.9 | 0
| 338.1131 | 0.00083116 |  |  | 394.6087 | 0.26486 | 338.1131 | 0.00047142 | 338.1131 | 0 | 338.6827 | 0.00058586 | 338.1131 | 0
| 338.3262 | 0.00078819 |  |  | 394.7215 | 0.26208 | 338.3262 | -0.00031667 | 338.3262 | 0 | 338.8961 | -0.00041353 | 338.3262 | 0
| 338.5393 | 0.0013076 |  |  | 394.8344 | 0.25549 | 338.5393 | 0.0011835 | 338.5393 | 0 | 339.1096 | 0.00076893 | 338.5393 | 0
| 338.7524 | 0.000916 |  |  | 394.9472 | 0.25147 | 338.7524 | -0.00010475 | 338.7524 | 0 | 339.323 | 2.1881e-05 | 338.7524 | 0
| 338.9656 | 0.0012207 |  |  | 395.0601 | 0.24499 | 338.9656 | 0.00089011 | 338.9656 | 0 | 339.5365 | 0.001422 | 338.9656 | 0
| 339.1787 | -0.00056293 |  |  | 395.1729 | 0.23746 | 339.1787 | -0.0011548 | 339.1787 | 0 | 339.75 | -0.00031455 | 339.1787 | 0
| 339.3919 | 0.00018386 |  |  | 395.2857 | 0.23582 | 339.3919 | 0.00047512 | 339.3919 | 0 | 339.9635 | 0.0010707 | 339.3919 | 0
| 339.6051 | 0.0013918 |  |  | 395.3986 | 0.23033 | 339.6051 | -0.00010311 | 339.6051 | 0 | 340.177 | 0.00012579 | 339.6051 | 0
| 339.8183 | 0.00072723 |  |  | 395.5114 | 0.22301 | 339.8183 | 0.00046881 | 339.8183 | 0 | 340.3905 | 0.00094207 | 339.8183 | 0
| 340.0315 | 0.00082351 |  |  | 395.6242 | 0.21771 | 340.0315 | 0.00012194 | 340.0315 | 0 | 340.6041 | 0.0002692 | 340.0315 | 0
| 340.2448 | 0.0007223 |  |  | 395.7371 | 0.21155 | 340.2448 | 0.0010848 | 340.2448 | 0 | 340.8177 | 0.00084316 | 340.2448 | 0
| 340.458 | 0.00063523 |  |  | 395.8499 | 0.20942 | 340.458 | -0.00018525 | 340.458 | 0 | 341.0312 | 0.00027919 | 340.458 | 0
| 340.6713 | 0.0013189 |  |  | 395.9627 | 0.19829 | 340.6713 | 0.00060615 | 340.6713 | 0 | 341.2448 | 0.0002247 | 340.6713 | 0
| 340.8846 | 3.0026e-05 |  |  | 396.0756 | 0.19572 | 340.8846 | -0.00044046 | 340.8846 | 0 | 341.4584 | -6.2258e-05 | 340.8846 | 0
| 341.0979 | 0.00099296 |  |  | 396.1884 | 0.18966 | 341.0979 | 0.00052063 | 341.0979 | 0 | 341.672 | 0.00091737 | 341.0979 | 0
| 341.3112 | -0.00020664 |  |  | 396.3012 | 0.18778 | 341.3112 | -0.00038032 | 341.3112 | 0 | 341.8857 | 0.00062545 | 341.3112 | 0
| 341.5246 | -3.8092e-05 |  |  | 396.414 | 0.18131 | 341.5246 | 0.00073521 | 341.5246 | 0 | 342.0993 | 0.00085302 | 341.5246 | 0
| 341.7379 | 0.00028141 |  |  | 396.5269 | 0.17895 | 341.7379 | -0.00045055 | 341.7379 | 0 | 342.313 | 0.00057096 | 341.7379 | 0
| 341.9513 | 0.00025131 |  |  | 396.6397 | 0.17448 | 341.9513 | 0.0010542 | 341.9513 | 0 | 342.5267 | 0.00063534 | 341.9513 | 0
| 342.1647 | 0.00078899 |  |  | 396.7525 | 0.17148 | 342.1647 | -0.00013456 | 342.1647 | 0 | 342.7404 | 0.00035829 | 342.1647 | 0
| 342.3781 | 0.00094574 |  |  | 396.8654 | 0.16477 | 342.3781 | 0.0011433 | 342.3781 | 0 | 342.9541 | 0.00099158 | 342.3781 | 0
| 342.5915 | -0.00030408 |  |  | 396.9782 | 0.16036 | 342.5915 | -0.00058472 | 342.5915 | 0 | 343.1678 | -0.00011669 | 342.5915 | 0
| 342.8049 | 0.00089302 |  |  | 397.091 | 0.15526 | 342.8049 | 0.0012362 | 342.8049 | 0 | 343.3816 | 0.00079857 | 342.8049 | 0
| 343.0183 | 0.00025079 |  |  | 397.2038 | 0.15544 | 343.0183 | -0.00041553 | 343.0183 | 0 | 343.5953 | -8.2033e-05 | 343.0183 | 0
| 343.2318 | 0.0012697 |  |  | 397.3167 | 0.14876 | 343.2318 | 0.0012285 | 343.2318 | 0 | 343.8091 | 0.00057104 | 343.2318 | 0
| 343.4453 | 0.00084038 |  |  | 397.4295 | 0.14488 | 343.4453 | -0.00025412 | 343.4453 | 0 | 344.0229 | -0.00025519 | 343.4453 | 0
| 343.6588 | 0.0014021 |  |  | 397.5423 | 0.13901 | 343.6588 | 0.0014213 | 343.6588 | 0 | 344.2367 | 0.00095197 | 343.6588 | 0
| 343.8723 | 0.00032639 |  |  | 397.6551 | 0.14125 | 343.8723 | -0.00052977 | 343.8723 | 0 | 344.4505 | 0.00040774 | 343.8723 | 0
| 344.0858 | 0.00077498 |  |  | 397.7679 | 0.13518 | 344.0858 | 0.00059511 | 344.0858 | 0 | 344.6643 | 0.0010163 | 344.0858 | 0
| 344.2994 | 0.0005518 |  |  | 397.8808 | 0.13302 | 344.2994 | -0.0001563 | 344.2994 | 0 | 344.8781 | 0.00014058 | 344.2994 | 0
| 344.5129 | 0.001129 |  |  | 397.9936 | 0.13187 | 344.5129 | 0.00060341 | 344.5129 | 0 | 345.092 | 0.00092727 | 344.5129 | 0
| 344.7265 | 8.2289e-06 |  |  | 398.1064 | 0.12696 | 344.7265 | -0.00051446 | 344.7265 | 0 | 345.3059 | 0.00058094 | 344.7265 | 0
| 344.9401 | 0.0010818 |  |  | 398.2192 | 0.12145 | 344.9401 | 0.0008465 | 344.9401 | 0 | 345.5198 | 0.00049679 | 344.9401 | 0
| 345.1537 | 0.0018905 |  |  | 398.332 | 0.12407 | 345.1537 | 0.00060734 | 345.1537 | 0 | 345.7337 | 0.00017024 | 345.1537 | 0
| 345.3673 | 0.0020989 |  |  | 398.4448 | 0.1188 | 345.3673 | 0.0015802 | 345.3673 | 0 | 345.9476 | 0.0011103 | 345.3673 | 0
| 345.581 | 0.00067563 |  |  | 398.5577 | 0.11885 | 345.581 | -0.00055682 | 345.581 | 0 | 346.1615 | 0.00045721 | 345.581 | 0
| 345.7946 | 0.0015866 |  |  | 398.6705 | 0.11457 | 345.7946 | 0.00070447 | 345.7946 | 0 | 346.3755 | 0.00023457 | 345.7946 | 0
| 346.0083 | -0.00012116 |  |  | 398.7833 | 0.11491 | 346.0083 | -0.00093029 | 346.0083 | 0 | 346.5894 | 0.00071947 | 346.0083 | 0
| 346.222 | 0.0013483 |  |  | 398.8961 | 0.11024 | 346.222 | 0.00094883 | 346.222 | 0 | 346.8034 | 0.00060565 | 346.222 | 0
| 346.4357 | 0.0012661 |  |  | 399.0089 | 0.11016 | 346.4357 | -0.0001851 | 346.4357 | 0 | 347.0174 | 0.00034344 | 346.4357 | 0
| 346.6494 | 0.001615 |  |  | 399.1217 | 0.10621 | 346.6494 | 0.0019336 | 346.6494 | 0 | 347.2314 | 0.00034838 | 346.6494 | 0
| 346.8632 | 0.00090255 |  |  | 399.2345 | 0.10739 | 346.8632 | -0.00035643 | 346.8632 | 0 | 347.4455 | -0.00045308 | 346.8632 | 0
| 347.0769 | 0.0010082 |  |  | 399.3474 | 0.10527 | 347.0769 | 0.0013381 | 347.0769 | 0 | 347.6595 | 0.00034839 | 347.0769 | 0
| 347.2907 | -0.00014678 |  |  | 399.4602 | 0.10723 | 347.2907 | -0.00012647 | 347.2907 | 0 | 347.8736 | 0.0010856 | 347.2907 | 0
| 347.5045 | 0.0019092 |  |  | 399.573 | 0.10168 | 347.5045 | 0.0016141 | 347.5045 | 0 | 348.0876 | 0.00099651 | 347.5045 | 0
| 347.7183 | 0.0009843 |  |  | 399.6858 | 0.10175 | 347.7183 | -0.0004494 | 347.7183 | 0 | 348.3017 | 0.00032861 | 347.7183 | 0
| 347.9321 | -0.00035588 |  |  | 399.7986 | 0.099121 | 347.9321 | 0.00053549 | 347.9321 | 0 | 348.5158 | 0.00064029 | 347.9321 | 0
| 348.1459 | 0.00077282 |  |  | 399.9114 | 0.096706 | 348.1459 | -0.00022793 | 348.1459 | 0 | 348.7299 | 0.00087283 | 348.1459 | 0
| 348.3598 | 0.0017913 |  |  | 400.0242 | 0.097243 | 348.3598 | 0.0013391 | 348.3598 | 0 | 348.9441 | 0.0012092 | 348.3598 | 0
| 348.5736 | 0.0021073 |  |  | 400.137 | 0.094798 | 348.5736 | -0.00061568 | 348.5736 | 0 | 349.1582 | 6.9843e-06 | 348.5736 | 0
| 348.7875 | 0.0014459 |  |  | 400.2498 | 0.089892 | 348.7875 | 0.0013434 | 348.7875 | 0 | 349.3723 | 0.00067991 | 348.7875 | 0
| 349.0014 | 0.00145 |  |  | 400.3626 | 0.090377 | 349.0014 | -0.00041489 | 349.0014 | 0 | 349.5865 | 0.00089757 | 349.0014 | 0
| 349.2153 | 0.00176 |  |  | 400.4754 | 0.088605 | 349.2153 | 0.00089662 | 349.2153 | 0 | 349.8007 | 0.00035331 | 349.2153 | 0
| 349.4292 | 0.00063035 |  |  | 400.5882 | 0.089042 | 349.4292 | 8.4181e-05 | 349.4292 | 0 | 350.0149 | 3.1812e-05 | 349.4292 | 0
| 349.6432 | 0.001056 |  |  | 400.701 | 0.084538 | 349.6432 | 0.0012587 | 349.6432 | 0 | 350.2291 | 0.00086291 | 349.6432 | 0
| 349.8571 | 0.0022839 |  |  | 400.8139 | 0.083441 | 349.8571 | 0.00015104 | 349.8571 | 0 | 350.4434 | 0.00047207 | 349.8571 | 0
| 350.0711 | 0.0010691 |  |  | 400.9267 | 0.080836 | 350.0711 | 0.0012238 | 350.0711 | 0 | 350.6576 | 0.0011103 | 350.0711 | 0
| 350.2851 | 0.0016907 |  |  | 401.0395 | 0.08025 | 350.2851 | -0.0003358 | 350.2851 | 0 | 350.8719 | 0.0001752 | 350.2851 | 0
| 350.4991 | 0.0027496 |  |  | 401.1523 | 0.075309 | 350.4991 | 0.00088309 | 350.4991 | 0 | 351.0862 | 0.0009223 | 350.4991 | 0
| 350.7131 | 0.0020026 |  |  | 401.2651 | 0.074493 | 350.7131 | -0.00052948 | 350.7131 | 0 | 351.3004 | 1.1986e-05 | 350.7131 | 0
| 350.9272 | 0.0042088 |  |  | 401.3779 | 0.07119 | 350.9272 | 0.00084239 | 350.9272 | 0 | 351.5148 | 0.0005166 | 350.9272 | 0
| 351.1412 | 0.0039267 |  |  | 401.4907 | 0.069499 | 351.1412 | 0.00030263 | 351.1412 | 0 | 351.7291 | 2.676e-05 | 351.1412 | 0
| 351.3553 | 0.0051007 |  |  | 401.6035 | 0.067158 | 351.3553 | 0.0010428 | 351.3553 | 0 | 351.9434 | 0.00054635 | 351.3553 | 0
| 351.5694 | 0.0044122 |  |  | 401.7163 | 0.06728 | 351.5694 | -0.00010138 | 351.5694 | 0 | 352.1578 | -0.00035414 | 351.5694 | 0
| 351.7835 | 0.0061463 |  |  | 401.8291 | 0.06356 | 351.7835 | 0.00069187 | 351.7835 | 0 | 352.3721 | 0.0010361 | 351.7835 | 0
| 351.9976 | 0.0063883 |  |  | 401.9419 | 0.062841 | 351.9976 | -0.00026148 | 351.9976 | 0 | 352.5865 | 0.00053141 | 351.9976 | 0
| 352.2117 | 0.0083898 |  |  | 402.0547 | 0.058798 | 352.2117 | 0.001101 | 352.2117 | 0 | 352.8009 | 0.00085798 | 352.2117 | 0
| 352.4259 | 0.0079318 |  |  | 402.1675 | 0.057378 | 352.4259 | -0.00021995 | 352.4259 | 0 | 353.0153 | -0.00018598 | 352.4259 | 0
| 352.6401 | 0.010241 |  |  | 402.2803 | 0.056017 | 352.6401 | 0.0013725 | 352.6401 | 0 | 353.2298 | 0.0011944 | 352.6401 | 0
| 352.8542 | 0.010264 |  |  | 402.3931 | 0.052853 | 352.8542 | 0.00051068 | 352.8542 | 0 | 353.4442 | 0.00046708 | 352.8542 | 0
| 353.0684 | 0.011884 |  |  | 402.5058 | 0.052732 | 353.0684 | 0.001808 | 353.0684 | 0 | 353.6587 | 0.0010856 | 353.0684 | 0
| 353.2826 | 0.011592 |  |  | 402.6186 | 0.050373 | 353.2826 | -0.00033874 | 353.2826 | 0 | 353.8731 | 0.00018505 | 353.2826 | 0
| 353.4969 | 0.01373 |  |  | 402.7314 | 0.046249 | 353.4969 | 0.0016159 | 353.4969 | 0 | 354.0876 | 0.00076891 | 353.4969 | 0
| 353.7111 | 0.011644 |  |  | 402.8442 | 0.047339 | 353.7111 | 0.00019126 | 353.7111 | 0 | 354.3021 | 8.6137e-05 | 353.7111 | 0
| 353.9254 | 0.014187 |  |  | 402.957 | 0.044146 | 353.9254 | 0.00073132 | 353.9254 | 0 | 354.5166 | 0.0011598 | 353.9254 | 0
| 354.1397 | 0.017008 |  |  | 403.0698 | 0.044235 | 354.1397 | 1.9625e-05 | 354.1397 | 0 | 354.7312 | 0.0010113 | 354.1397 | 0
| 354.354 | 0.019624 |  |  | 403.1826 | 0.040861 | 354.354 | 0.0011432 | 354.354 | 0 | 354.9457 | 0.0012736 | 354.354 | 0
| 354.5683 | 0.019482 |  |  | 403.2954 | 0.039796 | 354.5683 | -0.0003047 | 354.5683 | 0 | 355.1602 | 0.00018013 | 354.5683 | 0
| 354.7826 | 0.022218 |  |  | 403.4082 | 0.036151 | 354.7826 | 0.00052461 | 354.7826 | 0 | 355.3748 | 0.00036317 | 354.7826 | 0
| 354.9969 | 0.024635 |  |  | 403.521 | 0.036605 | 354.9969 | 0.0001044 | 354.9969 | 0 | 355.5894 | 0.00021485 | 354.9969 | 0
| 355.2113 | 0.026882 |  |  | 403.6338 | 0.033788 | 355.2113 | 0.0014537 | 355.2113 | 0 | 355.804 | 0.00022468 | 355.2113 | 0
| 355.4257 | 0.02826 |  |  | 403.7466 | 0.031594 | 355.4257 | -0.00042403 | 355.4257 | 0 | 356.0186 | 2.1847e-05 | 355.4257 | 0
| 355.64 | 0.030795 |  |  | 403.8594 | 0.031059 | 355.64 | 0.00071565 | 355.64 | 0 | 356.2333 | 0.00044241 | 355.64 | 0
| 355.8545 | 0.034169 |  |  | 403.9721 | 0.030865 | 355.8545 | 0.00012165 | 355.8545 | 0 | 356.4479 | 0.000383 | 355.8545 | 0
| 356.0689 | 0.038106 |  |  | 404.0849 | 0.029303 | 356.0689 | 0.0022956 | 356.0689 | 0 | 356.6626 | 0.00021975 | 356.0689 | 0
| 356.2833 | 0.039799 |  |  | 404.1977 | 0.027623 | 356.2833 | 0.00033343 | 356.2833 | 0 | 356.8773 | 0.00051162 | 356.2833 | 0
| 356.4978 | 0.042083 |  |  | 404.3105 | 0.027704 | 356.4978 | 0.00095828 | 356.4978 | 0 | 357.092 | 0.00040278 | 356.4978 | 0
| 356.7122 | 0.046505 |  |  | 404.4233 | 0.026114 | 356.7122 | 0.00036558 | 356.7122 | 0 | 357.3067 | 0.00021479 | 356.7122 | 0
| 356.9267 | 0.049814 |  |  | 404.5361 | 0.025323 | 356.9267 | 0.001008 | 356.9267 | 0 | 357.5214 | 0.00098665 | 356.9267 | 0
| 357.1412 | 0.054787 |  |  | 404.6489 | 0.024276 | 357.1412 | 0.00027625 | 357.1412 | 0 | 357.7361 | 0.00032365 | 357.1412 | 0
| 357.3557 | 0.059238 |  |  | 404.7617 | 0.023151 | 357.3557 | 0.0015035 | 357.3557 | 0 | 357.9509 | 0.00093713 | 357.3557 | 0
| 357.5703 | 0.064172 |  |  | 404.8745 | 0.025334 | 357.5703 | -7.7946e-05 | 357.5703 | 0 | 358.1656 | 0.00038795 | 357.5703 | 0
| 357.7848 | 0.070309 |  |  | 404.9872 | 0.019866 | 357.7848 | 0.0014291 | 357.7848 | 0 | 358.3804 | 0.001422 | 357.7848 | 0
| 357.9994 | 0.074853 |  |  | 405.1 | 0.020982 | 357.9994 | 0.00023866 | 357.9994 | 0 | 358.5952 | 0.00053634 | 357.9994 | 0
| 358.2139 | 0.081928 |  |  | 405.2128 | 0.019866 | 358.2139 | 0.00076843 | 358.2139 | 0 | 358.81 | 0.0013775 | 358.2139 | 0
| 358.4285 | 0.089218 |  |  | 405.3256 | 0.02086 | 358.4285 | 0.00071127 | 358.4285 | 0 | 359.0249 | 0.00062546 | 358.4285 | 0
| 358.6431 | 0.098262 |  |  | 405.4384 | 0.020665 | 358.6431 | 0.0025528 | 358.6431 | 0 | 359.2397 | 0.0006848 | 358.6431 | 0
| 358.8578 | 0.10439 |  |  | 405.5512 | 0.018901 | 358.8578 | 0.00055424 | 358.8578 | 0 | 359.4546 | 0.00084317 | 358.8578 | 0
| 359.0724 | 0.11477 |  |  | 405.6639 | 0.019066 | 359.0724 | 0.0024883 | 359.0724 | 0 | 359.6694 | 0.0013923 | 359.0724 | 0
| 359.2871 | 0.12447 |  |  | 405.7767 | 0.018329 | 359.2871 | 0.00094617 | 359.2871 | 0 | 359.8843 | 0.00021484 | 359.2871 | 0
| 359.5017 | 0.13646 |  |  | 405.8895 | 0.014235 | 359.5017 | 0.0020072 | 359.5017 | 0 | 360.0992 | 0.0012785 | 359.5017 | 0
| 359.7164 | 0.14532 |  |  | 406.0023 | 0.016265 | 359.7164 | 0.00057389 | 359.7164 | 0 | 360.3141 | 0.00023458 | 359.7164 | 0
| 359.9311 | 0.16007 |  |  | 406.1151 | 0.018058 | 359.9311 | 0.0026193 | 359.9311 | 0 | 360.5291 | 0.00085299 | 359.9311 | 0
| 360.1458 | 0.17252 |  |  | 406.2279 | 0.016022 | 360.1458 | 0.00091096 | 360.1458 | 0 | 360.744 | 0.00048691 | 360.1458 | 0
| 360.3606 | 0.18712 |  |  | 406.3406 | 0.016564 | 360.3606 | 0.0020988 | 360.3606 | 0 | 360.959 | 0.001328 | 360.3606 | 0
| 360.5753 | 0.20207 |  |  | 406.4534 | 0.017756 | 360.5753 | 0.0012868 | 360.5753 | 0 | 361.174 | 0.00074916 | 360.5753 | 0
| 360.7901 | 0.21764 |  |  | 406.5662 | 0.014096 | 360.7901 | 0.0020022 | 360.7901 | 0 | 361.3889 | 0.0015308 | 360.7901 | 0
| 361.0049 | 0.23715 |  |  | 406.679 | 0.014566 | 361.0049 | 0.0010612 | 361.0049 | 0 | 361.6039 | -9.6807e-05 | 361.0049 | 0
| 361.2197 | 0.25838 |  |  | 406.7918 | 0.01307 | 361.2197 | 0.0026642 | 361.2197 | 0 | 361.8189 | 0.0011944 | 361.2197 | 0
| 361.4345 | 0.27802 |  |  | 406.9045 | 0.014375 | 361.4345 | 0.00086207 | 361.4345 | 0 | 362.034 | 0.00090252 | 361.4345 | 0
| 361.6493 | 0.30152 |  |  | 407.0173 | 0.010637 | 361.6493 | 0.0026614 | 361.6493 | 0 | 362.249 | 0.0011845 | 361.6493 | 0
| 361.8642 | 0.32407 |  |  | 407.1301 | 0.013178 | 361.8642 | 0.0015522 | 361.8642 | 0 | 362.4641 | 0.00074416 | 361.8642 | 0
| 362.079 | 0.35238 |  |  | 407.2429 | 0.01055 | 362.079 | 0.0033504 | 362.079 | 0 | 362.6792 | 0.0009965 | 362.079 | 0
| 362.2939 | 0.37642 |  |  | 407.3557 | 0.012693 | 362.2939 | 0.0014446 | 362.2939 | 0 | 362.8943 | 8.618e-05 | 362.2939 | 0
| 362.5088 | 0.40634 |  |  | 407.4684 | 0.0094897 | 362.5088 | 0.0032757 | 362.5088 | 0 | 363.1094 | 0.00114 | 362.5088 | 0
| 362.7237 | 0.43504 |  |  | 407.5812 | 0.011826 | 362.7237 | 0.0024998 | 362.7237 | 0 | 363.3245 | 1.1968e-05 | 362.7237 | 0
| 362.9386 | 0.46854 |  |  | 407.694 | 0.0099068 | 362.9386 | 0.0036302 | 362.9386 | 0 | 363.5396 | 0.0009025 | 362.9386 | 0
| 363.1536 | 0.50173 |  |  | 407.8068 | 0.01004 | 363.1536 | 0.0034561 | 363.1536 | 0 | 363.7548 | 0.00019501 | 363.1536 | 0
| 363.3685 | 0.53884 |  |  | 407.9196 | 0.0079776 | 363.3685 | 0.0042923 | 363.3685 | 0 | 363.9699 | 0.0014171 | 363.3685 | 0
| 363.5835 | 0.57402 |  |  | 408.0323 | 0.009329 | 363.5835 | 0.0031819 | 363.5835 | 0 | 364.1851 | 0.0005117 | 363.5835 | 0
| 363.7985 | 0.61134 |  |  | 408.1451 | 0.0083252 | 363.7985 | 0.0050905 | 363.7985 | 0 | 364.4003 | 0.0012884 | 363.7985 | 0
| 364.0135 | 0.64694 |  |  | 408.2579 | 0.0078377 | 364.0135 | 0.0039852 | 364.0135 | 0 | 364.6155 | 0.00071453 | 364.0135 | 0
| 364.2285 | 0.68186 |  |  | 408.3707 | 0.004936 | 364.2285 | 0.0053518 | 364.2285 | 0.0011111 | 364.8307 | 0.0010311 | 364.2285 | 0
| 364.4435 | 0.71574 |  |  | 408.4834 | 0.0077337 | 364.4435 | 0.0034942 | 364.4435 | -0.00049716 | 365.046 | 0.00063039 | 364.4435 | 0
| 364.6586 | 0.75363 |  |  | 408.5962 | 0.0047449 | 364.6586 | 0.0056297 | 364.6586 | 0.00062557 | 365.2612 | 0.00086293 | 364.6586 | 0
| 364.8736 | 0.78737 |  |  | 408.709 | 0.0071788 | 364.8736 | 0.0041886 | 364.8736 | -0.0015021 | 365.4765 | 0.00073922 | 364.8736 | 0
| 365.0887 | 0.82396 |  |  | 408.8218 | 0.0054748 | 365.0887 | 0.0069373 | 365.0887 | 0.0010148 | 365.6918 | 0.0010163 | 365.0887 | 0
| 365.3038 | 0.85715 |  |  | 408.9345 | 0.0069881 | 365.3038 | 0.0056731 | 365.3038 | 0.00039996 | 365.9071 | 0.0004523 | 365.3038 | 0
| 365.5189 | 0.88709 |  |  | 409.0473 | 0.0029373 | 365.5189 | 0.0078673 | 365.5189 | 0.00049783 | 366.1224 | 0.0007343 | 365.5189 | 0
| 365.7341 | 0.91243 |  |  | 409.1601 | 0.0048206 | 365.7341 | 0.0068224 | 365.7341 | -6.6992e-05 | 366.3377 | 0.00024943 | 365.7341 | 0
| 365.9492 | 0.93968 |  |  | 409.2729 | 0.0028156 | 365.9492 | 0.0074697 | 365.9492 | 0.00061693 | 366.553 | 0.0016199 | 365.9492 | 0
| 366.1644 | 0.95927 |  |  | 409.3856 | 0.0053928 | 366.1644 | 0.007459 | 366.1644 | 0.00040414 | 366.7684 | 0.0011152 | 366.1644 | 0
| 366.3795 | 0.97509 |  |  | 409.4984 | 0.0027635 | 366.3795 | 0.0096209 | 366.3795 | 0.00092083 | 366.9838 | 0.0017782 | 366.3795 | 0
| 366.5947 | 0.98785 |  |  | 409.6112 | 0.0048552 | 366.5947 | 0.0096347 | 366.5947 | 0.0020705 | 367.1992 | 0.00081836 | 366.5947 | 0
| 366.8099 | 0.99191 |  |  | 409.724 | 0.0023985 | 366.8099 | 0.010692 | 366.8099 | 6.6286e-05 | 367.4146 | 0.0011747 | 366.8099 | 0
| 367.0252 | 0.9982 |  |  | 409.8367 | 0.0046298 | 367.0252 | 0.0095048 | 367.0252 | -0.00050406 | 367.63 | 0.00040771 | 367.0252 | 0
| 367.2404 | 1 |  |  | 409.9495 | 0.00097331 | 367.2404 | 0.011837 | 367.2404 | 0.00028854 | 367.8454 | 0.0019068 | 367.2404 | 0
| 367.4556 | 0.99762 |  |  | 410.0623 | 0.0040056 | 367.4556 | 0.012029 | 367.4556 | 0.00069305 | 368.0609 | 0.0010015 | 367.4556 | 0
| 367.6709 | 0.99227 |  |  | 410.175 | 0.001234 | 367.6709 | 0.013706 | 367.6709 | 0.0018982 | 368.2763 | 0.0011944 | 367.6709 | 0
| 367.8862 | 0.985 |  |  | 410.2878 | 0.0037628 | 367.8862 | 0.013386 | 367.8862 | -0.0003184 | 368.4918 | 0.00052654 | 367.8862 | 0
| 368.1015 | 0.97509 |  |  | 410.4006 | 0.0017207 | 368.1015 | 0.015932 | 368.1015 | 0.0018109 | 368.7072 | 0.0018178 | 368.1015 | 0
| 368.3168 | 0.95684 |  |  | 410.5134 | 0.0026704 | 368.3168 | 0.014788 | 368.3168 | -0.0015956 | 368.9228 | 0.00022474 | 368.3168 | 0
| 368.5321 | 0.93561 |  |  | 410.6261 | 0.00095592 | 368.5321 | 0.017709 | 368.5321 | 0.00099029 | 369.1383 | 0.0013478 | 368.5321 | 0
| 368.7475 | 0.91058 |  |  | 410.7389 | 0.0028785 | 368.7475 | 0.017025 | 368.7475 | 0.0003779 | 369.3538 | 0.00099159 | 368.7475 | 0
| 368.9628 | 0.88743 |  |  | 410.8517 | 0.0010776 | 368.9628 | 0.019777 | 368.9628 | 0.0012886 | 369.5693 | 0.0015852 | 368.9628 | 0
| 369.1782 | 0.86942 |  |  | 410.9645 | 0.0031212 | 369.1782 | 0.02013 | 369.1782 | 0.0011576 | 369.7849 | 0.0011499 | 369.1782 | 0
| 369.3936 | 0.85372 |  |  | 411.0772 | 0.0010081 | 369.3936 | 0.022866 | 369.3936 | 0.0012923 | 370.0005 | 0.0014814 | 369.3936 | 0
| 369.609 | 0.83198 |  |  | 411.19 | 0.003364 | 369.609 | 0.02347 | 369.609 | 0.00086549 | 370.2161 | 0.00090257 | 369.609 | 0
| 369.8244 | 0.81311 |  |  | 411.3028 | 0.0002607 | 369.8244 | 0.025474 | 369.8244 | 0.0021399 | 370.4317 | 0.00077388 | 369.8244 | 0
| 370.0399 | 0.78492 |  |  | 411.4155 | 0.0023756 | 370.0399 | 0.025948 | 370.0399 | 6.951e-05 | 370.6473 | 0.00093218 | 370.0399 | 0
| 370.2553 | 0.75545 |  |  | 411.5283 | 0.0002607 | 370.2553 | 0.02876 | 370.2553 | 0.0021997 | 370.8629 | 0.0012983 | 370.2553 | 0
| 370.4708 | 0.72657 |  |  | 411.6411 | 0.0019768 | 370.4708 | 0.030011 | 370.4708 | 0.0039857 | 371.0786 | 0.0011895 | 370.4708 | 0
| 370.6863 | 0.69865 |  |  | 411.7538 | 0 | 370.6863 | 0.031827 | 370.6863 | 0.0013075 | 371.2943 | 0.0021345 | 370.6863 | 0
| 370.9018 | 0.67424 |  |  | 411.8666 | 0.002445 | 370.9018 | 0.032713 | 370.9018 | 0.0013648 | 371.5099 | 0.00078377 | 370.9018 | 0
| 371.1173 | 0.65115 |  |  | 411.9794 | 0.00043451 | 371.1173 | 0.03635 | 371.1173 | 0.0029347 | 371.7256 | 0.001892 | 371.1173 | 0
| 371.3328 | 0.62506 |  |  | 412.0922 | 0.0021328 | 371.3328 | 0.037478 | 371.3328 | 0.0017379 | 371.9413 | 0.0013626 | 371.3328 | 0
| 371.5484 | 0.60506 |  |  | 412.2049 | 0.00015642 | 371.5484 | 0.041442 | 371.5484 | 0.0023859 | 372.157 | 0.0017189 | 371.5484 | 0
| 371.764 | 0.58188 |  |  | 412.3177 | 0.0025317 | 371.764 | 0.041935 | 371.764 | 0.0009349 | 372.3728 | 0.0018376 | 371.764 | 0
| 371.9795 | 0.56036 |  |  | 412.4305 | 0 | 371.9795 | 0.046152 | 371.9795 | 0.0024332 | 372.5885 | 0.0021938 | 371.9795 | 0
| 372.1951 | 0.5397 |  |  | 412.5432 | 0.0016647 | 372.1951 | 0.0478 | 372.1951 | 0.0016491 | 372.8043 | 0.0016892 | 372.1951 | 0
| 372.4107 | 0.51858 |  |  | 412.656 | 6.9519e-05 | 372.4107 | 0.051613 | 372.4107 | 0.0034983 | 373.0201 | 0.0022334 | 372.4107 | 0
| 372.6264 | 0.49815 |  |  | 412.7688 | 0.0018381 | 372.6264 | 0.054745 | 372.6264 | 0.0026614 | 373.2358 | 0.0017288 | 372.6264 | 0
| 372.842 | 0.47577 |  |  | 412.8815 | 0 | 372.842 | 0.059128 | 372.842 | 0.0027638 | 373.4517 | 0.0022878 | 372.842 | 0
| 373.0577 | 0.4572 |  |  | 412.9943 | 0.0021502 | 373.0577 | 0.062007 | 373.0577 | 0.0026913 | 373.6675 | 0.0024709 | 373.0577 | 0
| 373.2733 | 0.43898 |  |  | 413.1071 | 0 | 373.2733 | 0.065661 | 373.2733 | 0.0033637 | 373.8833 | 0.0022086 | 373.2733 | 0
| 373.489 | 0.41753 |  |  | 413.2199 | 0.0021328 | 373.489 | 0.07011 | 373.489 | 0.0014414 | 374.0992 | 0.0024115 | 373.489 | 0
| 373.7047 | 0.40381 |  |  | 413.3326 | 0 | 373.7047 | 0.076251 | 373.7047 | 0.0054146 | 374.315 | 0.003208 | 373.7047 | 0
| 373.9204 | 0.38786 |  |  | 413.4454 | 0.0013178 | 373.9204 | 0.079412 | 373.9204 | 0.0057416 | 374.5309 | 0.0019167 | 373.9204 | 0
| 374.1362 | 0.37067 |  |  | 413.5582 | 0 | 374.1362 | 0.085671 | 374.1362 | 0.0053799 | 374.7468 | 0.0032328 | 374.1362 | 0
| 374.3519 | 0.356 |  |  | 413.6709 | 0.0029478 | 374.3519 | 0.090673 | 374.3519 | 0.0051698 | 374.9627 | 0.0029607 | 374.3519 | 0
| 374.5677 | 0.34238 |  |  | 413.7837 | 0 | 374.5677 | 0.097701 | 374.5677 | 0.0072329 | 375.1786 | 0.0034109 | 374.5677 | 0
| 374.7835 | 0.32496 |  |  | 413.8965 | 0.0016993 | 374.7835 | 0.10231 | 374.7835 | 0.0045875 | 375.3946 | 0.0023027 | 374.7835 | 0
| 374.9993 | 0.31376 |  |  | 414.0092 | 0 | 374.9993 | 0.10942 | 374.9993 | 0.0058464 | 375.6105 | 0.0031981 | 374.9993 | 0
| 375.2151 | 0.29773 |  |  | 414.122 | 0.002549 | 375.2151 | 0.11647 | 375.2151 | 0.0039128 | 375.8265 | 0.0028964 | 375.2151 | 0
| 375.4309 | 0.28915 |  |  | 414.2348 | 0 | 375.4309 | 0.12551 | 375.4309 | 0.0071471 | 376.0425 | 0.0045934 | 375.4309 | 0
| 375.6467 | 0.27793 |  |  | 414.3475 | 0.0010404 | 375.6467 | 0.13322 | 375.6467 | 0.0092339 | 376.2585 | 0.0036781 | 375.6467 | 0
| 375.8626 | 0.2688 |  |  | 414.4603 | 0 | 375.8626 | 0.1429 | 375.8626 | 0.0083298 | 376.4745 | 0.0041035 | 375.8626 | 0
| 376.0785 | 0.25785 |  |  | 414.5731 | 0.0010231 | 376.0785 | 0.15201 | 376.0785 | 0.0099277 | 376.6905 | 0.0041332 | 376.0785 | 0
| 376.2944 | 0.24619 |  |  | 414.6858 | 0 | 376.2944 | 0.16197 | 376.2944 | 0.007443 | 376.9066 | 0.0043856 | 376.2944 | 0
| 376.5103 | 0.23955 |  |  | 414.7986 | 0.001734 | 376.5103 | 0.17219 | 376.5103 | 0.010272 | 377.1226 | 0.0047715 | 376.5103 | 0
| 376.7262 | 0.23212 |  |  | 414.9114 | 0 | 376.7262 | 0.18592 | 376.7262 | 0.011319 | 377.3387 | 0.0059836 | 376.7262 | 0
| 376.9421 | 0.22345 |  |  | 415.0242 | 0.001734 | 376.9421 | 0.1958 | 376.9421 | 0.010898 | 377.5547 | 0.0053355 | 376.9421 | 0
| 377.1581 | 0.21614 |  |  | 415.1369 | 0 | 377.1581 | 0.2113 | 377.1581 | 0.013223 | 377.7708 | 0.0058649 | 377.1581 | 0
| 377.374 | 0.21005 |  |  | 415.2497 | 0.0012832 | 377.374 | 0.22462 | 377.374 | 0.013026 | 377.987 | 0.0058648 | 377.374 | 0
| 377.59 | 0.20255 |  |  | 415.3625 | 0 | 377.59 | 0.2387 | 377.59 | 0.01303 | 378.2031 | 0.0073194 | 377.59 | 0
| 377.806 | 0.19865 |  |  | 415.4752 | 0.0012138 | 377.806 | 0.25769 | 377.806 | 0.014063 | 378.4193 | 0.0064833 | 377.806 | 0
| 378.022 | 0.19133 |  |  | 415.588 | 0 | 378.022 | 0.27733 | 378.022 | 0.013114 | 378.6354 | 0.0081951 | 378.022 | 0
| 378.2381 | 0.18443 |  |  | 415.7008 | 0.0011444 | 378.2381 | 0.28602 | 378.2381 | 0.017679 | 378.8516 | 0.0081555 | 378.2381 | 0
| 378.4541 | 0.17639 |  |  | 415.8135 | 0 | 378.4541 | 0.29987 | 378.4541 | 0.019515 | 379.0677 | 0.008774 | 378.4541 | 0
| 378.6702 | 0.16788 |  |  | 415.9263 | 0.0010057 | 378.6702 | 0.31425 | 378.6702 | 0.017407 | 379.2839 | 0.0086602 | 378.6702 | 0
| 378.8862 | 0.16772 |  |  | 416.0391 | 5.2137e-05 | 378.8862 | 0.33731 | 378.8862 | 0.022197 | 379.5002 | 0.0099762 | 378.8862 | 0
| 379.1023 | 0.16576 |  |  | 416.1518 | 0.0010751 | 379.1023 | 0.36316 | 379.1023 | 0.024173 | 379.7164 | 0.0096843 | 379.1023 | 0
| 379.3184 | 0.16391 |  |  | 416.2646 | 0 | 379.3184 | 0.39007 | 379.3184 | 0.025469 | 379.9326 | 0.01155 | 379.3184 | 0
| 379.5345 | 0.16075 |  |  | 416.3774 | 0.0013699 | 379.5345 | 0.4138 | 379.5345 | 0.028678 | 380.1489 | 0.011594 | 379.5345 | 0
| 379.7507 | 0.15735 |  |  | 416.4901 | 0 | 379.7507 | 0.44266 | 379.7507 | 0.028277 | 380.3652 | 0.012989 | 379.7507 | 0
| 379.9668 | 0.15489 |  |  | 416.6029 | 0.0006069 | 379.9668 | 0.47036 | 379.9668 | 0.031468 | 380.5815 | 0.013449 | 379.9668 | 0
| 380.183 | 0.15357 |  |  | 416.7157 | 0 | 380.183 | 0.49872 | 380.183 | 0.034664 | 380.7977 | 0.015265 | 380.183 | 0
| 380.3992 | 0.14945 |  |  | 416.8285 | 0.0020635 | 380.3992 | 0.52823 | 380.3992 | 0.036482 | 381.0141 | 0.01622 | 380.3992 | 0
| 380.6154 | 0.14762 |  |  | 416.9412 | 0 | 380.6154 | 0.56235 | 380.6154 | 0.037848 | 381.2304 | 0.017383 | 380.6154 | 0
| 380.8316 | 0.14508 |  |  | 417.054 | 0.0015606 | 380.8316 | 0.59784 | 380.8316 | 0.040592 | 381.4467 | 0.018753 | 380.8316 | 0
| 381.0478 | 0.14365 |  |  | 417.1668 | 0 | 381.0478 | 0.63303 | 381.0478 | 0.044796 | 381.6631 | 0.020094 | 381.0478 | 0.011958
| 381.2641 | 0.14056 |  |  | 417.2795 | 0.0011271 | 381.2641 | 0.63945 | 381.2641 | 0.047507 | 381.8795 | 0.021044 | 381.2641 | 0.0041187
| 381.4803 | 0.14037 |  |  | 417.3923 | 0 | 381.4803 | 0.64652 | 381.4803 | 0.052326 | 382.0959 | 0.022998 | 381.4803 | 0.012486
| 381.6966 | 0.13904 |  |  | 417.5051 | 0.0016993 | 381.6966 | 0.68206 | 381.6966 | 0.055393 | 382.3123 | 0.02372 | 381.6966 | 0.0047519
| 381.9129 | 0.13986 |  |  | 417.6178 | 0 | 381.9129 | 0.71968 | 381.9129 | 0.061284 | 382.5287 | 0.027634 | 381.9129 | 0.014452
| 382.1292 | 0.13893 |  |  | 417.7306 | 0.00031212 | 382.1292 | 0.74376 | 382.1292 | 0.065399 | 382.7451 | 0.029722 | 382.1292 | 0.0067676
| 382.3455 | 0.14006 |  |  | 417.8434 | 0 | 382.3455 | 0.75776 | 382.3455 | 0.07391 | 382.9615 | 0.032393 | 382.3455 | 0.01536
| 382.5618 | 0.13577 |  |  | 417.9561 | 0.0010924 | 382.5618 | 0.75386 | 382.5618 | 0.076569 | 383.178 | 0.033833 | 382.5618 | 0.0085273
| 382.7782 | 0.13456 |  |  | 418.0689 | 0 | 382.7782 | 0.79062 | 382.7782 | 0.083015 | 383.3945 | 0.038617 | 382.7782 | 0.015532
| 382.9945 | 0.13196 |  |  | 418.1817 | 0.0014913 | 382.9945 | 0.78924 | 382.9945 | 0.088988 | 383.611 | 0.040893 | 382.9945 | 0.010371
| 383.2109 | 0.12855 |  |  | 418.2945 | 0 | 383.2109 | 0.81259 | 383.2109 | 0.093495 | 383.8275 | 0.043882 | 383.2109 | 0.016355
| 383.4273 | 0.12677 |  |  | 418.4072 | 0.00076297 | 383.4273 | 0.82504 | 383.4273 | 0.1014 | 384.044 | 0.046227 | 383.4273 | 0.01158
| 383.6437 | 0.12455 |  |  | 418.52 | 0 | 383.6437 | 0.86484 | 383.6437 | 0.10774 | 384.2605 | 0.051234 | 383.6437 | 0.017909
| 383.8602 | 0.12162 |  |  | 418.6328 | 0.0029825 | 383.8602 | 0.87661 | 383.8602 | 0.10937 | 384.4771 | 0.054544 | 383.8602 | 0.013419
| 384.0766 | 0.12064 |  |  | 418.7455 | 0 | 384.0766 | 0.91909 | 384.0766 | 0.12271 | 384.6936 | 0.060006 | 384.0766 | 0.020658
| 384.2931 | 0.11899 |  |  | 418.8583 | 0.001682 | 384.2931 | 0.92431 | 384.2931 | 0.12167 | 384.9102 | 0.063587 | 384.2931 | 0.015551
| 384.5095 | 0.11642 |  |  | 418.9711 | 0 | 384.5095 | 0.9498 | 384.5095 | 0.13241 | 385.1268 | 0.069292 | 384.5095 | 0.023093
| 384.726 | 0.11454 |  |  | 419.0839 | 0.0017167 | 384.726 | 0.96275 | 384.726 | 0.13617 | 385.3434 | 0.074507 | 384.726 | 0.019312
| 384.9425 | 0.11203 |  |  | 419.1966 | 0 | 384.9425 | 0.97565 | 384.9425 | 0.148 | 385.56 | 0.080127 | 384.9425 | 0.02512
| 385.159 | 0.10562 |  |  | 419.3094 | 0.002653 | 385.159 | 0.97302 | 385.159 | 0.14911 | 385.7766 | 0.084783 | 385.159 | 0.020228
| 385.3756 | 0.10667 |  |  | 419.4222 | 0 | 385.3756 | 0.98122 | 385.3756 | 0.1639 | 385.9933 | 0.092387 | 385.3756 | 0.028498
| 385.5921 | 0.10322 |  |  | 419.5349 | 0.00079764 | 385.5921 | 0.9835 | 385.5921 | 0.16336 | 386.2099 | 0.099635 | 385.5921 | 0.023858
| 385.8087 | 0.1004 |  |  | 419.6477 | 0 | 385.8087 | 1 | 385.8087 | 0.18045 | 386.4266 | 0.10679 | 385.8087 | 0.031778
| 386.0253 | 0.099575 |  |  | 419.7605 | 0.00163 | 386.0253 | 0.97474 | 386.0253 | 0.1794 | 386.6433 | 0.11526 | 386.0253 | 0.027104
| 386.2419 | 0.097781 |  |  | 419.8733 | 0 | 386.2419 | 0.96404 | 386.2419 | 0.19252 | 386.86 | 0.12453 | 386.2419 | 0.033342
| 386.4585 | 0.095079 |  |  | 419.986 | 0.001734 | 386.4585 | 0.95028 | 386.4585 | 0.19603 | 387.0767 | 0.13275 | 386.4585 | 0.030553
| 386.6751 | 0.093953 |  |  | 420.0988 | 0 | 386.6751 | 0.95182 | 386.6751 | 0.20805 | 387.2935 | 0.14272 | 386.6751 | 0.036145
| 386.8917 | 0.091448 |  |  | 420.2116 | 0.0017513 | 386.8917 | 0.90473 | 386.8917 | 0.21008 | 387.5102 | 0.15412 | 386.8917 | 0.032042
| 387.1084 | 0.088756 |  |  | 420.3243 | 0 | 387.1084 | 0.89528 | 387.1084 | 0.22085 | 387.727 | 0.16283 | 387.1084 | 0.039435
| 387.3251 | 0.087132 |  |  | 420.4371 | 0.00027745 | 387.3251 | 0.87746 | 387.3251 | 0.2289 | 387.9437 | 0.17445 | 387.3251 | 0.036764
| 387.5417 | 0.086409 |  |  | 420.5499 | 0 | 387.5417 | 0.88786 | 387.5417 | 0.24894 | 388.1605 | 0.18932 | 387.5417 | 0.045117
| 387.7584 | 0.084157 |  |  | 420.6627 | 0.00020808 | 387.7584 | 0.84508 | 387.7584 | 0.24995 | 388.3773 | 0.19997 | 387.7584 | 0.041068
| 387.9752 | 0.082493 |  |  | 420.7754 | 0 | 387.9752 | 0.84459 | 387.9752 | 0.26632 | 388.5941 | 0.21552 | 387.9752 | 0.048422
| 388.1919 | 0.078897 |  |  | 420.8882 | 0.0011791 | 388.1919 | 0.80972 | 388.1919 | 0.2711 | 388.811 | 0.22975 | 388.1919 | 0.045797
| 388.4086 | 0.077588 |  |  | 421.001 | 0 | 388.4086 | 0.79674 | 388.4086 | 0.28713 | 389.0278 | 0.24775 | 388.4086 | 0.053797
| 388.6254 | 0.074754 |  |  | 421.1138 | 0.0014566 | 388.6254 | 0.76801 | 388.6254 | 0.29388 | 389.2447 | 0.26151 | 388.6254 | 0.051417
| 388.8422 | 0.07389 |  |  | 421.2265 | 0 | 388.8422 | 0.75664 | 388.8422 | 0.3135 | 389.4615 | 0.27972 | 388.8422 | 0.058669
| 389.059 | 0.071517 |  |  | 421.3393 | 0.0014045 | 389.059 | 0.7327 | 389.059 | 0.32512 | 389.6784 | 0.29745 | 389.059 | 0.057673
| 389.2758 | 0.07274 |  |  | 421.4521 | 0 | 389.2758 | 0.73671 | 389.2758 | 0.35277 | 389.8954 | 0.31524 | 389.2758 | 0.068012
| 389.4926 | 0.06828 |  |  | 421.5649 | 0.00163 | 389.4926 | 0.71456 | 389.4926 | 0.36541 | 390.1123 | 0.33295 | 389.4926 | 0.067166
| 389.7094 | 0.06812 |  |  | 421.6776 | 0 | 389.7094 | 0.71276 | 389.7094 | 0.39408 | 390.3292 | 0.35634 | 389.7094 | 0.077528
| 389.9263 | 0.065975 |  |  | 421.7904 | 0.0010924 | 389.9263 | 0.68605 | 389.9263 | 0.40681 | 390.5461 | 0.37822 | 389.9263 | 0.077054
| 390.1432 | 0.065233 |  |  | 421.9032 | 0 | 390.1432 | 0.66802 | 390.1432 | 0.4275 | 390.7631 | 0.39942 | 390.1432 | 0.085494
| 390.36 | 0.062886 |  |  | 422.016 | 0.00057222 | 390.36 | 0.6435 | 390.36 | 0.44493 | 390.9801 | 0.42074 | 390.36 | 0.085325
| 390.5769 | 0.061927 |  |  | 422.1288 | 0 | 390.5769 | 0.62757 | 390.5769 | 0.46259 | 391.1971 | 0.44566 | 390.5769 | 0.093716
| 390.7939 | 0.060319 |  |  | 422.2415 | 0.0013178 | 390.7939 | 0.58523 | 390.7939 | 0.46814 | 391.4141 | 0.47144 | 390.7939 | 0.092716
| 391.0108 | 0.059141 |  |  | 422.3543 | 0 | 391.0108 | 0.57641 | 391.0108 | 0.49619 | 391.6311 | 0.49483 | 391.0108 | 0.10202
| 391.2277 | 0.057825 |  |  | 422.4671 | 0.0014739 | 391.2277 | 0.54002 | 391.2277 | 0.4992 | 391.8481 | 0.52102 | 391.2277 | 0.10045
| 391.4447 | 0.056525 |  |  | 422.5799 | 0 | 391.4447 | 0.52696 | 391.4447 | 0.52716 | 392.0652 | 0.55103 | 391.4447 | 0.11079
| 391.6617 | 0.054758 |  |  | 422.6926 | 0.0011444 | 391.6617 | 0.49963 | 391.6617 | 0.54 | 392.2822 | 0.57589 | 391.6617 | 0.11166
| 391.8787 | 0.054107 |  |  | 422.8054 | 0 | 391.8787 | 0.48918 | 391.8787 | 0.57024 | 392.4993 | 0.60291 | 391.8787 | 0.12338
| 392.0957 | 0.052446 |  |  | 422.9182 | 0.00091902 | 392.0957 | 0.45996 | 392.0957 | 0.58067 | 392.7164 | 0.62608 | 392.0957 | 0.12273
| 392.3127 | 0.050621 |  |  | 423.031 | 0 | 392.3127 | 0.44603 | 392.3127 | 0.60177 | 392.9335 | 0.65324 | 392.3127 | 0.13259
| 392.5297 | 0.049214 |  |  | 423.1438 | 0.0016126 | 392.5297 | 0.42299 | 392.5297 | 0.60916 | 393.1506 | 0.68006 | 392.5297 | 0.13336
| 392.7468 | 0.048152 |  |  | 423.2565 | 0 | 392.7468 | 0.40419 | 392.7468 | 0.62412 | 393.3678 | 0.7042 | 392.7468 | 0.14278
| 392.9638 | 0.046483 |  |  | 423.3693 | 0.0013699 | 392.9638 | 0.3828 | 392.9638 | 0.64048 | 393.5849 | 0.72779 | 392.9638 | 0.14392
| 393.1809 | 0.046422 |  |  | 423.4821 | 0 | 393.1809 | 0.37167 | 393.1809 | 0.6592 | 393.8021 | 0.7549 | 393.1809 | 0.1536
| 393.398 | 0.044878 |  |  | 423.5949 | 0.00079764 | 393.398 | 0.35075 | 393.398 | 0.67352 | 394.0193 | 0.77914 | 393.398 | 0.1566
| 393.6151 | 0.044704 |  |  | 423.7077 | 0 | 393.6151 | 0.34023 | 393.6151 | 0.69406 | 394.2364 | 0.80204 | 393.6151 | 0.16863
| 393.8322 | 0.042453 |  |  | 423.8204 | 0.00091902 | 393.8322 | 0.32442 | 393.8322 | 0.71745 | 394.4536 | 0.83011 | 393.8322 | 0.17244
| 394.0494 | 0.042565 |  |  | 423.9332 | 0 | 394.0494 | 0.31974 | 394.0494 | 0.74439 | 394.6708 | 0.84945 | 394.0494 | 0.18523
| 394.2665 | 0.040543 |  |  | 424.046 | 0.00022542 | 394.2665 | 0.30109 | 394.2665 | 0.76172 | 394.8881 | 0.87793 | 394.2665 | 0.19118
| 394.4837 | 0.040261 |  |  | 424.1588 | 0 | 394.4837 | 0.29845 | 394.4837 | 0.79378 | 395.1053 | 0.8897 | 394.4837 | 0.20727
| 394.7009 | 0.039591 |  |  | 424.2716 | 0.00163 | 394.7009 | 0.28299 | 394.7009 | 0.80863 | 395.3226 | 0.90736 | 394.7009 | 0.21139
| 394.9181 | 0.038292 |  |  | 424.3844 | 0 | 394.9181 | 0.27636 | 394.9181 | 0.83314 | 395.5399 | 0.92385 | 394.9181 | 0.22626
| 395.1353 | 0.036514 |  |  | 424.4971 | 0.00097105 | 395.1353 | 0.26834 | 395.1353 | 0.84447 | 395.7571 | 0.9371 | 395.1353 | 0.23344
| 395.3525 | 0.035986 |  |  | 424.6099 | 0 | 395.3525 | 0.26071 | 395.3525 | 0.87168 | 395.9745 | 0.95486 | 395.3525 | 0.24954
| 395.5698 | 0.034493 |  |  | 424.7227 | 0.00022542 | 395.5698 | 0.24719 | 395.5698 | 0.8885 | 396.1918 | 0.96616 | 395.5698 | 0.25769
| 395.787 | 0.035395 |  |  | 424.8355 | 0 | 395.787 | 0.23995 | 395.787 | 0.91205 | 396.4091 | 0.98106 | 395.787 | 0.27507
| 396.0043 | 0.033003 |  |  | 424.9483 | 0.0002601 | 396.0043 | 0.23 | 396.0043 | 0.92433 | 396.6265 | 0.98745 | 396.0043 | 0.28546
| 396.2216 | 0.033035 |  |  | 425.0611 | 0 | 396.2216 | 0.22816 | 396.2216 | 0.94402 | 396.8438 | 0.99286 | 396.2216 | 0.30238
| 396.4389 | 0.032428 |  |  | 425.1739 | 0.0011618 | 396.4389 | 0.21503 | 396.4389 | 0.95478 | 397.0612 | 0.9941 | 396.4389 | 0.31284
| 396.6562 | 0.032514 |  |  | 425.2866 | 0 | 396.6562 | 0.21298 | 396.6562 | 0.96735 | 397.2786 | 0.99778 | 396.6562 | 0.33214
| 396.8736 | 0.031565 |  |  | 425.3994 | 0.0011965 | 396.8736 | 0.20477 | 396.8736 | 0.97714 | 397.496 | 0.99946 | 396.8736 | 0.3441
| 397.0909 | 0.031446 |  |  | 425.5122 | 0 | 397.0909 | 0.19883 | 397.0909 | 0.98506 | 397.7134 | 1 | 397.0909 | 0.36332
| 397.3083 | 0.029717 |  |  | 425.625 | 0.00084967 | 397.3083 | 0.18591 | 397.3083 | 0.99074 | 397.9308 | 0.99874 | 397.3083 | 0.37633
| 397.5257 | 0.030807 |  |  | 425.7378 | 0 | 397.5257 | 0.18872 | 397.5257 | 1 | 398.1483 | 0.99526 | 397.5257 | 0.39713
| 397.7431 | 0.029383 |  |  | 425.8506 | 0.0017167 | 397.7431 | 0.17753 | 397.7431 | 0.98495 | 398.3657 | 0.98786 | 397.7431 | 0.40847
| 397.9605 | 0.028938 |  |  | 425.9634 | 0 | 397.9605 | 0.17206 | 397.9605 | 0.98519 | 398.5832 | 0.97933 | 397.9605 | 0.42898
| 398.1779 | 0.028129 |  |  | 426.0762 | 0.00045084 | 398.1779 | 0.15631 | 398.1779 | 0.9763 | 398.8007 | 0.97182 | 398.1779 | 0.44
| 398.3954 | 0.028204 |  |  | 426.189 | 0 | 398.3954 | 0.15926 | 398.3954 | 0.97271 | 399.0182 | 0.95364 | 398.3954 | 0.46364
| 398.6128 | 0.025481 |  |  | 426.3017 | 0.00083233 | 398.6128 | 0.14534 | 398.6128 | 0.96569 | 399.2357 | 0.94103 | 398.6128 | 0.4764
| 398.8303 | 0.026882 |  |  | 426.4145 | 0 | 398.8303 | 0.14631 | 398.8303 | 0.94659 | 399.4532 | 0.92706 | 398.8303 | 0.49719
| 399.0478 | 0.026063 |  |  | 426.5273 | 0.0013525 | 399.0478 | 0.13559 | 399.0478 | 0.93654 | 399.6708 | 0.90414 | 399.0478 | 0.5128
| 399.2653 | 0.025872 |  |  | 426.6401 | 0 | 399.2653 | 0.13857 | 399.2653 | 0.93487 | 399.8883 | 0.88557 | 399.2653 | 0.53823
| 399.4828 | 0.024734 |  |  | 426.7529 | 0.0011618 | 399.4828 | 0.12597 | 399.4828 | 0.90918 | 400.1059 | 0.86479 | 399.4828 | 0.55356
| 399.7003 | 0.025415 |  |  | 426.8657 | 0 | 399.7003 | 0.12597 | 399.7003 | 0.89842 | 400.3235 | 0.84612 | 399.7003 | 0.57868
| 399.9179 | 0.024503 |  |  | 426.9785 | 0.0020635 | 399.9179 | 0.12056 | 399.9179 | 0.87724 | 400.5411 | 0.8261 | 399.9179 | 0.59477
| 400.1354 | 0.0255 |  |  | 427.0913 | 0 | 400.1354 | 0.12137 | 400.1354 | 0.86525 | 400.7587 | 0.81002 | 400.1354 | 0.62069
| 400.353 | 0.024404 |  |  | 427.2041 | 0.00072829 | 400.353 | 0.11372 | 400.353 | 0.84573 | 400.9763 | 0.78846 | 400.353 | 0.64097
| 400.5706 | 0.023893 |  |  | 427.3169 | 0 | 400.5706 | 0.11126 | 400.5706 | 0.82358 | 401.194 | 0.76715 | 400.5706 | 0.66059
| 400.7882 | 0.020944 |  |  | 427.4297 | 0.0013178 | 400.7882 | 0.1044 | 400.7882 | 0.79432 | 401.4117 | 0.74191 | 400.7882 | 0.67502
| 401.0058 | 0.022207 |  |  | 427.5425 | 0 | 401.0058 | 0.10168 | 401.0058 | 0.76859 | 401.6293 | 0.72095 | 401.0058 | 0.69136
| 401.2235 | 0.022687 |  |  | 427.6553 | 0.0019421 | 401.2235 | 0.097813 | 401.2235 | 0.74865 | 401.847 | 0.69636 | 401.2235 | 0.71315
| 401.4411 | 0.021695 |  |  | 427.7681 | 0 | 401.4411 | 0.097431 | 401.4411 | 0.72496 | 402.0647 | 0.67976 | 401.4411 | 0.73259
| 401.6588 | 0.020815 |  |  | 427.8809 | 0.00083233 | 401.6588 | 0.08828 | 401.6588 | 0.70534 | 402.2824 | 0.66163 | 401.6588 | 0.75075
| 401.8765 | 0.020302 |  |  | 427.9937 | 0 | 401.8765 | 0.088647 | 401.8765 | 0.69077 | 402.5002 | 0.64668 | 401.8765 | 0.77886
| 402.0942 | 0.020386 |  |  | 428.1065 | 0.0011618 | 402.0942 | 0.081873 | 402.0942 | 0.67116 | 402.7179 | 0.62765 | 402.0942 | 0.80312
| 402.3119 | 0.01994 |  |  | 428.2193 | 0 | 402.3119 | 0.085359 | 402.3119 | 0.64718 | 402.9357 | 0.61125 | 402.3119 | 0.81607
| 402.5296 | 0.02005 |  |  | 428.3321 | 0.0007803 | 402.5296 | 0.078132 | 402.5296 | 0.62502 | 403.1534 | 0.59468 | 402.5296 | 0.83041
| 402.7474 | 0.019681 |  |  | 428.4449 | 0 | 402.7474 | 0.079129 | 402.7474 | 0.60942 | 403.3712 | 0.57556 | 402.7474 | 0.84844
| 402.9651 | 0.020567 |  |  | 428.5577 | 0.001578 | 402.9651 | 0.074622 | 402.9651 | 0.59488 | 403.589 | 0.5602 | 402.9651 | 0.87215
| 403.1829 | 0.020069 |  |  | 428.6705 | 0 | 403.1829 | 0.07668 | 403.1829 | 0.5802 | 403.8068 | 0.54868 | 403.1829 | 0.89404
| 403.4007 | 0.018759 |  |  | 428.7833 | 0.0012485 | 403.4007 | 0.067799 | 403.4007 | 0.5568 | 404.0247 | 0.53242 | 403.4007 | 0.90142
| 403.6185 | 0.019483 |  |  | 428.8961 | 0 | 403.6185 | 0.068459 | 403.6185 | 0.54895 | 404.2425 | 0.51698 | 403.6185 | 0.92469
| 403.8363 | 0.018688 |  |  | 429.0089 | 0.0014219 | 403.8363 | 0.065873 | 403.8363 | 0.53026 | 404.4604 | 0.5033 | 403.8363 | 0.93629
| 404.0541 | 0.019332 |  |  | 429.1217 | 0 | 404.0541 | 0.068083 | 404.0541 | 0.52275 | 404.6782 | 0.49121 | 404.0541 | 0.95577
| 404.272 | 0.018595 |  |  | 429.2345 | 0.00095371 | 404.272 | 0.061662 | 404.272 | 0.50475 | 404.8961 | 0.47665 | 404.272 | 0.95998
| 404.4898 | 0.017912 |  |  | 429.3473 | 0 | 404.4898 | 0.061624 | 404.4898 | 0.49038 | 405.114 | 0.46562 | 404.4898 | 0.96707
| 404.7077 | 0.017903 |  |  | 429.4601 | 0.0014045 | 404.7077 | 0.055723 | 404.7077 | 0.48057 | 405.3319 | 0.45287 | 404.7077 | 0.98577
| 404.9256 | 0.017985 |  |  | 429.5729 | 0 | 404.9256 | 0.057835 | 404.9256 | 0.47019 | 405.5498 | 0.44074 | 404.9256 | 0.98837
| 405.1435 | 0.017236 |  |  | 429.6857 | 0.00055488 | 405.1435 | 0.054762 | 405.1435 | 0.45069 | 405.7678 | 0.42787 | 405.1435 | 0.97929
| 405.3614 | 0.017594 |  |  | 429.7985 | 0 | 405.3614 | 0.054219 | 405.3614 | 0.44392 | 405.9857 | 0.41893 | 405.3614 | 0.98645
| 405.5794 | 0.016677 |  |  | 429.9113 | 0.0010751 | 405.5794 | 0.050808 | 405.5794 | 0.43575 | 406.2037 | 0.405 | 405.5794 | 0.99579
| 405.7973 | 0.017454 |  |  | 430.0241 | 0 | 405.7973 | 0.053389 | 405.7973 | 0.43099 | 406.4217 | 0.396 | 405.7973 | 1
| 406.0153 | 0.016373 |  |  | 430.1369 | 0.0010924 | 406.0153 | 0.0478 | 406.0153 | 0.41608 | 406.6397 | 0.38615 | 406.0153 | 0.99074
| 406.2333 | 0.017223 |  |  | 430.2497 | 0 | 406.2333 | 0.052433 | 406.2333 | 0.41016 | 406.8577 | 0.37653 | 406.2333 | 0.98972
| 406.4513 | 0.017205 |  |  | 430.3625 | 0.001786 | 406.4513 | 0.045501 | 406.4513 | 0.40433 | 407.0757 | 0.36531 | 406.4513 | 0.9848
| 406.6693 | 0.016923 |  |  | 430.4753 | 0 | 406.6693 | 0.046215 | 406.6693 | 0.39928 | 407.2938 | 0.35612 | 406.6693 | 0.98513
| 406.8873 | 0.016743 |  |  | 430.5881 | 0.00050287 | 406.8873 | 0.043644 | 406.8873 | 0.38573 | 407.5118 | 0.34491 | 406.8873 | 0.96005
| 407.1053 | 0.015622 |  |  | 430.701 | 0 | 407.1053 | 0.043893 | 407.1053 | 0.37781 | 407.7299 | 0.33724 | 407.1053 | 0.94541
| 407.3234 | 0.015404 |  |  | 430.8138 | 0.0016993 | 407.3234 | 0.038948 | 407.3234 | 0.36534 | 407.948 | 0.32674 | 407.3234 | 0.92189
| 407.5415 | 0.016004 |  |  | 430.9266 | 0 | 407.5415 | 0.042516 | 407.5415 | 0.36204 | 408.166 | 0.31794 | 407.5415 | 0.91428
| 407.7595 | 0.015281 |  |  | 431.0394 | 0.00074563 | 407.7595 | 0.036736 | 407.7595 | 0.34809 | 408.3842 | 0.30698 | 407.7595 | 0.88892
| 407.9776 | 0.014354 |  |  | 431.1522 | 0 | 407.9776 | 0.037552 | 407.9776 | 0.34272 | 408.6023 | 0.29972 | 407.9776 | 0.8657
| 408.1958 | 0.014879 |  |  | 431.265 | 0.00065893 | 408.1958 | 0.035024 | 408.1958 | 0.33294 | 408.8204 | 0.29186 | 408.1958 | 0.84494
| 408.4139 | 0.015291 |  |  | 431.3778 | 0 | 408.4139 | 0.032887 | 408.4139 | 0.32472 | 409.0386 | 0.27288 | 408.4139 | 0.81511
| 408.632 | 0.015512 |  |  | 431.4907 | 0.0012312 | 408.632 | 0.034484 | 408.632 | 0.31899 | 409.2567 | 0.26699 | 408.632 | 0.79707
| 408.8502 | 0.014626 |  |  | 431.6035 | 0 | 408.8502 | 0.03081 | 408.8502 | 0.306 | 409.4749 | 0.25852 | 408.8502 | 0.76518
| 409.0684 | 0.014736 |  |  | 431.7163 | 0.0011791 | 409.0684 | 0.033365 | 409.0684 | 0.30181 | 409.6931 | 0.25143 | 409.0684 | 0.7431
| 409.2866 | 0.01461 |  |  | 431.8291 | 0 | 409.2866 | 0.028168 | 409.2866 | 0.2949 | 409.9113 | 0.24109 | 409.2866 | 0.72154
| 409.5048 | 0.014758 |  |  | 431.9419 | 0.0015086 | 409.5048 | 0.030891 | 409.5048 | 0.28742 | 410.1295 | 0.23276 | 409.5048 | 0.69832
| 409.723 | 0.014275 |  |  | 432.0547 | 0 | 409.723 | 0.025883 | 409.723 | 0.27603 | 410.3478 | 0.22714 | 409.723 | 0.66807
| 409.9412 | 0.013983 |  |  | 432.1676 | 0.00067626 | 409.9412 | 0.029511 | 409.9412 | 0.27228 | 410.566 | 0.2213 | 409.9412 | 0.65188
| 410.1595 | 0.013924 |  |  | 432.2804 | 0 | 410.1595 | 0.025081 | 410.1595 | 0.26404 | 410.7843 | 0.21317 | 410.1595 | 0.63453
| 410.3777 | 0.014638 |  |  | 432.3932 | 0.00098839 | 410.3777 | 0.028229 | 410.3777 | 0.26373 | 411.0026 | 0.20667 | 410.3777 | 0.62094
| 410.596 | 0.013761 |  |  | 432.506 | 0 | 410.596 | 0.024008 | 410.596 | 0.25567 | 411.2209 | 0.19958 | 410.596 | 0.60331
| 410.8143 | 0.013571 |  |  | 432.6188 | 0.0022369 | 410.8143 | 0.026098 | 410.8143 | 0.24925 | 411.4391 | 0.19455 | 410.8143 | 0.58536
| 411.0326 | 0.013902 |  |  | 432.7317 | 0 | 411.0326 | 0.021045 | 411.0326 | 0.2396 | 411.6575 | 0.18687 | 411.0326 | 0.55807
| 411.2509 | 0.014567 |  |  | 432.8445 | 0.0013699 | 411.2509 | 0.025042 | 411.2509 | 0.23773 | 411.8758 | 0.18229 | 411.2509 | 0.54847
| 411.4693 | 0.013189 |  |  | 432.9573 | 0 | 411.4693 | 0.02168 | 411.4693 | 0.23022 | 412.0941 | 0.17675 | 411.4693 | 0.5312
| 411.6876 | 0.013261 |  |  | 433.0701 | 0.0022542 | 411.6876 | 0.024246 | 411.6876 | 0.22311 | 412.3125 | 0.1693 | 411.6876 | 0.51305
| 411.906 | 0.013268 |  |  | 433.183 | 0 | 411.906 | 0.019397 | 411.906 | 0.21196 | 412.5309 | 0.16344 | 411.906 | 0.48787
| 412.1244 | 0.013055 |  |  | 433.2958 | 0.001578 | 412.1244 | 0.022747 | 412.1244 | 0.20943 | 412.7493 | 0.15719 | 412.1244 | 0.47786
| 412.3427 | 0.013524 |  |  | 433.4086 | 0 | 412.3427 | 0.01755 | 412.3427 | 0.19864 | 412.9677 | 0.15398 | 412.3427 | 0.46031
| 412.5612 | 0.013074 |  |  | 433.5214 | 0.0019074 | 412.5612 | 0.020439 | 412.5612 | 0.19325 | 413.1861 | 0.14952 | 412.5612 | 0.44219
| 412.7796 | 0.012398 |  |  | 433.6343 | 0 | 412.7796 | 0.016455 | 412.7796 | 0.18174 | 413.4045 | 0.14248 | 412.7796 | 0.42206
| 412.998 | 0.012736 |  |  | 433.7471 | 0.002549 | 412.998 | 0.020318 | 412.998 | 0.17911 | 413.623 | 0.13942 | 412.998 | 0.414
| 413.2165 | 0.01262 |  |  | 433.8599 | 0 | 413.2165 | 0.016746 | 413.2165 | 0.17186 | 413.8414 | 0.13427 | 413.2165 | 0.3983
| 413.435 | 0.013013 |  |  | 433.9728 | 0.00062425 | 413.435 | 0.019219 | 413.435 | 0.168 | 414.0599 | 0.13223 | 413.435 | 0.38987
| 413.6534 | 0.011502 |  |  | 434.0856 | 0 | 413.6534 | 0.014622 | 413.6534 | 0.15817 | 414.2784 | 0.12503 | 413.6534 | 0.37415
| 413.8719 | 0.012204 |  |  | 434.1984 | 0.0020115 | 413.8719 | 0.018478 | 413.8719 | 0.15567 | 414.4969 | 0.12162 | 413.8719 | 0.36487
| 414.0904 | 0.012468 |  |  | 434.3113 | 0 | 414.0904 | 0.015606 | 414.0904 | 0.14903 | 414.7154 | 0.11829 | 414.0904 | 0.35569
| 414.309 | 0.012689 |  |  | 434.4241 | 0.0017167 | 414.309 | 0.017063 | 414.309 | 0.14682 | 414.9339 | 0.11544 | 414.309 | 0.35078
| 414.5275 | 0.012278 |  |  | 434.5369 | 0 | 414.5275 | 0.012845 | 414.5275 | 0.13964 | 415.1525 | 0.11006 | 414.5275 | 0.33623
| 414.7461 | 0.012081 |  |  | 434.6498 | 0.0012312 | 414.7461 | 0.0148 | 414.7461 | 0.13784 | 415.371 | 0.10608 | 414.7461 | 0.33129
| 414.9647 | 0.011536 |  |  | 434.7626 | 0 | 414.9647 | 0.012064 | 414.9647 | 0.13057 | 415.5896 | 0.10368 | 414.9647 | 0.32439
| 415.1832 | 0.012427 |  |  | 434.8754 | 0.0010924 | 415.1832 | 0.014922 | 415.1832 | 0.1323 | 415.8082 | 0.099299 | 415.1832 | 0.32394
| 415.4018 | 0.011864 |  |  | 434.9883 | 0 | 415.4018 | 0.012864 | 415.4018 | 0.12522 | 416.0268 | 0.095939 | 415.4018 | 0.31024
| 415.6205 | 0.012136 |  |  | 435.1011 | 0.00081498 | 415.6205 | 0.014932 | 415.6205 | 0.12175 | 416.2454 | 0.092516 | 415.6205 | 0.30692
| 415.8391 | 0.011639 |  |  | 435.214 | 0 | 415.8391 | 0.010564 | 415.8391 | 0.11966 | 416.464 | 0.08839 | 415.8391 | 0.3015
| 416.0577 | 0.012654 |  |  | 435.3268 | 0.0011965 | 416.0577 | 0.014449 | 416.0577 | 0.12029 | 416.6827 | 0.08784 | 416.0577 | 0.29891
| 416.2764 | 0.01139 |  |  | 435.4396 | 0 | 416.2764 | 0.012456 | 416.2764 | 0.11131 | 416.9013 | 0.083833 | 416.2764 | 0.28745
| 416.4951 | 0.012174 |  |  | 435.5525 | 0.001578 | 416.4951 | 0.014278 | 416.4951 | 0.11173 | 417.12 | 0.081502 | 416.4951 | 0.28705
| 416.7138 | 0.011741 |  |  | 435.6653 | 0 | 416.7138 | 0.011012 | 416.7138 | 0.10679 | 417.3387 | 0.080261 | 416.7138 | 0.27756
| 416.9325 | 0.012292 |  |  | 435.7782 | 0.001578 | 416.9325 | 0.014554 | 416.9325 | 0.10809 | 417.5574 | 0.078208 | 416.9325 | 0.2757
| 417.1512 | 0.010677 |  |  | 435.891 | 0 | 417.1512 | 0.0097345 | 417.1512 | 0.099491 | 417.7761 | 0.073161 | 417.1512 | 0.26356
| 417.3699 | 0.011918 |  |  | 436.0039 | 0.0022369 | 417.3699 | 0.011078 | 417.3699 | 0.10096 | 417.9948 | 0.070964 | 417.3699 | 0.25834
| 417.5887 | 0.011532 |  |  | 436.1167 | 0 | 417.5887 | 0.010401 | 417.5887 | 0.094367 | 418.2135 | 0.068293 | 417.5887 | 0.24949
| 417.8074 | 0.013271 |  |  | 436.2295 | 0.00090168 | 417.8074 | 0.011896 | 417.8074 | 0.096355 | 418.4323 | 0.066447 | 417.8074 | 0.24851
| 418.0262 | 0.011412 |  |  | 436.3424 | 0 | 418.0262 | 0.009799 | 418.0262 | 0.089692 | 418.6511 | 0.063024 | 418.0262 | 0.23626
| 418.245 | 0.011611 |  |  | 436.4552 | 0.0010057 | 418.245 | 0.011267 | 418.245 | 0.0899 | 418.8698 | 0.062212 | 418.245 | 0.23462
| 418.4638 | 0.010949 |  |  | 436.5681 | 0 | 418.4638 | 0.0077727 | 418.4638 | 0.085548 | 419.0886 | 0.059704 | 418.4638 | 0.22353
| 418.6826 | 0.011391 |  |  | 436.6809 | 0.00045084 | 418.6826 | 0.011915 | 418.6826 | 0.087796 | 419.3074 | 0.057814 | 418.6826 | 0.22079
| 418.9015 | 0.010856 |  |  | 436.7938 | 0 | 418.9015 | 0.0074642 | 418.9015 | 0.079796 | 419.5262 | 0.055236 | 418.9015 | 0.20957
| 419.1203 | 0.011341 |  |  | 436.9066 | 0.0018034 | 419.1203 | 0.010285 | 419.1203 | 0.080311 | 419.7451 | 0.053252 | 419.1203 | 0.20456
| 419.3392 | 0.010783 |  |  | 437.0195 | 0 | 419.3392 | 0.0080922 | 419.3392 | 0.075785 | 419.9639 | 0.051526 | 419.3392 | 0.19686
| 419.5581 | 0.011615 |  |  | 437.1323 | 0.00064159 | 419.5581 | 0.0096816 | 419.5581 | 0.078111 | 420.1828 | 0.050581 | 419.5581 | 0.19503
| 419.777 | 0.010903 |  |  | 437.2452 | 0 | 419.777 | 0.0080267 | 419.777 | 0.070701 | 420.4017 | 0.047503 | 419.777 | 0.18311
| 419.9959 | 0.011196 |  |  | 437.3581 | 0.0006936 | 419.9959 | 0.0087822 | 419.9959 | 0.072415 | 420.6206 | 0.047276 | 419.9959 | 0.17887
| 420.2148 | 0.010814 |  |  | 437.4709 | 0 | 420.2148 | 0.0058335 | 420.2148 | 0.067755 | 420.8395 | 0.045589 | 420.2148 | 0.16953
| 420.4338 | 0.0099698 |  |  | 437.5838 | 0.0013699 | 420.4338 | 0.0092482 | 420.4338 | 0.069172 | 421.0584 | 0.043941 | 420.4338 | 0.16719
| 420.6527 | 0.010621 |  |  | 437.6966 | 0 | 420.6527 | 0.0066626 | 420.6527 | 0.063381 | 421.2773 | 0.042051 | 420.6527 | 0.15794
| 420.8717 | 0.010462 |  |  | 437.8095 | 0.0019594 | 420.8717 | 0.0076948 | 420.8717 | 0.064841 | 421.4963 | 0.040616 | 420.8717 | 0.15473
| 421.0907 | 0.0098432 |  |  | 437.9223 | 0 | 421.0907 | 0.0061288 | 421.0907 | 0.060176 | 421.7152 | 0.039721 | 421.0907 | 0.1462
| 421.3097 | 0.010918 |  |  | 438.0352 | 0.0011444 | 421.3097 | 0.0091958 | 421.3097 | 0.062181 | 421.9342 | 0.03885 | 421.3097 | 0.14481
| 421.5287 | 0.010275 |  |  | 438.1481 | 0 | 421.5287 | 0.0049871 | 421.5287 | 0.057257 | 422.1532 | 0.037074 | 421.5287 | 0.13647
| 421.7477 | 0.011026 |  |  | 438.2609 | 0.00083233 | 421.7477 | 0.0077971 | 421.7477 | 0.058758 | 422.3722 | 0.036055 | 421.7477 | 0.13553
| 421.9667 | 0.010408 |  |  | 438.3738 | 0 | 421.9667 | 0.0055768 | 421.9667 | 0.05518 | 422.5912 | 0.033007 | 421.9667 | 0.12871
| 422.1858 | 0.010578 |  |  | 438.4867 | 0.0012312 | 422.1858 | 0.0083604 | 422.1858 | 0.055182 | 422.8102 | 0.032982 | 422.1858 | 0.12718
| 422.4049 | 0.010869 |  |  | 438.5995 | 0 | 422.4049 | 0.005646 | 422.4049 | 0.052075 | 423.0293 | 0.032314 | 422.4049 | 0.11966
| 422.624 | 0.010782 |  |  | 438.7124 | 0.00091902 | 422.624 | 0.0070137 | 422.624 | 0.053453 | 423.2484 | 0.032557 | 422.624 | 0.11899
| 422.8431 | 0.0099376 |  |  | 438.8252 | 0 | 422.8431 | 0.0048042 | 422.8431 | 0.048065 | 423.4674 | 0.029761 | 422.8431 | 0.11254
| 423.0622 | 0.0099162 |  |  | 438.9381 | 0.0016473 | 423.0622 | 0.0067732 | 423.0622 | 0.049752 | 423.6865 | 0.029672 | 423.0622 | 0.11226
| 423.2813 | 0.010532 |  |  | 439.051 | 0.0003476 | 423.2813 | 0.0046439 | 423.2813 | 0.0478 | 423.9056 | 0.027441 | 423.2813 | 0.10567
| 423.5004 | 0.01056 |  |  | 439.1639 | 0.0016473 | 423.5004 | 0.0063963 | 423.5004 | 0.049148 | 424.1247 | 0.027446 | 423.5004 | 0.10461
| 423.7196 | 0.010266 |  |  | 439.2767 | 0 | 423.7196 | 0.0044151 | 423.7196 | 0.043913 | 424.3438 | 0.025907 | 423.7196 | 0.099416
| 423.9388 | 0.010576 |  |  | 439.3896 | 0.0016473 | 423.9388 | 0.0069816 | 423.9388 | 0.04642 | 424.563 | 0.025071 | 423.9388 | 0.099793
| 424.158 | 0.0096759 |  |  | 439.5025 | 0 | 424.158 | 0.0036759 | 424.158 | 0.043879 | 424.7821 | 0.024463 | 424.158 | 0.09606
| 424.3772 | 0.010318 |  |  | 439.6153 | 0.0014739 | 424.3772 | 0.0070895 | 424.3772 | 0.045019 | 425.0013 | 0.02425 | 424.3772 | 0.096877
| 424.5964 | 0.010589 |  |  | 439.7282 | 0 | 424.5964 | 0.0041187 | 424.5964 | 0.042453 | 425.2205 | 0.022518 | 424.5964 | 0.0911
| 424.8156 | 0.0097458 |  |  | 439.8411 | 0.0012485 | 424.8156 | 0.0068524 | 424.8156 | 0.043059 | 425.4397 | 0.023107 | 424.8156 | 0.090484
| 425.0349 | 0.010105 |  |  | 439.954 | 0 | 425.0349 | 0.0037492 | 425.0349 | 0.037962 | 425.6589 | 0.021351 | 425.0349 | 0.084475
| 425.2541 | 0.010881 |  |  | 440.0668 | 0.0010404 | 425.2541 | 0.007205 | 425.2541 | 0.040697 | 425.8781 | 0.021242 | 425.2541 | 0.085471
| 425.4734 | 0.0097739 |  |  | 440.1797 | 0 | 425.4734 | 0.003231 | 425.4734 | 0.034926 | 426.0973 | 0.019985 | 425.4734 | 0.079556
| 425.6927 | 0.0085738 |  |  | 440.2926 | 0.0013699 | 425.6927 | 0.0067432 | 425.6927 | 0.037084 | 426.3166 | 0.019881 | 425.6927 | 0.079707
| 425.912 | 0.0096127 |  |  | 440.4055 | 0 | 425.912 | 0.0028191 | 425.912 | 0.033089 | 426.5359 | 0.0191 | 425.912 | 0.074441
| 426.1313 | 0.01064 |  |  | 440.5184 | 0.001682 | 426.1313 | 0.0055655 | 426.1313 | 0.035701 | 426.7551 | 0.018446 | 426.1313 | 0.075436
| 426.3506 | 0.0099744 |  |  | 440.6312 | 0 | 426.3506 | 0.0049345 | 426.3506 | 0.031008 | 426.9744 | 0.017249 | 426.3506 | 0.071232
| 426.57 | 0.010262 |  |  | 440.7441 | 0.0020288 | 426.57 | 0.006386 | 426.57 | 0.032556 | 427.1937 | 0.018026 | 426.57 | 0.072712
| 426.7894 | 0.0093447 |  |  | 440.857 | 0 | 426.7894 | 0.0035026 | 426.7894 | 0.029354 | 427.413 | 0.016764 | 426.7894 | 0.066773
| 427.0087 | 0.0099982 |  |  | 440.9699 | 0.0017167 | 427.0087 | 0.0049697 | 427.0087 | 0.031408 | 427.6324 | 0.016952 | 427.0087 | 0.067481
| 427.2281 | 0.010433 |  |  | 441.0828 | 0 | 427.2281 | 0.0027765 | 427.2281 | 0.028349 | 427.8517 | 0.015997 | 427.2281 | 0.063183
| 427.4475 | 0.0097671 |  |  | 441.1957 | 0.0010404 | 427.4475 | 0.0055414 | 427.4475 | 0.028331 | 428.0711 | 0.017026 | 427.4475 | 0.062919
| 427.6669 | 0.0090531 |  |  | 441.3086 | 0 | 427.6669 | 0.0030289 | 427.6669 | 0.024202 | 428.2904 | 0.015443 | 427.6669 | 0.057068
| 427.8864 | 0.0096318 |  |  | 441.4215 | 0.0013005 | 427.8864 | 0.0052338 | 427.8864 | 0.0263 | 428.5098 | 0.01626 | 427.8864 | 0.05867
| 428.1058 | 0.0090074 |  |  | 441.5343 | 0 | 428.1058 | 0.0028454 | 428.1058 | 0.023051 | 428.7292 | 0.014701 | 428.1058 | 0.053902
| 428.3253 | 0.009723 |  |  | 441.6472 | 0.00062425 | 428.3253 | 0.0054062 | 428.3253 | 0.025614 | 428.9487 | 0.014647 | 428.3253 | 0.05582
| 428.5448 | 0.009523 |  |  | 441.7601 | 0 | 428.5448 | 0.0020331 | 428.5448 | 0.022565 | 429.1681 | 0.013608 | 428.5448 | 0.050864
| 428.7643 | 0.0096292 |  |  | 441.873 | 0.00097105 | 428.7643 | 0.0048435 | 428.7643 | 0.023424 | 429.3875 | 0.01432 | 428.7643 | 0.052721
| 428.9838 | 0.0093267 |  |  | 441.9859 | 0 | 428.9838 | 0.0027015 | 428.9838 | 0.021703 | 429.607 | 0.012905 | 428.9838 | 0.049715
| 429.2033 | 0.0097582 |  |  | 442.0988 | 0.0013352 | 429.2033 | 0.0060497 | 429.2033 | 0.021875 | 429.8264 | 0.012974 | 429.2033 | 0.051111
| 429.4228 | 0.0093247 |  |  | 442.2117 | 0 | 429.4228 | 0.0035407 | 429.4228 | 0.018707 | 430.0459 | 0.012425 | 429.4228 | 0.046729
| 429.6424 | 0.0090392 |  |  | 442.3246 | 0.0010924 | 429.6424 | 0.0049641 | 429.6424 | 0.021731 | 430.2654 | 0.012232 | 429.6424 | 0.048449
| 429.8619 | 0.009051 |  |  | 442.4375 | 0 | 429.8619 | 0.0011784 | 429.8619 | 0.01763 | 430.485 | 0.011787 | 429.8619 | 0.04497
| 430.0815 | 0.0085494 |  |  | 442.5504 | 0.0004335 | 430.0815 | 0.0052274 | 430.0815 | 0.020917 | 430.7045 | 0.013227 | 430.0815 | 0.046852
| 430.3011 | 0.0091594 |  |  | 442.6633 | 0 | 430.3011 | 0.0014133 | 430.3011 | 0.01698 | 430.924 | 0.011648 | 430.3011 | 0.043383
| 430.5207 | 0.0093293 |  |  | 442.7762 | 0.0011791 | 430.5207 | 0.0052589 | 430.5207 | 0.020555 | 431.1436 | 0.012074 | 430.5207 | 0.0451
| 430.7404 | 0.0090179 |  |  | 442.8891 | 0 | 430.7404 | 0.0028848 | 430.7404 | 0.016776 | 431.3631 | 0.011104 | 430.7404 | 0.041516
| 430.96 | 0.0099883 |  |  | 443.002 | 0.0013872 | 430.96 | 0.0045389 | 430.96 | 0.019898 | 431.5827 | 0.011426 | 430.96 | 0.043678
| 431.1796 | 0.0095144 |  |  | 443.1149 | 0 | 431.1796 | 0.0023319 | 431.1796 | 0.016299 | 431.8023 | 0.010644 | 431.1796 | 0.040377
| 431.3993 | 0.010265 |  |  | 443.2278 | 0.00046818 | 431.3993 | 0.0038218 | 431.3993 | 0.018283 | 432.0219 | 0.010763 | 431.3993 | 0.042245
| 431.619 | 0.0094887 |  |  | 443.3407 | 0 | 431.619 | 0.0016982 | 431.619 | 0.016001 | 432.2415 | 0.010387 | 431.619 | 0.038668
| 431.8387 | 0.010107 |  |  | 443.4536 | 0.00053755 | 431.8387 | 0.0042665 | 431.8387 | 0.018359 | 432.4612 | 0.010887 | 431.8387 | 0.039134
| 432.0584 | 0.0092471 |  |  | 443.5665 | 0 | 432.0584 | 0.0015713 | 432.0584 | 0.014605 | 432.6808 | 0.010184 | 432.0584 | 0.035193
| 432.2781 | 0.0086704 |  |  | 443.6795 | 0.00065893 | 432.2781 | 0.0049131 | 432.2781 | 0.016053 | 432.9005 | 0.010303 | 432.2781 | 0.036357
| 432.4979 | 0.008522 |  |  | 443.7924 | 0 | 432.4979 | 0.0026944 | 432.4979 | 0.014832 | 433.1201 | 0.0090362 | 432.4979 | 0.033077
| 432.7176 | 0.0092593 |  |  | 443.9053 | 0.0017167 | 432.7176 | 0.0051021 | 432.7176 | 0.014691 | 433.3398 | 0.0094073 | 432.7176 | 0.034735
| 432.9374 | 0.0093917 |  |  | 444.0182 | 0 | 432.9374 | 0.0023576 | 432.9374 | 0.013529 | 433.5595 | 0.0091698 | 432.9374 | 0.031334
| 433.1572 | 0.0091816 |  |  | 444.1311 | 0.0025143 | 433.1572 | 0.0041429 | 433.1572 | 0.01414 | 433.7793 | 0.0094666 | 433.1572 | 0.03298
| 433.377 | 0.0088519 |  |  | 444.244 | 0 | 433.377 | 0.0011143 | 433.377 | 0.012169 | 433.999 | 0.0092935 | 433.377 | 0.030033
| 433.5968 | 0.0093752 |  |  | 444.3569 | 0.00064159 | 433.5968 | 0.0043621 | 433.5968 | 0.014419 | 434.2188 | 0.0092737 | 433.5968 | 0.031528
| 433.8166 | 0.009127 |  |  | 444.4699 | 0 | 433.8166 | 0.0018333 | 433.8166 | 0.012356 | 434.4385 | 0.0080517 | 433.8166 | 0.028224
| 434.0364 | 0.0093361 |  |  | 444.5828 | 0.0007803 | 434.0364 | 0.0044822 | 434.0364 | 0.013922 | 434.6583 | 0.0087741 | 434.0364 | 0.029382
| 434.2563 | 0.0085934 |  |  | 444.6957 | 0 | 434.2563 | 0.0013944 | 434.2563 | 0.01198 | 434.8781 | 0.0082001 | 434.2563 | 0.026032
| 434.4761 | 0.0093873 |  |  | 444.8086 | 0.0011791 | 434.4761 | 0.005045 | 434.4761 | 0.012437 | 435.0978 | 0.0082248 | 434.4761 | 0.027359
| 434.696 | 0.008783 |  |  | 444.9216 | 0 | 434.696 | 0.00072711 | 434.696 | 0.010979 | 435.3177 | 0.0082742 | 434.696 | 0.023985
| 434.9159 | 0.0093268 |  |  | 445.0345 | 0.00093636 | 434.9159 | 0.0041461 | 434.9159 | 0.01212 | 435.5375 | 0.0082496 | 434.9159 | 0.025553
| 435.1358 | 0.0086308 |  |  | 445.1474 | 0 | 435.1358 | 0.0016395 | 435.1358 | 0.010256 | 435.7573 | 0.0071166 | 435.1358 | 0.023209
| 435.3558 | 0.0090617 |  |  | 445.2603 | 0.0017167 | 435.3558 | 0.0034575 | 435.3558 | 0.011755 | 435.9772 | 0.0077944 | 435.3558 | 0.024862
| 435.5757 | 0.0086203 |  |  | 445.3733 | 0 | 435.5757 | 0.0014244 | 435.5757 | 0.010671 | 436.1971 | 0.0065773 | 435.5757 | 0.021732
| 435.7957 | 0.0094434 |  |  | 445.4862 | 0.001578 | 435.7957 | 0.0033769 | 435.7957 | 0.011001 | 436.4169 | 0.0074035 | 435.7957 | 0.023447
| 436.0156 | 0.0086372 |  |  | 445.5991 | 0 | 436.0156 | 0.00050925 | 436.0156 | 0.010011 | 436.6368 | 0.0074382 | 436.0156 | 0.020494
| 436.2356 | 0.0088792 |  |  | 445.7121 | 0.0010231 | 436.2356 | 0.0040285 | 436.2356 | 0.01162 | 436.8567 | 0.0073392 | 436.2356 | 0.021826
| 436.4556 | 0.0086016 |  |  | 445.825 | 0 | 436.4556 | 0.0010469 | 436.4556 | 0.0086715 | 437.0767 | 0.0065674 | 436.4556 | 0.018892
| 436.6756 | 0.0088901 |  |  | 445.9379 | 0.0013699 | 436.6756 | 0.0034264 | 436.6756 | 0.010526 | 437.2966 | 0.0066763 | 436.6756 | 0.020324
| 436.8956 | 0.0087692 |  |  | 446.0509 | 0 | 436.8956 | 0.0014114 | 436.8956 | 0.0086243 | 437.5165 | 0.0062508 | 436.8956 | 0.01781
| 437.1157 | 0.0088501 |  |  | 446.1638 | 0.0006069 | 437.1157 | 0.003403 | 437.1157 | 0.0095953 | 437.7365 | 0.0068742 | 437.1157 | 0.019463
| 437.3357 | 0.0084253 |  |  | 446.2767 | 0 | 437.3357 | 0.0016341 | 437.3357 | 0.0081521 | 437.9565 | 0.005766 | 437.3357 | 0.01635
| 437.5558 | 0.0089016 |  |  | 446.3897 | 0.0015259 | 437.5558 | 0.0045766 | 437.5558 | 0.0093407 | 438.1765 | 0.0062409 | 437.5558 | 0.018252
| 437.7759 | 0.0081829 |  |  | 446.5026 | 0 | 437.7759 | 0.0013022 | 437.7759 | 0.0069895 | 438.3965 | 0.0056125 | 437.7759 | 0.015694
| 437.996 | 0.0088742 |  |  | 446.6156 | 0.00039883 | 437.996 | 0.004026 | 437.996 | 0.010357 | 438.6165 | 0.0064883 | 437.996 | 0.017918
| 438.2161 | 0.0085275 |  |  | 446.7285 | 0 | 438.2161 | 0.00031559 | 438.2161 | 0.007409 | 438.8365 | 0.0061716 | 438.2161 | 0.015304
| 438.4362 | 0.0087786 |  |  | 446.8414 | 0.00010404 | 438.4362 | 0.002666 | 438.4362 | 0.0087391 | 439.0565 | 0.0067801 | 438.4362 | 0.016577
| 438.6564 | 0.0081373 |  |  | 446.9544 | 0 | 438.6564 | 0.0021987 | 438.6564 | 0.0066856 | 439.2766 | 0.0050733 | 438.6564 | 0.013852
| 438.8765 | 0.0088995 |  |  | 447.0673 | 0.0021328 | 438.8765 | 0.0037787 | 438.8765 | 0.0092607 | 439.4967 | 0.0058699 | 438.8765 | 0.015868
| 439.0967 | 0.0080686 |  |  | 447.1803 | 0 | 439.0967 | 0.0024555 | 439.0967 | 0.005903 | 439.7168 | 0.004905 | 439.0967 | 0.012907
| 439.3169 | 0.0085724 |  |  | 447.2932 | 0.0020808 | 439.3169 | 0.0028457 | 439.3169 | 0.0083676 | 439.9369 | 0.0055631 | 439.3169 | 0.01475
| 439.5371 | 0.0080581 |  |  | 447.4062 | 0 | 439.5371 | 0.0019495 | 439.5371 | 0.0057755 | 440.157 | 0.0050386 | 439.5371 | 0.012101
| 439.7573 | 0.0080294 |  |  | 447.5191 | 0.001578 | 439.7573 | 0.0024213 | 439.7573 | 0.0084705 | 440.3771 | 0.0055631 | 439.7573 | 0.014026
| 439.9775 | 0.0080618 |  |  | 447.6321 | 0 | 439.9775 | 0.0014665 | 439.9775 | 0.0058277 | 440.5973 | 0.0043312 | 439.9775 | 0.011611
| 440.1977 | 0.0085606 |  |  | 447.745 | 0.0023929 | 440.1977 | 0.0036079 | 440.1977 | 0.0085423 | 440.8174 | 0.0057907 | 440.1977 | 0.013251
| 440.418 | 0.0078758 |  |  | 447.858 | 0 | 440.418 | 0.00046042 | 440.418 | 0.0054624 | 441.0376 | 0.0044944 | 440.418 | 0.01104
| 440.6383 | 0.0084309 |  |  | 447.9709 | 0.0028438 | 440.6383 | 0.0037715 | 440.6383 | 0.0075716 | 441.2578 | 0.0050831 | 440.6383 | 0.012509
| 440.8585 | 0.0080511 |  |  | 448.0839 | 0 | 440.8585 | 0.00075788 | 440.8585 | 0.0049732 | 441.4779 | 0.0041481 | 440.8585 | 0.01096
| 441.0788 | 0.0084033 |  |  | 448.1969 | 0.00046818 | 441.0788 | 0.0028539 | 441.0788 | 0.007444 | 441.6982 | 0.0050189 | 441.0788 | 0.01196
| 441.2992 | 0.0078181 |  |  | 448.3098 | 0 | 441.2992 | 0.00082603 | 441.2992 | 0.0045335 | 441.9184 | 0.0043806 | 441.2992 | 0.0098544
| 441.5195 | 0.0077562 |  |  | 448.4228 | 0.00055488 | 441.5195 | 0.0029586 | 441.5195 | 0.0061083 | 442.1386 | 0.0046973 | 441.5195 | 0.011569
| 441.7398 | 0.0080458 |  |  | 448.5358 | 0 | 441.7398 | 0.0011576 | 441.7398 | 0.004891 | 442.3589 | 0.0037374 | 441.7398 | 0.0093674
| 441.9602 | 0.0084162 |  |  | 448.6487 | 0.0013352 | 441.9602 | 0.0033083 | 441.9602 | 0.006934 | 442.5791 | 0.0052168 | 441.9602 | 0.011309
| 442.1805 | 0.0075968 |  |  | 448.7617 | 0 | 442.1805 | 0.00035798 | 442.1805 | 0.0044431 | 442.7994 | 0.0039848 | 442.1805 | 0.0093599
| 442.4009 | 0.0082372 |  |  | 448.8746 | 0.00098839 | 442.4009 | 0.0031914 | 442.4009 | 0.0068072 | 443.0197 | 0.0051128 | 442.4009 | 0.010805
| 442.6213 | 0.0081634 |  |  | 448.9876 | 0 | 442.6213 | 0.00092724 | 442.6213 | 0.004854 | 443.24 | 0.0034703 | 442.6213 | 0.0086952
| 442.8417 | 0.0081686 |  |  | 449.1006 | 0.0007803 | 442.8417 | 0.0030164 | 442.8417 | 0.0054118 | 443.4603 | 0.0037028 | 442.8417 | 0.010252
| 443.0622 | 0.0078931 |  |  | 449.2136 | 0 | 443.0622 | 0.00076644 | 443.0622 | 0.0040465 | 443.6806 | 0.0029359 | 443.0622 | 0.0082383
| 443.2826 | 0.007754 |  |  | 449.3265 | 0.0011791 | 443.2826 | 0.0036074 | 443.2826 | 0.0058342 | 443.901 | 0.0040491 | 443.2826 | 0.010016
| 443.5031 | 0.0076626 |  |  | 449.4395 | 0 | 443.5031 | 0.00063724 | 443.5031 | 0.0039246 | 444.1213 | 0.0034208 | 443.5031 | 0.0075698
| 443.7235 | 0.0078493 |  |  | 449.5525 | 0.0020635 | 443.7235 | 0.0018836 | 443.7235 | 0.0059029 | 444.3417 | 0.0032279 | 443.7235 | 0.0092899
| 443.944 | 0.0073119 |  |  | 449.6655 | 0 | 443.944 | -0.0002364 | 443.944 | 0.0037024 | 444.5621 | 0.003213 | 443.944 | 0.0069731
| 444.1645 | 0.0076101 |  |  | 449.7784 | 0.00064159 | 444.1645 | 0.0023272 | 444.1645 | 0.0048815 | 444.7825 | 0.003678 | 444.1645 | 0.0088597
| 444.385 | 0.0076275 |  |  | 449.8914 | 0 | 444.385 | 4.6584e-05 | 444.385 | 0.0039397 | 445.0029 | 0.0027479 | 444.385 | 0.0069756
| 444.6055 | 0.0072384 |  |  | 450.0044 | 0.00076297 | 444.6055 | 0.0021668 | 444.6055 | 0.0058207 | 445.2233 | 0.0031635 | 444.6055 | 0.0084422
| 444.8261 | 0.0073413 |  |  | 450.1174 | 0 | 444.8261 | 0.001262 | 444.8261 | 0.0036636 | 445.4438 | 0.0024907 | 444.8261 | 0.0066873
| 445.0466 | 0.007561 |  |  | 450.2304 | 0.001682 | 445.0466 | 0.0027776 | 445.0466 | 0.0058247 | 445.6642 | 0.0034851 | 445.0466 | 0.0084835
| 445.2672 | 0.0066705 |  |  | 450.3433 | 0 | 445.2672 | 0.00033511 | 445.2672 | 0.0030041 | 445.8847 | 0.0024956 | 445.2672 | 0.0062682
| 445.4878 | 0.0076575 |  |  | 450.4563 | 0.0013699 | 445.4878 | 0.0023298 | 445.4878 | 0.0047179 | 446.1052 | 0.0031784 | 445.4878 | 0.0082313
| 445.7084 | 0.0076175 |  |  | 450.5693 | 0 | 445.7084 | 0.00084238 | 445.7084 | 0.0027437 | 446.3257 | 0.0024214 | 445.7084 | 0.0063366
| 445.929 | 0.0078533 |  |  | 450.6823 | 0.0014913 | 445.929 | 0.0034588 | 445.929 | 0.0044133 | 446.5461 | 0.003307 | 445.929 | 0.0082737
| 446.1496 | 0.0078571 |  |  | 450.7953 | 0 | 446.1496 | 0.00060955 | 446.1496 | 0.0027566 | 446.7667 | 0.0021294 | 446.1496 | 0.0061535
| 446.3702 | 0.0084784 |  |  | 450.9083 | 0.0019248 | 446.3702 | 0.0041796 | 446.3702 | 0.0047317 | 446.9872 | 0.0030349 | 446.3702 | 0.0082512
| 446.5909 | 0.0075658 |  |  | 451.0213 | 0 | 446.5909 | 0.001257 | 446.5909 | 0.0025485 | 447.2077 | 0.0028518 | 446.5909 | 0.0057654
| 446.8116 | 0.0078685 |  |  | 451.1343 | 0.0013872 | 446.8116 | 0.0024996 | 446.8116 | 0.0050893 | 447.4283 | 0.0035099 | 446.8116 | 0.0077091
| 447.0322 | 0.0076729 |  |  | 451.2473 | 0 | 447.0322 | 0.00097406 | 447.0322 | 0.0027658 | 447.6489 | 0.0016644 | 447.0322 | 0.005296
| 447.2529 | 0.0068236 |  |  | 451.3603 | 0.00083233 | 447.2529 | 0.0021001 | 447.2529 | 0.004622 | 447.8694 | 0.0029805 | 447.2529 | 0.0070303
| 447.4736 | 0.0073205 |  |  | 451.4733 | 0 | 447.4736 | 0.00026683 | 447.4736 | 0.0019503 | 448.0901 | 0.0024511 | 447.4736 | 0.004897
| 447.6944 | 0.007707 |  |  | 451.5863 | 0.0014913 | 447.6944 | 0.0025671 | 447.6944 | 0.004775 | 448.3107 | 0.0024263 | 447.6944 | 0.0068784
| 447.9151 | 0.0070368 |  |  | 451.6993 | 0 | 447.9151 | 0.0011513 | 447.9151 | 0.0028581 | 448.5313 | 0.0022383 | 447.9151 | 0.0052926
| 448.1359 | 0.0074763 |  |  | 451.8123 | 0.0017513 | 448.1359 | 0.0020039 | 448.1359 | 0.004137 | 448.752 | 0.0019019 | 448.1359 | 0.0067382
| 448.3566 | 0.007444 |  |  | 451.9253 | 8.6901e-05 | 448.3566 | 9.2831e-06 | 448.3566 | 0.0032248 | 448.9726 | 0.001615 | 448.3566 | 0.0046423
| 448.5774 | 0.0080614 |  |  | 452.0383 | 0.0011791 | 448.5774 | 0.0030447 | 448.5774 | 0.0049452 | 449.1933 | 0.0030744 | 448.5774 | 0.0068552
| 448.7982 | 0.0073798 |  |  | 452.1513 | 0 | 448.7982 | 0.0010772 | 448.7982 | 0.0024252 | 449.4139 | 0.0029508 | 448.7982 | 0.0046149
| 449.019 | 0.0080164 |  |  | 452.2643 | 0.0018901 | 449.019 | 0.0036992 | 449.019 | 0.0046995 | 449.6346 | 0.0022927 | 449.019 | 0.0068039
| 449.2398 | 0.0069281 |  |  | 452.3773 | 0 | 449.2398 | 0.0004274 | 449.2398 | 0.0028283 | 449.8553 | 0.0016348 | 449.2398 | 0.0043774
| 449.4607 | 0.00742 |  |  | 452.4903 | 0.00086701 | 449.4607 | 0.0027328 | 449.4607 | 0.0047375 | 450.076 | 0.0024412 | 449.4607 | 0.0061601
| 449.6815 | 0.0072737 |  |  | 452.6033 | 0 | 449.6815 | 0.00059282 | 449.6815 | 0.0023238 | 450.2968 | 0.0018474 | 449.6815 | 0.0039521
| 449.9024 | 0.0074369 |  |  | 452.7164 | 0.00088435 | 449.9024 | 0.0028027 | 449.9024 | 0.0032355 | 450.5175 | 0.0023769 | 449.9024 | 0.0059821
| 450.1232 | 0.007507 |  |  | 452.8294 | 0 | 450.1232 | 0.0017471 | 450.1232 | 0.0022057 | 450.7383 | 0.0014517 | 450.1232 | 0.0040129
| 450.3441 | 0.0074969 |  |  | 452.9424 | 0.00067626 | 450.3441 | 0.0033111 | 450.3441 | 0.003978 | 450.9591 | 0.0017733 | 450.3441 | 0.0061289
| 450.565 | 0.0071202 |  |  | 453.0554 | 0 | 450.565 | 0.00032322 | 450.565 | 0.0020024 | 451.1799 | 0.0017733 | 450.565 | 0.0034823
| 450.786 | 0.0058729 |  |  | 453.1684 | 0.0014392 | 450.786 | 0.0031481 | 450.786 | 0.0042427 | 451.4007 | 0.0022483 | 450.786 | 0.0060653
| 451.0069 | 0.0055295 |  |  | 453.2815 | 0 | 451.0069 | 0.00088337 | 451.0069 | 0.0022703 | 451.6215 | 0.0020058 | 451.0069 | 0.0036321
| 451.2278 | 0.0074083 |  |  | 453.3945 | 0.00064159 | 451.2278 | 0.0034191 | 451.2278 | 0.0040807 | 451.8423 | 0.0024758 | 451.2278 | 0.005826
| 451.4488 | 0.007313 |  |  | 453.5075 | 0 | 451.4488 | 0.00067614 | 451.4488 | 0.0017835 | 452.0631 | 0.0018128 | 451.4488 | 0.0036356
| 451.6698 | 0.0079629 |  |  | 453.6205 | 0.0013005 | 451.6698 | 0.0016364 | 451.6698 | 0.0053091 | 452.284 | 0.0023027 | 451.6698 | 0.0057392
| 451.8908 | 0.0076085 |  |  | 453.7336 | 0 | 451.8908 | 3.4481e-05 | 451.8908 | 0.0022056 | 452.5049 | 0.0011103 | 451.8908 | 0.0036872
| 452.1118 | 0.0076181 |  |  | 453.8466 | 0.0018034 | 452.1118 | 0.003039 | 452.1118 | 0.0037464 | 452.7258 | 0.0025896 | 452.1118 | 0.0052138
| 452.3328 | 0.0070618 |  |  | 453.9596 | 0 | 452.3328 | 0.00029788 | 452.3328 | 0.0018234 | 452.9467 | 0.0015556 | 452.3328 | 0.0031246
| 452.5538 | 0.0075584 |  |  | 454.0726 | 0.0015606 | 452.5538 | 0.0028619 | 452.5538 | 0.0041897 | 453.1676 | 0.0017485 | 452.5538 | 0.0054358
| 452.7749 | 0.0074874 |  |  | 454.1857 | 0 | 452.7749 | 0.00025411 | 452.7749 | 0.0020251 | 453.3885 | 0.0010757 | 452.7749 | 0.003247
| 452.9959 | 0.0070544 |  |  | 454.2987 | 0.0010577 | 452.9959 | 0.0025233 | 452.9959 | 0.0032652 | 453.6094 | 0.0018177 | 452.9959 | 0.0049944
| 453.217 | 0.0055977 |  |  | 454.4118 | 0 | 453.217 | 0.00071001 | 453.217 | 0.00163 | 453.8304 | 0.0016991 | 453.217 | 0.0029507
| 453.4381 | 0.0074336 |  |  | 454.5248 | 0.0011098 | 453.4381 | 0.0027469 | 453.4381 | 0.0038263 | 454.0513 | 0.0022482 | 453.4381 | 0.0051266
| 453.6592 | 0.0066129 |  |  | 454.6378 | 0 | 453.6592 | 0.0010279 | 453.6592 | 0.0016387 | 454.2723 | 0.0013428 | 453.6592 | 0.0027937
| 453.8803 | 0.0076609 |  |  | 454.7509 | 0.00098839 | 453.8803 | 0.0027335 | 453.8803 | 0.0046266 | 454.4933 | 0.0018029 | 453.8803 | 0.0051656
| 454.1015 | 0.006608 |  |  | 454.8639 | 0 | 454.1015 | 0.00031244 | 454.1015 | 0.001448 | 454.7143 | 0.001709 | 454.1015 | 0.002535
| 454.3226 | 0.0076033 |  |  | 454.977 | 0.0014566 | 454.3226 | 0.0025036 | 454.3226 | 0.0043781 | 454.9353 | 0.0019909 | 454.3226 | 0.0048574
| 454.5438 | 0.0074432 |  |  | 455.09 | 0 | 454.5438 | 0.00022243 | 454.5438 | 0.0026593 | 455.1563 | 0.0015506 | 454.5438 | 0.0028107
| 454.7649 | 0.006659 |  |  | 455.2031 | 0.0016473 | 454.7649 | 0.0031688 | 454.7649 | 0.0034042 | 455.3774 | 0.0015407 | 454.7649 | 0.0045717
| 454.9861 | 0.0064734 |  |  | 455.3161 | 0 | 454.9861 | 0.00052534 | 454.9861 | 0.0012393 | 455.5984 | 0.0011449 | 454.9861 | 0.00247
| 455.2073 | 0.0069609 |  |  | 455.4292 | 0.0011271 | 455.2073 | 0.0033486 | 455.2073 | 0.0041024 | 455.8195 | 0.0021345 | 455.2073 | 0.0044508
| 455.4285 | 0.0061556 |  |  | 455.5422 | 0 | 455.4285 | 0.00053626 | 455.4285 | 0.0020831 | 456.0406 | 0.0013082 | 455.4285 | 0.0025435
| 455.6498 | 0.0070146 |  |  | 455.6553 | 0.0015086 | 455.6498 | 0.0024821 | 455.6498 | 0.0034471 | 456.2617 | 0.0025154 | 455.6498 | 0.0039015
| 455.871 | 0.0064743 |  |  | 455.7683 | 0 | 455.871 | 0.00010819 | 455.871 | 0.0018159 | 456.4828 | 0.0011944 | 455.871 | 0.0021241
| 456.0923 | 0.0070216 |  |  | 455.8814 | 0.00084967 | 456.0923 | 0.001511 | 456.0923 | 0.0042222 | 456.7039 | 0.0019217 | 456.0923 | 0.0043173
| 456.3135 | 0.0068237 |  |  | 455.9944 | 0 | 456.3135 | -5.992e-05 | 456.3135 | 0.0024146 | 456.925 | 0.0014368 | 456.3135 | 0.0023465
| 456.5348 | 0.006875 |  |  | 456.1075 | 0.0014566 | 456.5348 | 0.0030173 | 456.5348 | 0.0031919 | 457.1462 | 0.001704 | 456.5348 | 0.004248
| 456.7561 | 0.0066234 |  |  | 456.2206 | 0 | 456.7561 | 0.00020912 | 456.7561 | 0.0012348 | 457.3674 | 0.0017634 | 456.7561 | 0.0022025
| 456.9774 | 0.0070411 |  |  | 456.3336 | 0.001578 | 456.9774 | 0.0017235 | 456.9774 | 0.0028107 | 457.5886 | 0.0019266 | 456.9774 | 0.0038747
| 457.1988 | 0.0062744 |  |  | 456.4467 | 0 | 457.1988 | 0.0010406 | 457.1988 | 0.0012398 | 457.8098 | 0.00070462 | 457.1988 | 0.001918
| 457.4201 | 0.0064998 |  |  | 456.5598 | 0.0010577 | 457.4201 | 0.0031978 | 457.4201 | 0.0029706 | 458.0309 | 0.0019415 | 457.4201 | 0.0041615
| 457.6415 | 0.0063854 |  |  | 456.6728 | 0 | 457.6415 | 0.0016362 | 457.6415 | 0.0011446 | 458.2522 | 0.0014517 | 457.6415 | 0.0020591
| 457.8628 | 0.0060379 |  |  | 456.7859 | 0.0003468 | 457.8628 | 0.0021805 | 457.8628 | 0.0034773 | 458.4734 | 0.0016941 | 457.8628 | 0.0038132
| 458.0842 | 0.0062213 |  |  | 456.899 | 0 | 458.0842 | -0.00030385 | 458.0842 | 0.0015533 | 458.6946 | 0.0010559 | 458.0842 | 0.002336
| 458.3056 | 0.0056936 |  |  | 457.0121 | 0.0024276 | 458.3056 | 0.001497 | 458.3056 | 0.0031022 | 458.9159 | 0.0020701 | 458.3056 | 0.0040175
| 458.527 | 0.0065925 |  |  | 457.1251 | 0 | 458.527 | 0.0015924 | 458.527 | 0.0019139 | 459.1371 | 0.0011449 | 458.527 | 0.0021823
| 458.7484 | 0.0069238 |  |  | 457.2382 | 0.0011965 | 458.7484 | 0.0016153 | 458.7484 | 0.0038599 | 459.3584 | 0.0014566 | 458.7484 | 0.0040053
| 458.9699 | 0.0067885 |  |  | 457.3513 | 0 | 458.9699 | 0.00053126 | 458.9699 | 0.0021591 | 459.5797 | 0.0011153 | 458.9699 | 0.0020937
| 459.1913 | 0.0071586 |  |  | 457.4644 | 0.0023062 | 459.1913 | 0.0034863 | 459.1913 | 0.0033093 | 459.8011 | 0.0017337 | 459.1913 | 0.004042
| 459.4128 | 0.0068313 |  |  | 457.5775 | 0 | 459.4128 | 0.00084809 | 459.4128 | 0.0019922 | 460.0224 | 0.0013131 | 459.4128 | 0.0021326
| 459.6343 | 0.0067906 |  |  | 457.6905 | 0.0007803 | 459.6343 | 0.0021423 | 459.6343 | 0.0031021 | 460.2437 | 0.001704 | 459.6343 | 0.0038221
| 459.8558 | 0.0064896 |  |  | 457.8036 | 0.00027809 | 459.8558 | -1.8528e-05 | 459.8558 | 0.0016319 | 460.4651 | 0.0011796 | 459.8558 | 0.0019477
| 460.0773 | 0.0064268 |  |  | 457.9167 | 0.0012312 | 460.0773 | 0.002059 | 460.0773 | 0.0033608 | 460.6864 | 0.0015654 | 460.0773 | 0.0042217
| 460.2988 | 0.0068318 |  |  | 458.0298 | 0 | 460.2988 | 0.0010152 | 460.2988 | 0.0013102 | 460.9078 | 0.0012934 | 460.2988 | 0.0018328
| 460.5203 | 0.0064744 |  |  | 458.1429 | 0.00163 | 460.5203 | 0.0030041 | 460.5203 | 0.0029834 | 461.1292 | 0.0018969 | 460.5203 | 0.0038729
| 460.7419 | 0.0067004 |  |  | 458.256 | 0 | 460.7419 | 0.0015302 | 460.7419 | 0.0018047 | 461.3506 | 0.0010064 | 460.7419 | 0.0017633
| 460.9634 | 0.0067651 |  |  | 458.3691 | 0.001578 | 460.9634 | 0.0024293 | 460.9634 | 0.0029457 | 461.572 | 0.0016347 | 460.9634 | 0.0036493
| 461.185 | 0.0053171 |  |  | 458.4822 | 0 | 461.185 | 0.00069753 | 461.185 | 0.0012969 | 461.7934 | 0.0010905 | 461.185 | 0.0023349
| 461.4066 | 0.0068225 |  |  | 458.5953 | 0.0010404 | 461.4066 | 0.0023651 | 461.4066 | 0.003934 | 462.0149 | 0.0015209 | 461.4066 | 0.0040966
| 461.6282 | 0.0066589 |  |  | 458.7084 | 0 | 461.6282 | 0.00098146 | 461.6282 | 0.0012225 | 462.2363 | 0.0010905 | 461.6282 | 0.0019989
| 461.8498 | 0.0063482 |  |  | 458.8215 | 0.00072829 | 461.8498 | 0.0020158 | 461.8498 | 0.0025955 | 462.4578 | 0.0015605 | 461.8498 | 0.0038205
| 462.0715 | 0.006347 |  |  | 458.9346 | 0 | 462.0715 | 0.00063636 | 462.0715 | 0.00093712 | 462.6793 | 0.00019007 | 462.0715 | 0.0019269
| 462.2931 | 0.0066004 |  |  | 459.0477 | 0.001786 | 462.2931 | 0.0026865 | 462.2931 | 0.0034055 | 462.9008 | 0.0017089 | 462.2931 | 0.0035273
| 462.5148 | 0.0062683 |  |  | 459.1608 | 0 | 462.5148 | 0.0011058 | 462.5148 | 0.0016097 | 463.1223 | 0.0010806 | 462.5148 | 0.001544
| 462.7365 | 0.0067027 |  |  | 459.2739 | 0.0012658 | 462.7365 | 0.0028719 | 462.7365 | 0.0023732 | 463.3438 | 0.0017287 | 462.7365 | 0.0036916
| 462.9581 | 0.0062265 |  |  | 459.387 | 0 | 462.9581 | 0.001392 | 462.9581 | 0.00099497 | 463.5653 | 0.0013181 | 462.9581 | 0.0018869
| 463.1798 | 0.0063802 |  |  | 459.5001 | 0.0012138 | 463.1798 | 0.0024771 | 463.1798 | 0.0030771 | 463.7869 | 0.0021295 | 463.1798 | 0.0035265
| 463.4016 | 0.006496 |  |  | 459.6132 | 0 | 463.4016 | 0.00037169 | 463.4016 | 0.0019397 | 464.0085 | 0.0010411 | 463.4016 | 0.0019691
| 463.6233 | 0.0064955 |  |  | 459.7263 | 0.00091902 | 463.6233 | 0.0017994 | 463.6233 | 0.0029815 | 464.23 | 0.0016051 | 463.6233 | 0.0035421
| 463.845 | 0.0060893 |  |  | 459.8395 | 0 | 463.845 | 0.0014572 | 463.845 | 0.0014012 | 464.4516 | 0.00084802 | 463.845 | 0.0017909
| 464.0668 | 0.0061749 |  |  | 459.9526 | 0.0011098 | 464.0668 | 0.0030475 | 464.0668 | 0.0025105 | 464.6732 | 0.0023719 | 464.0668 | 0.0031653
| 464.2886 | 0.0058761 |  |  | 460.0657 | 0 | 464.2886 | -0.00016129 | 464.2886 | 0.0014669 | 464.8948 | 0.0014962 | 464.2886 | 0.0017316
| 464.5103 | 0.0059091 |  |  | 460.1788 | 0.0019248 | 464.5103 | 0.0018382 | 464.5103 | 0.0031598 | 465.1165 | 0.0011252 | 464.5103 | 0.003177
| 464.7321 | 0.0060461 |  |  | 460.2919 | 0 | 464.7321 | 0.002438 | 464.7321 | 0.0024427 | 465.3381 | 0.0019811 | 464.7321 | 0.0029764
| 464.954 | 0.0063945 |  |  | 460.4051 | 0.00062425 | 464.954 | 0.0010508 | 464.954 | 0.0026308 | 465.5598 | 0.00098162 | 464.954 | 0.0019661
| 465.1758 | 0.0064296 |  |  | 460.5182 | 0 | 465.1758 | 0.0030692 | 465.1758 | 0.0025991 | 465.7814 | 0.0012686 | 465.1758 | 0.0033262
| 465.3976 | 0.0060736 |  |  | 460.6313 | 0.00086701 | 465.3976 | 0.0010686 | 465.3976 | 0.0010649 | 466.0031 | 0.0010807 | 465.3976 | 0.0016448
| 465.6195 | 0.0063972 |  |  | 460.7445 | 0 | 465.6195 | 0.0025166 | 465.6195 | 0.0032499 | 466.2248 | 0.0014467 | 465.6195 | 0.0033966
| 465.8414 | 0.0057505 |  |  | 460.8576 | 0.0014566 | 465.8414 | 0.00082052 | 465.8414 | 0.001546 | 466.4465 | 0.00081345 | 465.8414 | 0.0017822
| 466.0632 | 0.0063663 |  |  | 460.9707 | 0 | 466.0632 | 0.0024136 | 466.0632 | 0.0030042 | 466.6682 | 0.00093218 | 466.0632 | 0.0032517
| 466.2851 | 0.006099 |  |  | 461.0839 | 0.00091902 | 466.2851 | 0.0011377 | 466.2851 | 0.0012924 | 466.89 | 0.00083325 | 466.2851 | 0.0014118
| 466.507 | 0.0062355 |  |  | 461.197 | 0 | 466.507 | 0.0021369 | 466.507 | 0.0029264 | 467.1117 | 0.0014913 | 466.507 | 0.0032385
| 466.729 | 0.0062613 |  |  | 461.3101 | 0.0019248 | 466.729 | 0.0011314 | 466.729 | 0.00089006 | 467.3335 | 0.00082336 | 466.729 | 0.0017821
| 466.9509 | 0.0064586 |  |  | 461.4233 | 0 | 466.9509 | 0.0026668 | 466.9509 | 0.0029842 | 467.5552 | 0.0015012 | 466.9509 | 0.0032318
| 467.1728 | 0.0064143 |  |  | 461.5364 | 0.00083233 | 467.1728 | 0.0013746 | 467.1728 | 0.0017475 | 467.777 | 0.0014072 | 467.1728 | 0.0017172
| 467.3948 | 0.0064512 |  |  | 461.6496 | 0 | 467.3948 | 0.0022677 | 467.3948 | 0.0033593 | 467.9988 | 0.0019909 | 467.3948 | 0.003224
| 467.6168 | 0.0057881 |  |  | 461.7627 | 0.001734 | 467.6168 | 0.00017835 | 467.6168 | 0.0011739 | 468.2206 | 0.0011598 | 467.6168 | 0.0016843
| 467.8388 | 0.0065181 |  |  | 461.8759 | 0 | 467.8388 | 0.0022179 | 467.8388 | 0.0031938 | 468.4425 | 0.0018772 | 467.8388 | 0.0031893
| 468.0608 | 0.0059884 |  |  | 461.989 | 0.001578 | 468.0608 | 0.0014252 | 468.0608 | 0.0011216 | 468.6643 | 0.0015506 | 468.0608 | 0.0017807
| 468.2828 | 0.0064946 |  |  | 462.1022 | 0 | 468.2828 | 0.0016232 | 468.2828 | 0.0030459 | 468.8862 | 0.0022433 | 468.2828 | 0.0032043
| 468.5048 | 0.0062423 |  |  | 462.2153 | 0.0016647 | 468.5048 | 0.00078866 | 468.5048 | 0.0016383 | 469.108 | 0.0012835 | 468.5048 | 0.0016976
| 468.7269 | 0.0063303 |  |  | 462.3285 | 0 | 468.7269 | 0.0022003 | 468.7269 | 0.0029709 | 469.3299 | 0.0021542 | 468.7269 | 0.0033443
| 468.949 | 0.0063136 |  |  | 462.4416 | 0.0011271 | 468.949 | 0.00067708 | 468.949 | 0.001752 | 469.5518 | 0.0012538 | 468.949 | 0.0016051
| 469.171 | 0.0064293 |  |  | 462.5548 | 0 | 469.171 | 0.002502 | 469.171 | 0.0034185 | 469.7737 | 0.0020306 | 469.171 | 0.003277
| 469.3931 | 0.0049743 |  |  | 462.668 | 0.00084967 | 469.3931 | 0.0016392 | 469.3931 | 0.00081444 | 469.9956 | 0.001041 | 469.3931 | 0.0016356
| 469.6152 | 0.0060975 |  |  | 462.7811 | 0 | 469.6152 | 0.0024689 | 469.6152 | 0.0031861 | 470.2176 | 0.0015358 | 469.6152 | 0.0031334
| 469.8373 | 0.0056731 |  |  | 462.8943 | 0 | 469.8373 | 0.00097205 | 469.8373 | 0.001613 | 470.4395 | 0.0013576 | 469.8373 | 0.0016447
| 470.0595 | 0.0060492 |  |  | 463.0075 | 0 | 470.0595 | 0.0025116 | 470.0595 | 0.002579 | 470.6615 | 0.0017139 | 470.0595 | 0.0030288
| 470.2816 | 0.0054511 |  |  | 463.1206 | 0.0013178 | 470.2816 | 0.00098908 | 470.2816 | 0.0011604 | 470.8834 | 0.0010213 | 470.2816 | 0.0017055
| 470.5038 | 0.0062278 |  |  | 463.2338 | 0 | 470.5038 | 0.0026486 | 470.5038 | 0.0031056 | 471.1054 | 0.0016348 | 470.5038 | 0.0030324
| 470.7259 | 0.0059854 |  |  | 463.347 | 0.0021155 | 470.7259 | 0.00074043 | 470.7259 | 0.0019982 | 471.3274 | 0.00043741 | 470.7259 | 0.001669
| 470.9481 | 0.0059889 |  |  | 463.4601 | 0 | 470.9481 | 0.0018418 | 470.9481 | 0.0028687 | 471.5494 | 0.0018969 | 470.9481 | 0.0027521
| 471.1703 | 0.0056285 |  |  | 463.5733 | 0.0017167 | 471.1703 | 0.00062272 | 471.1703 | 0.0010076 | 471.7715 | 0.00065021 | 471.1703 | 0.0015642
| 471.3925 | 0.0058239 |  |  | 463.6865 | 0 | 471.3925 | 0.002643 | 471.3925 | 0.0026313 | 471.9935 | 0.0014022 | 471.3925 | 0.0029556
| 471.6148 | 0.0056042 |  |  | 463.7997 | 0.0022195 | 471.6148 | 0.0014905 | 471.6148 | 0.0017726 | 472.2155 | 0.0010114 | 471.6148 | 0.0015571
| 471.837 | 0.005805 |  |  | 463.9129 | 0 | 471.837 | 0.0023934 | 471.837 | 0.0030863 | 472.4376 | 0.0015308 | 471.837 | 0.0028587
| 472.0592 | 0.005535 |  |  | 464.026 | 0.00065893 | 472.0592 | 0.00055251 | 472.0592 | 0.001652 | 472.6597 | 0.0012834 | 472.0592 | 0.0014954
| 472.2815 | 0.0060541 |  |  | 464.1392 | 0 | 472.2815 | 0.0025188 | 472.2815 | 0.0031797 | 472.8818 | 0.0018723 | 472.2815 | 0.0029088
| 472.5038 | 0.0055591 |  |  | 464.2524 | 0.0011271 | 472.5038 | 0.0011642 | 472.5038 | 0.0013453 | 473.1039 | 0.0010114 | 472.5038 | 0.0016394
| 472.7261 | 0.0056658 |  |  | 464.3656 | 0 | 472.7261 | 0.0015139 | 472.7261 | 0.0026406 | 473.326 | 0.0019118 | 472.7261 | 0.0027254
| 472.9484 | 0.0053926 |  |  | 464.4788 | 0.00083233 | 472.9484 | 0.0010573 | 472.9484 | 0.0016717 | 473.5481 | 0.0011895 | 472.9484 | 0.0016578
| 473.1707 | 0.0055682 |  |  | 464.592 | 0 | 473.1707 | 0.0022174 | 473.1707 | 0.0030345 | 473.7703 | 0.0017683 | 473.1707 | 0.0029709
| 473.3931 | 0.0052669 |  |  | 464.7052 | 0.0011098 | 473.3931 | 0.00027513 | 473.3931 | 0.00085867 | 473.9924 | 0.000106 | 473.3931 | 0.001337
| 473.6154 | 0.0056522 |  |  | 464.8184 | 0 | 473.6154 | 0.0019197 | 473.6154 | 0.0026807 | 474.2146 | 0.0018475 | 473.6154 | 0.0025689
| 473.8378 | 0.0047681 |  |  | 464.9316 | 0.0011618 | 473.8378 | 0.00080467 | 473.8378 | 0.0015307 | 474.4368 | 0.0015309 | 473.8378 | 0.0016122
| 474.0601 | 0.0054796 |  |  | 465.0448 | 0 | 474.0601 | 0.0014765 | 474.0601 | 0.0024917 | 474.659 | 0.0019266 | 474.0601 | 0.0027613
| 474.2825 | 0.0056457 |  |  | 465.158 | 0.0015259 | 474.2825 | 0.00062857 | 474.2825 | 0.0015043 | 474.8812 | 0.00095697 | 474.2825 | 0.0015246
| 474.5049 | 0.0055626 |  |  | 465.2712 | 0 | 474.5049 | 0.0023614 | 474.5049 | 0.0025617 | 475.1034 | 0.0016545 | 474.5049 | 0.0027353
| 474.7274 | 0.0054875 |  |  | 465.3844 | 0.0014739 | 474.7274 | 0.0007973 | 474.7274 | 0.0013866 | 475.3256 | 0.0011697 | 474.7274 | 0.0015966
| 474.9498 | 0.0056758 |  |  | 465.4976 | 0 | 474.9498 | 0.0023423 | 474.9498 | 0.0026542 | 475.5479 | 0.0015407 | 474.9498 | 0.0027969
| 475.1722 | 0.0055029 |  |  | 465.6108 | 0.00038148 | 475.1722 | 0.0011466 | 475.1722 | 0.0012965 | 475.7701 | 0.0008629 | 475.1722 | 0.0014851
| 475.3947 | 0.0058519 |  |  | 465.7241 | 0 | 475.3947 | 0.002797 | 475.3947 | 0.002511 | 475.9924 | 0.0013428 | 475.3947 | 0.0029292
| 475.6172 | 0.0056236 |  |  | 465.8373 | 0.0011618 | 475.6172 | 0.00025794 | 475.6172 | 0.001556 | 476.2147 | 0.001506 | 475.6172 | 0.0017609
| 475.8396 | 0.0056124 |  |  | 465.9505 | 0 | 475.8396 | 0.0026568 | 475.8396 | 0.0024627 | 476.437 | 0.0017783 | 475.8396 | 0.0028836
| 476.0621 | 0.0052609 |  |  | 466.0637 | 0.00090168 | 476.0621 | 0.0015492 | 476.0621 | 0.00099003 | 476.6593 | 0.00068976 | 476.0621 | 0.0015884
| 476.2847 | 0.0055375 |  |  | 466.1769 | 0 | 476.2847 | 0.0021806 | 476.2847 | 0.0033021 | 476.8816 | 0.0013972 | 476.2847 | 0.0028104
| 476.5072 | 0.0049963 |  |  | 466.2902 | 0.00076297 | 476.5072 | 6.1893e-05 | 476.5072 | 0.0012071 | 477.104 | 0.0010707 | 476.5072 | 0.001603
| 476.7297 | 0.0056257 |  |  | 466.4034 | 0 | 476.7297 | 0.0030054 | 476.7297 | 0.0028236 | 477.3263 | 0.0011054 | 476.7297 | 0.0027942
| 476.9523 | 0.0053497 |  |  | 466.5166 | 0.0011791 | 476.9523 | 0.001011 | 476.9523 | 0.0009883 | 477.5487 | 0.00086292 | 476.9523 | 0.0014804
| 477.1748 | 0.0055959 |  |  | 466.6298 | 0 | 477.1748 | 0.0022178 | 477.1748 | 0.0025273 | 477.7711 | 0.0018029 | 477.1748 | 0.0028616
| 477.3974 | 0.0053007 |  |  | 466.7431 | 0.0016473 | 477.3974 | 0.00071805 | 477.3974 | 0.00099824 | 477.9934 | 0.0012488 | 477.3974 | 0.0014177
| 477.62 | 0.0053318 |  |  | 466.8563 | 0 | 477.62 | 0.0038353 | 477.62 | 0.0029588 | 478.2159 | 0.0020009 | 477.62 | 0.0029035
| 477.8426 | 0.0056638 |  |  | 466.9695 | 0.00098839 | 477.8426 | 0.00069788 | 477.8426 | 0.0015496 | 478.4383 | 0.00032364 | 477.8426 | 0.0016986
| 478.0652 | 0.0054615 |  |  | 467.0828 | 0 | 478.0652 | 0.0023888 | 478.0652 | 0.0026324 | 478.6607 | 0.001145 | 478.0652 | 0.0030138
| 478.2879 | 0.0053422 |  |  | 467.196 | 0.00019074 | 478.2879 | 0.00043438 | 478.2879 | 0.0017857 | 478.8831 | 0.00092726 | 478.2879 | 0.0014118
| 478.5105 | 0.0057121 |  |  | 467.3093 | 0 | 478.5105 | 0.0017625 | 478.5105 | 0.0023202 | 479.1056 | 0.0012389 | 478.5105 | 0.0028832
| 478.7332 | 0.0049855 |  |  | 467.4225 | 0.00084967 | 478.7332 | 0.00086029 | 478.7332 | 0.0011396 | 479.3281 | 0.00080849 | 478.7332 | 0.0014078
| 478.9559 | 0.0053872 |  |  | 467.5357 | 0 | 478.9559 | 0.0020178 | 478.9559 | 0.0022379 | 479.5505 | 0.0014764 | 478.9559 | 0.0029134
| 479.1786 | 0.005142 |  |  | 467.649 | 0.00053755 | 479.1786 | 0.0010541 | 479.1786 | 0.00062379 | 479.773 | 0.0002247 | 479.1786 | 0.0012787
| 479.4013 | 0.0052962 |  |  | 467.7622 | 0 | 479.4013 | 0.0026567 | 479.4013 | 0.0025458 | 479.9955 | 0.0016842 | 479.4013 | 0.0027625
| 479.624 | 0.0045607 |  |  | 467.8755 | 0.0011444 | 479.624 | 0.0013766 | 479.624 | 0.0011007 | 480.2181 | 0.00032861 | 479.624 | 0.0013869
| 479.8467 | 0.0056097 |  |  | 467.9888 | 0 | 479.8467 | 0.0024332 | 479.8467 | 0.0032748 | 480.4406 | 0.0019613 | 479.8467 | 0.0028857
| 480.0694 | 0.005131 |  |  | 468.102 | 0.0006936 | 480.0694 | 0.00060618 | 480.0694 | 0.0016382 | 480.6631 | 0.00090252 | 480.0694 | 0.0013657
| 480.2922 | 0.0055478 |  |  | 468.2153 | 0 | 480.2922 | 0.0025879 | 480.2922 | 0.0030971 | 480.8857 | 0.0016743 | 480.2922 | 0.002948
| 480.515 | 0.0054995 |  |  | 468.3285 | 0.00064159 | 480.515 | 0.0010795 | 480.515 | 0.0016877 | 481.1083 | 0.0011449 | 480.515 | 0.0016291
| 480.7378 | 0.0052932 |  |  | 468.4418 | 0 | 480.7378 | 0.0020519 | 480.7378 | 0.0024576 | 481.3309 | 0.0015605 | 480.7378 | 0.0026943
| 480.9606 | 0.0048702 |  |  | 468.5551 | 0.00053755 | 480.9606 | 0.0013213 | 480.9606 | 0.0013137 | 481.5535 | 0.00068484 | 480.9606 | 0.0013592
| 481.1834 | 0.0054861 |  |  | 468.6683 | 0 | 481.1834 | 0.0019297 | 481.1834 | 0.0030619 | 481.7761 | 0.0018327 | 481.1834 | 0.0029611
| 481.4062 | 0.005209 |  |  | 468.7816 | 0.0012485 | 481.4062 | 0.0014454 | 481.4062 | 0.0015152 | 481.9987 | 0.00027912 | 481.4062 | 0.0013967
| 481.629 | 0.0053274 |  |  | 468.8949 | 0 | 481.629 | 0.001917 | 481.629 | 0.0023001 | 482.2213 | 0.0012488 | 481.629 | 0.0028584
| 481.8519 | 0.004492 |  |  | 469.0081 | 0.0010057 | 481.8519 | 0.0011024 | 481.8519 | 0.0012396 | 482.444 | 0.00065019 | 481.8519 | 0.0013785
| 482.0747 | 0.0053183 |  |  | 469.1214 | 0 | 482.0747 | 0.0024063 | 482.0747 | 0.0032176 | 482.6667 | 0.0014764 | 482.0747 | 0.0027254
| 482.2976 | 0.005052 |  |  | 469.2347 | 0.0013699 | 482.2976 | 0.0014218 | 482.2976 | 0.00085886 | 482.8893 | 0.0014072 | 482.2976 | 0.0013221
| 482.5205 | 0.0051318 |  |  | 469.348 | 0 | 482.5205 | 0.0021136 | 482.5205 | 0.0026363 | 483.112 | 0.0014368 | 482.5205 | 0.0027499
| 482.7434 | 0.0051393 |  |  | 469.4613 | 0.0011271 | 482.7434 | 0.00090367 | 482.7434 | 0.0010587 | 483.3347 | 0.0013675 | 482.7434 | 0.0013622
| 482.9663 | 0.0050871 |  |  | 469.5745 | 0 | 482.9663 | 0.0020793 | 482.9663 | 0.0026388 | 483.5575 | 0.0012142 | 482.9663 | 0.0028709
| 483.1893 | 0.0051227 |  |  | 469.6878 | 0.00083233 | 483.1893 | 0.00021629 | 483.1893 | 0.00041611 | 483.7802 | 0.0007293 | 483.1893 | 0.0014297
| 483.4122 | 0.0050654 |  |  | 469.8011 | 0 | 483.4122 | 0.001904 | 483.4122 | 0.0028287 | 484.0029 | 0.001135 | 483.4122 | 0.0026628
| 483.6352 | 0.0049176 |  |  | 469.9144 | 0.0018901 | 483.6352 | 0.001044 | 483.6352 | 0.0011308 | 484.2257 | 0.00081835 | 483.6352 | 0.0014015
| 483.8582 | 0.0048804 |  |  | 470.0277 | 0 | 483.8582 | 0.0025242 | 483.8582 | 0.002481 | 484.4485 | 0.0019118 | 483.8582 | 0.0028226
| 484.0811 | 0.0050147 |  |  | 470.141 | 0.00052021 | 484.0811 | 0.00045046 | 484.0811 | 0.0013783 | 484.6712 | 0.00025929 | 484.0811 | 0.0013639
| 484.3041 | 0.0050221 |  |  | 470.2543 | 0 | 484.3041 | 0.002281 | 484.3041 | 0.0025213 | 484.894 | 0.0012785 | 484.3041 | 0.0026787
| 484.5272 | 0.0047581 |  |  | 470.3676 | 0.0015086 | 484.5272 | 0.00044162 | 484.5272 | 0.0015861 | 485.1168 | 0.001046 | 484.5272 | 0.0013189
| 484.7502 | 0.0048578 |  |  | 470.4809 | 0 | 484.7502 | 0.0023217 | 484.7502 | 0.0030463 | 485.3397 | 0.0019662 | 484.7502 | 0.0026001
| 484.9732 | 0.0046716 |  |  | 470.5942 | 0 | 484.9732 | 0.0010379 | 484.9732 | 0.0012623 | 485.5625 | 0.0010164 | 484.9732 | 0.0012457
| 485.1963 | 0.004722 |  |  | 470.7075 | 0 | 485.1963 | 0.0018062 | 485.1963 | 0.0024619 | 485.7853 | 0.001699 | 485.1963 | 0.0026611
| 485.4193 | 0.004702 |  |  | 470.8208 | 0.0015433 | 485.4193 | 0.00034427 | 485.4193 | 0.0014092 | 486.0082 | 0.00088272 | 485.4193 | 0.0010966
| 485.6424 | 0.0047457 |  |  | 470.9341 | 0 | 485.6424 | 0.0020081 | 485.6424 | 0.0026116 | 486.231 | 0.0016842 | 485.6424 | 0.002683
| 485.8655 | 0.0046833 |  |  | 471.0474 | 0.0011791 | 485.8655 | 0.00051363 | 485.8655 | 0.0012049 | 486.4539 | 0.00079855 | 485.8655 | 0.0010704
| 486.0886 | 0.0049767 |  |  | 471.1607 | 0 | 486.0886 | 0.0030573 | 486.0886 | 0.0025766 | 486.6768 | 0.0011796 | 486.0886 | 0.0027797
| 486.3117 | 0.0047259 |  |  | 471.2741 | 0.0006069 | 486.3117 | -0.00019357 | 486.3117 | 0.0015138 | 486.8997 | 0.00049678 | 486.3117 | 0.0012094
| 486.5349 | 0.0045937 |  |  | 471.3874 | 0 | 486.5349 | 0.0020602 | 486.5349 | 0.0019829 | 487.1227 | 0.001041 | 486.5349 | 0.0026999
| 486.758 | 0.0045358 |  |  | 471.5007 | 0.0015433 | 486.758 | 0.00028398 | 486.758 | 0.00082474 | 487.3456 | 0.00015047 | 486.758 | 0.0011392
| 486.9812 | 0.0046071 |  |  | 471.614 | 0 | 486.9812 | 0.0020577 | 486.9812 | 0.0022439 | 487.5686 | 0.001229 | 486.9812 | 0.0025544
| 487.2044 | 0.0044431 |  |  | 471.7273 | 0.00022542 | 487.2044 | 0.00083628 | 487.2044 | 0.00023546 | 487.7915 | 0.00054136 | 487.2044 | 0.001169
| 487.4276 | 0.0048216 |  |  | 471.8407 | 0 | 487.4276 | 0.0019391 | 487.4276 | 0.0027363 | 488.0145 | 0.0015259 | 487.4276 | 0.0026546
| 487.6508 | 0.0043715 |  |  | 471.954 | 0.0015606 | 487.6508 | 0.0010695 | 487.6508 | 0.0010393 | 488.2375 | 0.0013478 | 487.6508 | 0.0013215
| 487.874 | 0.0046127 |  |  | 472.0673 | 0 | 487.874 | 0.0017581 | 487.874 | 0.0026172 | 488.4605 | 0.0012785 | 487.874 | 0.0026623
| 488.0972 | 0.0044196 |  |  | 472.1807 | 0.0014913 | 488.0972 | 0.00078128 | 488.0972 | 0.00072592 | 488.6835 | 0.00093715 | 488.0972 | 0.0011996
| 488.3204 | 0.0050836 |  |  | 472.294 | 0 | 488.3204 | 0.0023742 | 488.3204 | 0.0029338 | 488.9065 | 0.0012884 | 488.3204 | 0.002624
| 488.5437 | 0.0048475 |  |  | 472.4073 | 0.0012312 | 488.5437 | 0.00063563 | 488.5437 | 0.0010173 | 489.1296 | 0.0011202 | 488.5437 | 0.0012212
| 488.767 | 0.004992 |  |  | 472.5207 | 0 | 488.767 | 0.0020337 | 488.767 | 0.0029493 | 489.3526 | 0.00075411 | 488.767 | 0.0026203
| 488.9902 | 0.004409 |  |  | 472.634 | 0.0018554 | 488.9902 | 0.00079373 | 488.9902 | 0.00099836 | 489.5757 | 0.00057596 | 488.9902 | 0.0012083
| 489.2135 | 0.0044182 |  |  | 472.7474 | 0 | 489.2135 | 0.0018153 | 489.2135 | 0.0028117 | 489.7988 | 0.00066997 | 489.2135 | 0.0027481
| 489.4369 | 0.0047456 |  |  | 472.8607 | 0.0012312 | 489.4369 | 0.00044825 | 489.4369 | 0.00113 | 490.0219 | 0.00050181 | 489.4369 | 0.0010906
| 489.6602 | 0.0046147 |  |  | 472.9741 | 0 | 489.6602 | 0.0021707 | 489.6602 | 0.0024549 | 490.245 | 0.0011054 | 489.6602 | 0.0025872
| 489.8835 | 0.0045291 |  |  | 473.0874 | 0.0010577 | 489.8835 | 0.00054728 | 489.8835 | 0.0011732 | 490.4681 | 0.00075899 | 489.8835 | 0.0013424
| 490.1069 | 0.0037716 |  |  | 473.2008 | 0 | 490.1069 | 0.0023097 | 490.1069 | 0.0018181 | 490.6912 | 0.00074912 | 490.1069 | 0.0026787
| 490.3302 | 0.0045034 |  |  | 473.3141 | 0.00097105 | 490.3302 | 0.00026911 | 490.3302 | 0.0012929 | 490.9144 | 0.00026428 | 490.3302 | 0.0012438
| 490.5536 | 0.0047483 |  |  | 473.4275 | 0 | 490.5536 | 0.0025874 | 490.5536 | 0.0026203 | 491.1375 | 0.0016842 | 490.5536 | 0.0026698
| 490.777 | 0.0045298 |  |  | 473.5409 | 0.001786 | 490.777 | 0.0013349 | 490.777 | 0.001342 | 491.3607 | 0.0012934 | 490.777 | 0.0013904
| 491.0004 | 0.0047411 |  |  | 473.6542 | 0 | 491.0004 | 0.0016166 | 491.0004 | 0.0024331 | 491.5839 | 0.0015111 | 491.0004 | 0.0025987
| 491.2238 | 0.0044064 |  |  | 473.7676 | 0.0014566 | 491.2238 | 0.00039057 | 491.2238 | 0.00094313 | 491.8071 | 0.000106 | 491.2238 | 0.0011011
| 491.4472 | 0.0045089 |  |  | 473.881 | 0 | 491.4472 | 0.0016536 | 491.4472 | 0.0022495 | 492.0303 | 0.0017584 | 491.4472 | 0.0024739
| 491.6707 | 0.004195 |  |  | 473.9943 | 0.00074563 | 491.6707 | 0.00024456 | 491.6707 | 0.0010501 | 492.2535 | 0.00072929 | 491.6707 | 0.0011392
| 491.8941 | 0.0048012 |  |  | 474.1077 | 0 | 491.8941 | 0.0017795 | 491.8941 | 0.0029026 | 492.4767 | 0.00161 | 491.8941 | 0.002626
| 492.1176 | 0.0043271 |  |  | 474.2211 | 0.00055488 | 492.1176 | 0.0010771 | 492.1176 | 0.0012576 | 492.7 | 0.00071944 | 492.1176 | 0.0012987
| 492.3411 | 0.0046837 |  |  | 474.3345 | 0 | 492.3411 | 0.0018515 | 492.3411 | 0.0028289 | 492.9232 | 0.00073429 | 492.3411 | 0.0024877
| 492.5646 | 0.0043282 |  |  | 474.4478 | 0.0004335 | 492.5646 | 0.0010431 | 492.5646 | 0.0011299 | 493.1465 | 0.00085803 | 492.5646 | 0.0011162
| 492.7881 | 0.0043599 |  |  | 474.5612 | 0 | 492.7881 | 0.0019668 | 492.7881 | 0.0021731 | 493.3698 | 0.0017089 | 492.7881 | 0.0025581
| 493.0116 | 0.0044837 |  |  | 474.6746 | 0.00090168 | 493.0116 | 0.00036623 | 493.0116 | 0.0014311 | 493.5931 | 0.00097668 | 493.0116 | 0.001238
| 493.2351 | 0.0039028 |  |  | 474.788 | 0 | 493.2351 | 0.0017023 | 493.2351 | 0.0025453 | 493.8164 | 0.0010955 | 493.2351 | 0.0025674
| 493.4587 | 0.0043603 |  |  | 474.9014 | 0.0013178 | 493.4587 | 0.00038654 | 493.4587 | 0.001169 | 494.0397 | 0.0007739 | 493.4587 | 0.0010518
| 493.6823 | 0.0040698 |  |  | 475.0148 | 0 | 493.6823 | 0.0021996 | 493.6823 | 0.002636 | 494.263 | 0.0018821 | 493.6823 | 0.0025462
| 493.9058 | 0.0042757 |  |  | 475.1282 | 0.00095371 | 493.9058 | 0.00016084 | 493.9058 | 0.0010749 | 494.4864 | 0.00095194 | 493.9058 | 0.0011404
| 494.1294 | 0.0046056 |  |  | 475.2416 | 0 | 494.1294 | 0.001585 | 494.1294 | 0.0022466 | 494.7097 | 0.0013626 | 494.1294 | 0.0026117
| 494.353 | 0.0040342 |  |  | 475.355 | 0.0015259 | 494.353 | 0.00040254 | 494.353 | 0.001156 | 494.9331 | 0.00080847 | 494.353 | 0.0011607
| 494.5766 | 0.0044807 |  |  | 475.4684 | 0 | 494.5766 | 0.0024767 | 494.5766 | 0.0029559 | 495.1565 | 0.0012736 | 494.5766 | 0.0026171
| 494.8003 | 0.0045656 |  |  | 475.5818 | 0.001734 | 494.8003 | 0.00039557 | 494.8003 | 0.0015918 | 495.3799 | 0.00065514 | 494.8003 | 0.0014167
| 495.0239 | 0.0040869 |  |  | 475.6952 | 0 | 495.0239 | 0.0016417 | 495.0239 | 0.0022694 | 495.6033 | 0.0016397 | 495.0239 | 0.0025475
| 495.2476 | 0.0042354 |  |  | 475.8086 | 0.0015086 | 495.2476 | 0.00053475 | 495.2476 | 0.0012781 | 495.8268 | 0.00056115 | 495.2476 | 0.0012001
| 495.4712 | 0.00465 |  |  | 475.922 | 0 | 495.4712 | 0.002294 | 495.4712 | 0.0022385 | 496.0502 | 0.0014467 | 495.4712 | 0.002639
| 495.6949 | 0.004433 |  |  | 476.0354 | 0.00098839 | 495.6949 | 0.00045797 | 495.6949 | 0.001236 | 496.2737 | 0.00071448 | 495.6949 | 0.001315
| 495.9186 | 0.0044827 |  |  | 476.1488 | 0 | 495.9186 | 0.0026287 | 495.9186 | 0.0024879 | 496.4971 | 0.0012934 | 495.9186 | 0.0025378
| 496.1423 | 0.0039509 |  |  | 476.2622 | 0.0013525 | 496.1423 | 0.00093285 | 496.1423 | 0.0011431 | 496.7206 | 0.00082334 | 496.1423 | 0.0013221
| 496.366 | 0.0034968 |  |  | 476.3757 | 0 | 496.366 | 0.0017726 | 496.366 | 0.0023627 | 496.9441 | 0.0013181 | 496.366 | 0.0025486
| 496.5898 | 0.0045239 |  |  | 476.4891 | 0.00097105 | 496.5898 | 0.0008424 | 496.5898 | 0.001217 | 497.1676 | 0.00067493 | 496.5898 | 0.0013189
| 496.8135 | 0.0043626 |  |  | 476.6025 | 0 | 496.8135 | 0.0017089 | 496.8135 | 0.0022849 | 497.3911 | 0.0017633 | 496.8135 | 0.0022937
| 497.0373 | 0.0042688 |  |  | 476.7159 | 0.0013005 | 497.0373 | 0.00047866 | 497.0373 | 0.0012706 | 497.6146 | 0.0010163 | 497.0373 | 0.0011379
| 497.2611 | 0.0042981 |  |  | 476.8294 | 0 | 497.2611 | 0.002427 | 497.2611 | 0.0016764 | 497.8382 | 0.0014319 | 497.2611 | 0.002381
| 497.4849 | 0.0041908 |  |  | 476.9428 | 0.00062425 | 497.4849 | 0.00049939 | 497.4849 | 0.001053 | 498.0617 | 0.00071444 | 497.4849 | 0.0011879
| 497.7087 | 0.0045823 |  |  | 477.0562 | 0 | 497.7087 | 0.0015614 | 497.7087 | 0.0025657 | 498.2853 | 0.0020355 | 497.7087 | 0.0024152
| 497.9325 | 0.0040037 |  |  | 477.1697 | 0.0018901 | 497.9325 | 0.00042459 | 497.9325 | 0.0011202 | 498.5089 | 0.00090253 | 497.9325 | 0.0011268
| 498.1563 | 0.0041116 |  |  | 477.2831 | 0 | 498.1563 | 0.0019465 | 498.1563 | 0.0019094 | 498.7325 | 0.0017436 | 498.1563 | 0.0023675
| 498.3801 | 0.0039986 |  |  | 477.3965 | 0.0010751 | 498.3801 | 0.00077417 | 498.3801 | 0.00075449 | 498.9561 | 0.00036812 | 498.3801 | 0.0012033
| 498.604 | 0.004323 |  |  | 477.51 | 0 | 498.604 | 0.0010982 | 498.604 | 0.0026217 | 499.1797 | 0.0014566 | 498.604 | 0.0024938
| 498.8279 | 0.0033687 |  |  | 477.6234 | 0.0010404 | 498.8279 | 0.00050425 | 498.8279 | 0.0014025 | 499.4033 | 0.0013181 | 498.8279 | 0.0012167
| 499.0517 | 0.0042282 |  |  | 477.7369 | 0 | 499.0517 | 0.0019946 | 499.0517 | 0.0022708 | 499.627 | 0.0014566 | 499.0517 | 0.0024022
| 499.2756 | 0.0042671 |  |  | 477.8503 | 0.0011791 | 499.2756 | 0.00091819 | 499.2756 | 0.0014761 | 499.8506 | 0.0011449 | 499.2756 | 0.0013533
| 499.4995 | 0.0042452 |  |  | 477.9638 | 0 | 499.4995 | 0.0023467 | 499.4995 | 0.0023477 | 500.0743 | 0.0011894 | 499.4995 | 0.0023176
| 499.7235 | 0.003744 |  |  | 478.0772 | 0.0012138 | 499.7235 | 0.0010333 | 499.7235 | 0.001473 | 500.2979 | 0.0010064 | 499.7235 | 0.0012817
| 499.9474 | 0.0038193 |  |  | 478.1907 | 0 | 499.9474 | 0.0020492 | 499.9474 | 0.0018723 | 500.5216 | 0.0016248 | 499.9474 | 0.0023591
| 500.1713 | 0.0040241 |  |  | 478.3042 | 0.0018034 | 500.1713 | 0.00070111 | 500.1713 | 0.001091 | 500.7454 | 0.00095691 | 500.1713 | 0.0011909
| 500.3953 | 0.0041488 |  |  | 478.4176 | 0 | 500.3953 | 0.0012521 | 500.3953 | 0.0022349 | 500.9691 | 0.0013231 | 500.3953 | 0.0023589
| 500.6193 | 0.0041221 |  |  | 478.5311 | 0.0013699 | 500.6193 | 0.0006702 | 500.6193 | 0.0013433 | 501.1928 | 0.00034838 | 500.6193 | 0.0012661
| 500.8433 | 0.0038617 |  |  | 478.6446 | 0 | 500.8433 | 0.001555 | 500.8433 | 0.0018545 | 501.4165 | 0.0017089 | 500.8433 | 0.0023057
| 501.0673 | 0.0039548 |  |  | 478.758 | 0.00084967 | 501.0673 | 0.00087784 | 501.0673 | 0.00088622 | 501.6403 | 0.00062051 | 501.0673 | 0.0010407
| 501.2913 | 0.0038325 |  |  | 478.8715 | 0 | 501.2913 | 0.0019665 | 501.2913 | 0.0023114 | 501.8641 | 0.0013131 | 501.2913 | 0.0024022
| 501.5153 | 0.0035534 |  |  | 478.985 | 0.0017513 | 501.5153 | 0.00031318 | 501.5153 | 0.001327 | 502.0879 | 0.00064523 | 501.5153 | 0.0011877
| 501.7393 | 0.0042479 |  |  | 479.0985 | 0 | 501.7393 | 0.0014761 | 501.7393 | 0.0027666 | 502.3116 | 0.0016842 | 501.7393 | 0.0022866
| 501.9634 | 0.0037888 |  |  | 479.212 | 0.0012312 | 501.9634 | 0.0010557 | 501.9634 | 0.0013116 | 502.5355 | 0.00038797 | 501.9634 | 0.0010708
| 502.1875 | 0.0039523 |  |  | 479.3254 | 0 | 502.1875 | 0.0014947 | 502.1875 | 0.0024682 | 502.7593 | 0.0018079 | 502.1875 | 0.0022388
| 502.4115 | 0.003797 |  |  | 479.4389 | 0.00097105 | 502.4115 | 0.001252 | 502.4115 | 0.001082 | 502.9831 | 0.00033351 | 502.4115 | 0.0012169
| 502.6356 | 0.0039073 |  |  | 479.5524 | 0 | 502.6356 | 0.0014643 | 502.6356 | 0.0022857 | 503.207 | 0.0016644 | 502.6356 | 0.0021303
| 502.8597 | 0.0037965 |  |  | 479.6659 | 0.0015953 | 502.8597 | 0.00054461 | 502.8597 | 0.0010774 | 503.4308 | 0.00063044 | 502.8597 | 0.0011321
| 503.0838 | 0.0041386 |  |  | 479.7794 | 0 | 503.0838 | 0.0014527 | 503.0838 | 0.0026291 | 503.6547 | 0.0011449 | 503.0838 | 0.0022794
| 503.308 | 0.0036657 |  |  | 479.8929 | 0.0015433 | 503.308 | 0.0012702 | 503.308 | 0.0010036 | 503.8786 | 0.0010608 | 503.308 | 0.0012099
| 503.5321 | 0.0039829 |  |  | 480.0064 | 0 | 503.5321 | 0.001428 | 503.5321 | 0.0023999 | 504.1025 | 0.0010658 | 503.5321 | 0.0022286
| 503.7563 | 0.0039081 |  |  | 480.1199 | 0.00027745 | 503.7563 | 0.00080841 | 503.7563 | 0.0013772 | 504.3264 | 0.00060557 | 503.7563 | 0.0012917
| 503.9804 | 0.0040639 |  |  | 480.2334 | 0 | 503.9804 | 0.0014027 | 503.9804 | 0.0022718 | 504.5503 | 0.0016397 | 503.9804 | 0.0022921
| 504.2046 | 0.0038514 |  |  | 480.3469 | 0.0010924 | 504.2046 | 0.00087253 | 504.2046 | 0.0011657 | 504.7742 | 0.0014269 | 504.2046 | 0.0012597
| 504.4288 | 0.0039533 |  |  | 480.4604 | 0 | 504.4288 | 0.0018127 | 504.4288 | 0.0021074 | 504.9982 | 0.0012933 | 504.4288 | 0.0022063
| 504.653 | 0.0036214 |  |  | 480.5739 | 0.0010751 | 504.653 | 0.00072265 | 504.653 | 0.00082363 | 505.2221 | 0.00053639 | 504.653 | 0.0011204
| 504.8773 | 0.0038708 |  |  | 480.6874 | 0 | 504.8773 | 0.0008215 | 504.8773 | 0.0019903 | 505.4461 | 0.0015506 | 504.8773 | 0.0022679
| 505.1015 | 0.0035564 |  |  | 480.801 | 0.0012658 | 505.1015 | 0.00068405 | 505.1015 | 0.00098514 | 505.6701 | 0.0011152 | 505.1015 | 0.0011357
| 505.3257 | 0.00397 |  |  | 480.9145 | 0 | 505.3257 | 0.0015112 | 505.3257 | 0.0022808 | 505.8941 | 0.0011548 | 505.3257 | 0.0022395
| 505.55 | 0.0037111 |  |  | 481.028 | 0.00079764 | 505.55 | 0.00052415 | 505.55 | 0.0010088 | 506.1181 | 0.0010015 | 505.55 | 0.0012003
| 505.7743 | 0.0040439 |  |  | 481.1415 | 0 | 505.7743 | 0.0017426 | 505.7743 | 0.0023564 | 506.3421 | 0.0020305 | 505.7743 | 0.002141
| 505.9986 | 0.0037984 |  |  | 481.2551 | 0.0014219 | 505.9986 | 0.00061635 | 505.9986 | 0.00089008 | 506.5662 | 0.0011498 | 505.9986 | 0.0010973
| 506.2229 | 0.0037471 |  |  | 481.3686 | 0 | 506.2229 | 0.0013277 | 506.2229 | 0.0021074 | 506.7902 | 0.0018574 | 506.2229 | 0.0022664
| 506.4472 | 0.0037219 |  |  | 481.4821 | 0 | 506.4472 | 0.00060672 | 506.4472 | 0.0010469 | 507.0143 | 0.00067989 | 506.4472 | 0.001123
| 506.6715 | 0.0037663 |  |  | 481.5957 | 0 | 506.6715 | 0.0016305 | 506.6715 | 0.0021782 | 507.2384 | 0.0013676 | 506.6715 | 0.0022193
| 506.8959 | 0.0037904 |  |  | 481.7092 | 0.0013872 | 506.8959 | 0.0009817 | 506.8959 | 0.0012894 | 507.4625 | 0.0008234 | 506.8959 | 0.0012505
| 507.1202 | 0.0038374 |  |  | 481.8227 | 0 | 507.1202 | 0.0016776 | 507.1202 | 0.0022182 | 507.6866 | 0.0015407 | 507.1202 | 0.0020967
| 507.3446 | 0.0036939 |  |  | 481.9363 | 0.0003468 | 507.3446 | 0.00076687 | 507.3446 | 0.0013011 | 507.9107 | 0.00039286 | 507.3446 | 0.0011647
| 507.569 | 0.0033305 |  |  | 482.0498 | 0 | 507.569 | 0.0015812 | 507.569 | 0.0019641 | 508.1348 | 0.00114 | 507.569 | 0.0020817
| 507.7933 | 0.0035229 |  |  | 482.1634 | 0.00067626 | 507.7933 | 0.0007772 | 507.7933 | 0.0011432 | 508.3589 | 0.00069474 | 507.7933 | 0.0012356
| 508.0178 | 0.0039056 |  |  | 482.2769 | 0 | 508.0178 | 0.0022543 | 508.0178 | 0.0021531 | 508.5831 | 0.0019267 | 508.0178 | 0.0022177
| 508.2422 | 0.0036574 |  |  | 482.3905 | 0.0010924 | 508.2422 | 0.00084968 | 508.2422 | 0.0010931 | 508.8073 | 0.00071949 | 508.2422 | 0.0011477
| 508.4666 | 0.0036933 |  |  | 482.504 | 0 | 508.4666 | 0.001408 | 508.4666 | 0.0019859 | 509.0314 | 0.0019217 | 508.4666 | 0.0022999
| 508.691 | 0.003496 |  |  | 482.6176 | 0.00024276 | 508.691 | 0.00070519 | 508.691 | 0.0013496 | 509.2556 | 0.0010806 | 508.691 | 0.0011422
| 508.9155 | 0.0035402 |  |  | 482.7312 | 0 | 508.9155 | 0.0011318 | 508.9155 | 0.0022042 | 509.4798 | 0.0017288 | 508.9155 | 0.0021334
| 509.14 | 0.0036456 |  |  | 482.8447 | 0.0011791 | 509.14 | 0.00061403 | 509.14 | 0.0010737 | 509.704 | 0.00093712 | 509.14 | 0.0012688
| 509.3645 | 0.0037325 |  |  | 482.9583 | 0 | 509.3645 | 0.0017311 | 509.3645 | 0.0020853 | 509.9283 | 0.0017535 | 509.3645 | 0.0021284
| 509.589 | 0.0032897 |  |  | 483.0719 | 0.0014392 | 509.589 | 0.00061609 | 509.589 | 0.0014623 | 510.1525 | 0.0016892 | 509.589 | 0.00115
| 509.8135 | 0.0036826 |  |  | 483.1854 | 0 | 509.8135 | 0.0011272 | 509.8135 | 0.0018801 | 510.3767 | 0.0018029 | 509.8135 | 0.0021521
| 510.038 | 0.0033949 |  |  | 483.299 | 0.0015606 | 510.038 | 8.0649e-05 | 510.038 | 0.0011064 | 510.601 | 0.00098664 | 510.038 | 0.0011779
| 510.2625 | 0.0036754 |  |  | 483.4126 | 0 | 510.2625 | 0.0021744 | 510.2625 | 0.0019116 | 510.8253 | 0.0011548 | 510.2625 | 0.0021254
| 510.4871 | 0.0034977 |  |  | 483.5262 | 0.0012485 | 510.4871 | 0.00012275 | 510.4871 | 0.0012023 | 511.0496 | 0.0017188 | 510.4871 | 0.0011102
| 510.7116 | 0.0036418 |  |  | 483.6397 | 0 | 510.7116 | 0.0015637 | 510.7116 | 0.0019365 | 511.2739 | 0.0018871 | 510.7116 | 0.0020633
| 510.9362 | 0.0036125 |  |  | 483.7533 | 0.0014392 | 510.9362 | 0.00044826 | 510.9362 | 0.0012125 | 511.4982 | 0.00073921 | 510.9362 | 0.0011947
| 511.1608 | 0.0036553 |  |  | 483.8669 | 0 | 511.1608 | 0.002355 | 511.1608 | 0.0019163 | 511.7225 | 0.0018129 | 511.1608 | 0.00214
| 511.3854 | 0.0034303 |  |  | 483.9805 | 0.0015606 | 511.3854 | 2.7575e-05 | 511.3854 | 0.00099274 | 511.9468 | 0.0014072 | 511.3854 | 0.0010649
| 511.61 | 0.0035661 |  |  | 484.0941 | 0 | 511.61 | 0.0017104 | 511.61 | 0.0018289 | 512.1712 | 0.0015457 | 511.61 | 0.0020021
| 511.8346 | 0.003438 |  |  | 484.2077 | 0.0012138 | 511.8346 | 0.00046069 | 511.8346 | 0.0012423 | 512.3956 | 0.00058089 | 511.8346 | 0.0010505
| 512.0593 | 0.0033641 |  |  | 484.3213 | 0 | 512.0593 | 0.0018156 | 512.0593 | 0.0018486 | 512.6199 | 0.0015952 | 512.0593 | 0.0020469
| 512.2839 | 0.0035401 |  |  | 484.4349 | 0.00083233 | 512.2839 | 0.00031347 | 512.2839 | 0.0011644 | 512.8444 | 0.001145 | 512.2839 | 0.0010275
| 512.5086 | 0.0034107 |  |  | 484.5485 | 0 | 512.5086 | 0.0015385 | 512.5086 | 0.0023505 | 513.0687 | 0.0012291 | 512.5086 | 0.0020652
| 512.7333 | 0.0032458 |  |  | 484.6621 | 0.00086701 | 512.7333 | 0.00046789 | 512.7333 | 0.00075629 | 513.2932 | 0.0013577 | 512.7333 | 0.00094954
| 512.958 | 0.0035767 |  |  | 484.7757 | 0 | 512.958 | 0.001699 | 512.958 | 0.0020956 | 513.5176 | 0.0019316 | 512.958 | 0.0019971
| 513.1827 | 0.0031973 |  |  | 484.8893 | 0.0018901 | 513.1827 | 0.000958 | 513.1827 | 0.00085924 | 513.742 | 0.0005018 | 513.1827 | 0.0012219
| 513.4074 | 0.0035315 |  |  | 485.0029 | 0 | 513.4074 | 0.0014315 | 513.4074 | 0.0019655 | 513.9665 | 0.001422 | 513.4074 | 0.0020817
| 513.6321 | 0.0034091 |  |  | 485.1166 | 0.0010231 | 513.6321 | 0.00083706 | 513.6321 | 0.000935 | 514.1909 | 0.001046 | 513.6321 | 0.0010021
| 513.8569 | 0.0034833 |  |  | 485.2302 | 0 | 513.8569 | 0.0015402 | 513.8569 | 0.0021757 | 514.4154 | 0.0012588 | 513.8569 | 0.0020878
| 514.0816 | 0.0032624 |  |  | 485.3438 | 0.0015259 | 514.0816 | 0.0007787 | 514.0816 | 0.0011431 | 514.6399 | 0.0010113 | 514.0816 | 0.0010469
| 514.3064 | 0.0029783 |  |  | 485.4574 | 0 | 514.3064 | 0.0010348 | 514.3064 | 0.0023927 | 514.8644 | 0.0014121 | 514.3064 | 0.0020209
| 514.5312 | 0.0031893 |  |  | 485.5711 | 0.00015606 | 514.5312 | 0.00056779 | 514.5312 | 0.0010352 | 515.0889 | 0.0010015 | 514.5312 | 0.00098148
| 514.756 | 0.0034061 |  |  | 485.6847 | 0 | 514.756 | 0.0012735 | 514.756 | 0.0019024 | 515.3135 | 0.0015308 | 514.756 | 0.0019377
| 514.9808 | 0.0031595 |  |  | 485.7983 | 0.0014219 | 514.9808 | 0.00028057 | 514.9808 | 0.0010036 | 515.538 | 0.00073432 | 514.9808 | 0.00096296
| 515.2056 | 0.0032512 |  |  | 485.912 | 0 | 515.2056 | 0.0015547 | 515.2056 | 0.0017669 | 515.7626 | 0.001328 | 515.2056 | 0.001906
| 515.4304 | 0.0032423 |  |  | 486.0256 | 0.0014392 | 515.4304 | -9.8531e-05 | 515.4304 | 0.0010747 | 515.9871 | 0.0010856 | 515.4304 | 0.00097506
| 515.6553 | 0.0033925 |  |  | 486.1393 | 0 | 515.6553 | 0.0012422 | 515.6553 | 0.0023581 | 516.2117 | 0.0013527 | 515.6553 | 0.0020522
| 515.8801 | 0.0030995 |  |  | 486.2529 | 0.00036414 | 515.8801 | 0.00080142 | 515.8801 | 0.00078281 | 516.4363 | 0.0013478 | 515.8801 | 0.0010136
| 516.105 | 0.0035399 |  |  | 486.3666 | 0 | 516.105 | 0.0015687 | 516.105 | 0.001911 | 516.6609 | 0.0018079 | 516.105 | 0.0020493
| 516.3299 | 0.0025951 |  |  | 486.4802 | 0.0015259 | 516.3299 | 0.0004373 | 516.3299 | 0.0013144 | 516.8855 | 0.00035333 | 516.3299 | 0.00089047
| 516.5548 | 0.0033453 |  |  | 486.5939 | 0 | 516.5548 | 0.0016619 | 516.5548 | 0.0019883 | 517.1101 | 0.0010163 | 516.5548 | 0.002029
| 516.7797 | 0.0027987 |  |  | 486.7075 | 0.0013872 | 516.7797 | 0.00027893 | 516.7797 | 0.00090278 | 517.3348 | 0.0012142 | 516.7797 | 0.00089255
| 517.0046 | 0.0035704 |  |  | 486.8212 | 0 | 517.0046 | 0.0017212 | 517.0046 | 0.0024411 | 517.5594 | 0.0017337 | 517.0046 | 0.0021892
| 517.2296 | 0.0032648 |  |  | 486.9348 | 0.0011098 | 517.2296 | 0.00030813 | 517.2296 | 0.00087359 | 517.7841 | 0.00063035 | 517.2296 | 0.00092635
| 517.4545 | 0.0032732 |  |  | 487.0485 | 0 | 517.4545 | 0.00158 | 517.4545 | 0.002185 | 518.0088 | 0.0013478 | 517.4545 | 0.0021455
| 517.6795 | 0.0028113 |  |  | 487.1622 | 0.0011271 | 517.6795 | -2.7364e-05 | 517.6795 | 0.00083472 | 518.2335 | 0.00045227 | 517.6795 | 0.0009019
| 517.9045 | 0.0031216 |  |  | 487.2758 | 0 | 517.9045 | 0.0013104 | 517.9045 | 0.001401 | 518.4581 | 0.00068483 | 517.9045 | 0.001991
| 518.1295 | 0.00305 |  |  | 487.3895 | 0.0013525 | 518.1295 | 0.00033252 | 518.1295 | 0.00094352 | 518.6829 | 0.00067986 | 518.1295 | 0.00096712
| 518.3545 | 0.0033636 |  |  | 487.5032 | 0 | 518.3545 | 0.0014826 | 518.3545 | 0.0022496 | 518.9076 | 0.0018574 | 518.3545 | 0.0021252
| 518.5795 | 0.0031241 |  |  | 487.6169 | 0.0011444 | 518.5795 | 0.00035519 | 518.5795 | 0.0012078 | 519.1323 | 0.0015506 | 518.5795 | 0.0010292
| 518.8045 | 0.003372 |  |  | 487.7306 | 0 | 518.8045 | 0.0015234 | 518.8045 | 0.0021183 | 519.3571 | 0.0017189 | 518.8045 | 0.0019994
| 519.0295 | 0.0029543 |  |  | 487.8442 | 0.0010404 | 519.0295 | 0.00072629 | 519.0295 | 0.00060604 | 519.5818 | 0.001234 | 519.0295 | 0.00084724
| 519.2546 | 0.0033343 |  |  | 487.9579 | 0 | 519.2546 | 0.0020019 | 519.2546 | 0.0021544 | 519.8066 | 0.0012934 | 519.2546 | 0.001949
| 519.4797 | 0.0031442 |  |  | 488.0716 | 0.0013005 | 519.4797 | 0.00040842 | 519.4797 | 0.00081049 | 520.0314 | 0.0013429 | 519.4797 | 0.00094877
| 519.7047 | 0.0032432 |  |  | 488.1853 | 0 | 519.7047 | 0.0013147 | 519.7047 | 0.0021307 | 520.2562 | 0.0016398 | 519.7047 | 0.002054
| 519.9298 | 0.0028472 |  |  | 488.299 | 0.00041617 | 519.9298 | 0.00045338 | 519.9298 | 0.00063253 | 520.4811 | 0.00035334 | 519.9298 | 0.00089236
| 520.1549 | 0.0033402 |  |  | 488.4127 | 0 | 520.1549 | 0.0011992 | 520.1549 | 0.0023251 | 520.7059 | 0.0015506 | 520.1549 | 0.0021661
| 520.3801 | 0.0033373 |  |  | 488.5264 | 0.0017167 | 520.3801 | 0.00050161 | 520.3801 | 0.0013253 | 520.9307 | 0.0010657 | 520.3801 | 0.001049
| 520.6052 | 0.0032062 |  |  | 488.6401 | 0 | 520.6052 | 0.0015324 | 520.6052 | 0.0017409 | 521.1556 | 0.0017732 | 520.6052 | 0.0020719
| 520.8303 | 0.0028487 |  |  | 488.7538 | 0.0018554 | 520.8303 | 0.00013808 | 520.8303 | 0.00045771 | 521.3804 | 0.0010262 | 520.8303 | 0.00085581
| 521.0555 | 0.0032874 |  |  | 488.8675 | 0 | 521.0555 | 0.0018296 | 521.0555 | 0.0019166 | 521.6053 | 0.0016842 | 521.0555 | 0.0021926
| 521.2807 | 0.0029408 |  |  | 488.9813 | 0.0015606 | 521.2807 | 0.00037166 | 521.2807 | 0.00036939 | 521.8302 | 0.00086291 | 521.2807 | 0.00086873
| 521.5058 | 0.0032506 |  |  | 489.095 | 0 | 521.5058 | 0.0012794 | 521.5058 | 0.0016367 | 522.0551 | 0.0016991 | 521.5058 | 0.002191
| 521.731 | 0.0030139 |  |  | 489.2087 | 0.0011965 | 521.731 | 0.00040746 | 521.731 | 0.00021606 | 522.28 | 0.0011153 | 521.731 | 0.00078411
| 521.9562 | 0.0026883 |  |  | 489.3224 | 0 | 521.9562 | 0.00013421 | 521.9562 | 0.00081865 | 522.5049 | 0.00016033 | 521.9562 | 0.00092756
| 522.1815 | 0.0032314 |  |  | 489.4361 | 0.0006069 | 522.1815 | 0.001667 | 522.1815 | 0.0015301 | 522.7299 | 0.0016743 | 522.1815 | 0.0019538
| 522.4067 | 0.0030331 |  |  | 489.5499 | 0 | 522.4067 | 0.00021128 | 522.4067 | 0.00096477 | 522.9548 | 0.00096679 | 522.4067 | 0.00071179
| 522.6319 | 0.003174 |  |  | 489.6636 | 0.0021328 | 522.6319 | 0.0018194 | 522.6319 | 0.0023941 | 523.1798 | 0.0012785 | 522.6319 | 0.0020146
| 522.8572 | 0.0029735 |  |  | 489.7773 | 0 | 522.8572 | 0.00048029 | 522.8572 | 0.00061252 | 523.4048 | 0.00093218 | 522.8572 | 0.00087208
| 523.0825 | 0.0027212 |  |  | 489.8911 | 0.00039883 | 523.0825 | 0.00072314 | 523.0825 | 0.0017576 | 523.6298 | 0.0015704 | 523.0825 | 0.0018273
| 523.3077 | 0.003094 |  |  | 490.0048 | 0 | 523.3077 | 5.9314e-05 | 523.3077 | 0.00074711 | 523.8548 | 0.0006007 | 523.3077 | 0.00066731
| 523.533 | 0.0030768 |  |  | 490.1186 | 0.00074563 | 523.533 | 0.0013502 | 523.533 | 0.0028077 | 524.0798 | 0.0015605 | 523.533 | 0.0019659
| 523.7584 | 0.0029123 |  |  | 490.2323 | 0 | 523.7584 | 0.00055626 | 523.7584 | 0.0012177 | 524.3048 | 0.00044731 | 523.7584 | 0.00084659
| 523.9837 | 0.0027469 |  |  | 490.346 | 0.00045084 | 523.9837 | 0.0014359 | 523.9837 | 0.0015018 | 524.5298 | 0.0010707 | 523.9837 | 0.0020341
| 524.209 | 0.0028512 |  |  | 490.4598 | 0 | 524.209 | 0.00035235 | 524.209 | 0.00073596 | 524.7549 | 0.00059076 | 524.209 | 0.00067892
| 524.4344 | 0.003291 |  |  | 490.5736 | 0.0016473 | 524.4344 | 0.00098083 | 524.4344 | 0.0027134 | 524.98 | 0.0010707 | 524.4344 | 0.0020134
| 524.6597 | 0.002869 |  |  | 490.6873 | 0 | 524.6597 | 0.00083378 | 524.6597 | 0.00099791 | 525.2051 | 0.0010361 | 524.6597 | 0.0008609
| 524.8851 | 0.0029889 |  |  | 490.8011 | 0.0014566 | 524.8851 | 0.0016541 | 524.8851 | 0.0022509 | 525.4301 | 0.001699 | 524.8851 | 0.0018561
| 525.1105 | 0.0026746 |  |  | 490.9148 | 0 | 525.1105 | 1.6178e-05 | 525.1105 | 0.00048009 | 525.6552 | 0.00033351 | 525.1105 | 0.00068176
| 525.3359 | 0.0029637 |  |  | 491.0286 | 0.0015953 | 525.3359 | 0.0011728 | 525.3359 | 0.0014862 | 525.8804 | 0.0016644 | 525.3359 | 0.0020214
| 525.5613 | 0.0028199 |  |  | 491.1424 | 0 | 525.5613 | 0.00040022 | 525.5613 | 0.00037599 | 526.1055 | 0.0011993 | 525.5613 | 0.00066487
| 525.7867 | 0.0030003 |  |  | 491.2561 | 0.0018207 | 525.7867 | 0.0011285 | 525.7867 | 0.0020675 | 526.3306 | 0.0014121 | 525.7867 | 0.0019289
| 526.0121 | 0.0029349 |  |  | 491.3699 | 0 | 526.0121 | -2.5667e-06 | 526.0121 | 0.00079637 | 526.5558 | 0.0003929 | 526.0121 | 0.00071381
| 526.2376 | 0.0028073 |  |  | 491.4837 | 0.00071094 | 526.2376 | 0.0008462 | 526.2376 | 0.0018473 | 526.7809 | 0.0013082 | 526.2376 | 0.0018787
| 526.4631 | 0.0030003 |  |  | 491.5975 | 0 | 526.4631 | -0.00071759 | 526.4631 | 0.00048949 | 527.0061 | 0.00093713 | 526.4631 | 0.00068033
| 526.6885 | 0.0030861 |  |  | 491.7113 | 0.0013005 | 526.6885 | 0.00093122 | 526.6885 | 0.0020623 | 527.2313 | 0.0015062 | 526.6885 | 0.0019612
| 526.914 | 0.0028175 |  |  | 491.8251 | 0 | 526.914 | 0.00039704 | 526.914 | 0.0010129 | 527.4565 | 0.001224 | 526.914 | 0.00066124
| 527.1395 | 0.0028358 |  |  | 491.9388 | 0.0014566 | 527.1395 | 0.0016911 | 527.1395 | 0.0016908 | 527.6817 | 0.0016051 | 527.1395 | 0.0018835
| 527.365 | 0.0025519 |  |  | 492.0526 | 0 | 527.365 | 0.00055787 | 527.365 | 0.00069605 | 527.9069 | 0.00082828 | 527.365 | 0.0006474
| 527.5906 | 0.0027637 |  |  | 492.1664 | 0.0010231 | 527.5906 | 0.0015132 | 527.5906 | 0.0015972 | 528.1322 | 0.0016001 | 527.5906 | 0.0019571
| 527.8161 | 0.0027325 |  |  | 492.2802 | 0 | 527.8161 | 0.00030282 | 527.8161 | 0.00072691 | 528.3574 | 0.00085301 | 527.8161 | 0.00072255
| 528.0417 | 0.0028035 |  |  | 492.394 | 0.00067626 | 528.0417 | 0.0014578 | 528.0417 | 0.0017423 | 528.5827 | 0.0011301 | 528.0417 | 0.0018244
| 528.2672 | 0.002854 |  |  | 492.5078 | 0 | 528.2672 | 0.00051937 | 528.2672 | 0.00083152 | 528.808 | 0.00075409 | 528.2672 | 0.00086721
| 528.4928 | 0.0029023 |  |  | 492.6217 | 0.0011791 | 528.4928 | 0.0014222 | 528.4928 | 0.0017955 | 529.0333 | 0.0013774 | 528.4928 | 0.0020418
| 528.7184 | 0.002639 |  |  | 492.7355 | 0 | 528.7184 | -0.00082637 | 528.7184 | 0.00063568 | 529.2585 | 2.6801e-05 | 528.7184 | 0.00060624
| 528.944 | 0.0030659 |  |  | 492.8493 | 0.0016647 | 528.944 | 0.0017887 | 528.944 | 0.0024043 | 529.4839 | 0.0012835 | 528.944 | 0.0019678
| 529.1696 | 0.00255 |  |  | 492.9631 | 0 | 529.1696 | -0.00040484 | 529.1696 | 0.00013684 | 529.7092 | 0.00067988 | 529.1696 | 0.0007226
| 529.3952 | 0.0029908 |  |  | 493.0769 | 0.0024103 | 529.3952 | 0.00066703 | 529.3952 | 0.0019525 | 529.9345 | 0.00083818 | 529.3952 | 0.0017646
| 529.6209 | 0.0027635 |  |  | 493.1907 | 0 | 529.6209 | 0.00040251 | 529.6209 | 0.00080597 | 530.1599 | 0.00082331 | 529.6209 | 0.00080988
| 529.8465 | 0.002635 |  |  | 493.3046 | 0.0017167 | 529.8465 | 0.00062022 | 529.8465 | 0.0015064 | 530.3853 | 0.0011845 | 529.8465 | 0.0017532
| 530.0722 | 0.0027437 |  |  | 493.4184 | 0 | 530.0722 | -0.00065399 | 530.0722 | 0.0006864 | 530.6106 | 0.00035831 | 530.0722 | 0.00074358
| 530.2979 | 0.0027633 |  |  | 493.5322 | 0.0010231 | 530.2979 | 0.0015486 | 530.2979 | 0.0018396 | 530.836 | 0.00060066 | 530.2979 | 0.0017701
| 530.5236 | 0.0026813 |  |  | 493.6461 | 0 | 530.5236 | 0.00021929 | 530.5236 | 0.00068076 | 531.0614 | 0.00094706 | 530.5236 | 0.00079041
| 530.7493 | 0.0029645 |  |  | 493.7599 | 0.0022716 | 530.7493 | 0.0020929 | 530.7493 | 0.0017729 | 531.2868 | 0.0013676 | 530.7493 | 0.0017967
| 530.975 | 0.0023629 |  |  | 493.8738 | 0 | 530.975 | 0.00051694 | 530.975 | 0.00068903 | 531.5122 | 0.00081346 | 530.975 | 0.00045815
| 531.2007 | 0.0029421 |  |  | 493.9876 | 0.0011271 | 531.2007 | 0.0015771 | 531.2007 | 0.0019258 | 531.7377 | 0.0022136 | 531.2007 | 0.0018594
| 531.4264 | 0.0023671 |  |  | 494.1015 | 0 | 531.4264 | -0.00018867 | 531.4264 | 0.00050295 | 531.9631 | 0.00081346 | 531.4264 | 0.00063403
| 531.6522 | 0.0027095 |  |  | 494.2153 | 0.00065893 | 531.6522 | 0.0012375 | 531.6522 | 0.0018591 | 532.1885 | 0.0016348 | 531.6522 | 0.0019307
| 531.878 | 0.0020652 |  |  | 494.3292 | 0 | 531.878 | -0.00060602 | 531.878 | 0.00059423 | 532.414 | 0.00089753 | 531.878 | 0.00080421
| 532.1037 | 0.0028037 |  |  | 494.443 | 0.00097105 | 532.1037 | 0.0011019 | 532.1037 | 0.0017614 | 532.6395 | 0.0014863 | 532.1037 | 0.0019258
| 532.3295 | 0.0024972 |  |  | 494.5569 | 0 | 532.3295 | 0.00012854 | 532.3295 | 0.00089098 | 532.865 | 0.00066507 | 532.3295 | 0.00064253
| 532.5553 | 0.0026899 |  |  | 494.6707 | 0.0019941 | 532.5553 | 0.0011791 | 532.5553 | 0.001558 | 533.0905 | 0.00072934 | 532.5553 | 0.0016733
| 532.7812 | 0.0025309 |  |  | 494.7846 | 0 | 532.7812 | -0.00022927 | 532.7812 | 0.00089312 | 533.316 | 0.00051163 | 532.7812 | 0.00068215
| 533.007 | 0.0025995 |  |  | 494.8985 | 0.0019768 | 533.007 | 0.0015469 | 533.007 | 0.0020937 | 533.5416 | 0.00092231 | 533.007 | 0.0017925
| 533.2328 | 0.0025997 |  |  | 495.0124 | 0 | 533.2328 | -0.00057667 | 533.2328 | 0.00079702 | 533.7672 | 0.00076888 | 533.2328 | 0.00064371
| 533.4587 | 0.0024936 |  |  | 495.1262 | 0.00019074 | 533.4587 | 0.00094085 | 533.4587 | 0.0017811 | 533.9927 | 0.00075407 | 533.4587 | 0.0017193
| 533.6845 | 0.0024001 |  |  | 495.2401 | 0 | 533.6845 | 0.0004974 | 533.6845 | 0.00074263 | 534.2183 | 0.00099152 | 533.6845 | 0.00055533
| 533.9104 | 0.0027637 |  |  | 495.354 | 0.00091902 | 533.9104 | 0.0014206 | 533.9104 | 0.0020223 | 534.4438 | 0.0021889 | 533.9104 | 0.0016898
| 534.1363 | 0.0023899 |  |  | 495.4679 | 0 | 534.1363 | -0.00024438 | 534.1363 | 0.00084989 | 534.6694 | 0.00046713 | 534.1363 | 0.00056211
| 534.3622 | 0.0025403 |  |  | 495.5818 | 0.0014566 | 534.3622 | 0.00078604 | 534.3622 | 0.0019401 | 534.895 | 0.0013923 | 534.3622 | 0.0017884
| 534.5881 | 0.0023354 |  |  | 495.6957 | 0 | 534.5881 | -6.0596e-05 | 534.5881 | 0.0010102 | 535.1207 | 0.00033355 | 534.5881 | 0.00059264
| 534.8141 | 0.0025737 |  |  | 495.8096 | 0.0012312 | 534.8141 | 0.0012566 | 534.8141 | 0.0017261 | 535.3463 | 0.0017683 | 534.8141 | 0.0017575
| 535.04 | 0.0023667 |  |  | 495.9235 | 0 | 535.04 | -0.00032891 | 535.04 | 0.00065605 | 535.5719 | 0.00069469 | 535.04 | 0.00052781
| 535.266 | 0.0025284 |  |  | 496.0374 | 0.0013699 | 535.266 | 0.0010362 | 535.266 | 0.0017608 | 535.7976 | 0.0011301 | 535.266 | 0.001651
| 535.4919 | 0.0024037 |  |  | 496.1513 | 0 | 535.4919 | 8.5875e-06 | 535.4919 | 0.00048792 | 536.0233 | 0.0010212 | 535.4919 | 0.00059882
| 535.7179 | 0.0025084 |  |  | 496.2652 | 0.0018381 | 535.7179 | 0.00099979 | 535.7179 | 0.0022814 | 536.2489 | 0.0010757 | 535.7179 | 0.0016605
| 535.9439 | 0.0023836 |  |  | 496.3791 | 0 | 535.9439 | 0.00029145 | 535.9439 | 0.0011593 | 536.4746 | 0.0011697 | 535.9439 | 0.00056417
| 536.1699 | 0.0026477 |  |  | 496.493 | 0.001578 | 536.1699 | 0.0016525 | 536.1699 | 0.0018773 | 536.7003 | 0.0014665 | 536.1699 | 0.0017794
| 536.3959 | 0.0023617 |  |  | 496.6069 | 0 | 536.3959 | -0.00050097 | 536.3959 | 0.00052077 | 536.926 | 0.00060568 | 536.3959 | 0.00050897
| 536.622 | 0.0025488 |  |  | 496.7208 | 0.0021502 | 536.622 | 0.0011031 | 536.622 | 0.0016042 | 537.1518 | 0.0017485 | 536.622 | 0.0015655
| 536.848 | 0.0025716 |  |  | 496.8348 | 0 | 536.848 | 0.00058834 | 536.848 | 0.00089507 | 537.3775 | 0.00070955 | 536.848 | 0.00058209
| 537.0741 | 0.0024826 |  |  | 496.9487 | 0.0020635 | 537.0741 | 0.00079382 | 537.0741 | 0.0010442 | 537.6033 | 0.0011449 | 537.0741 | 0.0015707
| 537.3001 | 0.0022507 |  |  | 497.0626 | 0 | 537.3001 | -0.00046425 | 537.3001 | 0.00096435 | 537.829 | 0.00093716 | 537.3001 | 0.00064736
| 537.5262 | 0.0024288 |  |  | 497.1766 | 0.0018901 | 537.5262 | 0.0011114 | 537.5262 | 0.0015318 | 538.0548 | 0.0010015 | 537.5262 | 0.0016908
| 537.7523 | 0.0023334 |  |  | 497.2905 | 0 | 537.7523 | -0.00029171 | 537.7523 | 0.00090308 | 538.2806 | 0.00044738 | 537.7523 | 0.00063706
| 537.9784 | 0.0024151 |  |  | 497.4044 | 0.0017687 | 537.9784 | 0.001135 | 537.9784 | 0.0016202 | 538.5064 | 0.0014863 | 537.9784 | 0.0017092
| 538.2045 | 0.0024438 |  |  | 497.5184 | 0 | 538.2045 | 0.00052553 | 538.2045 | 0.00083016 | 538.7322 | 0.0012785 | 538.2045 | 0.00071814
| 538.4307 | 0.0021523 |  |  | 497.6323 | 0.00083233 | 538.4307 | 0.0011744 | 538.4307 | 0.0011433 | 538.9581 | 0.0015952 | 538.4307 | 0.0016614
| 538.6568 | 0.0022769 |  |  | 497.7463 | 0 | 538.6568 | 0.00041103 | 538.6568 | 0.00068182 | 539.1839 | 0.00083321 | 538.6568 | 0.00060784
| 538.883 | 0.0024231 |  |  | 497.8602 | 0.0023409 | 538.883 | 0.00094828 | 538.883 | 0.0014337 | 539.4097 | 0.0018672 | 538.883 | 0.001505
| 539.1091 | 0.002201 |  |  | 497.9742 | 0 | 539.1091 | 0.00069157 | 539.1091 | 0.0009918 | 539.6356 | 0.0009371 | 539.1091 | 0.00059536
| 539.3353 | 0.0020017 |  |  | 498.0881 | 0.0018207 | 539.3353 | 0.0011931 | 539.3353 | 0.0015437 | 539.8615 | 0.0013379 | 539.3353 | 0.0015468
| 539.5615 | 0.002149 |  |  | 498.2021 | 0 | 539.5615 | 0.00027042 | 539.5615 | 0.00068029 | 540.0873 | 0.001234 | 539.5615 | 0.00062391
| 539.7877 | 0.0024527 |  |  | 498.3161 | 0.00052021 | 539.7877 | 0.0015937 | 539.7877 | 0.0015987 | 540.3133 | 0.0012389 | 539.7877 | 0.0015261
| 540.0139 | 0.0021887 |  |  | 498.43 | 0 | 540.0139 | 0.0002465 | 540.0139 | 0.00033152 | 540.5392 | 0.00057596 | 540.0139 | 0.00055779
| 540.2402 | 0.0020806 |  |  | 498.544 | 0.0010231 | 540.2402 | 0.00053878 | 540.2402 | 0.0017998 | 540.7651 | 0.00083819 | 540.2402 | 0.0014415
| 540.4664 | 0.0022567 |  |  | 498.658 | 0 | 540.4664 | 3.0588e-05 | 540.4664 | 0.00071936 | 540.991 | 0.00066006 | 540.4664 | 0.00065435
| 540.6927 | 0.0023175 |  |  | 498.772 | 0.0014913 | 540.6927 | 0.00077705 | 540.6927 | 0.0018838 | 541.217 | 0.0014666 | 540.6927 | 0.0016348
| 540.9189 | 0.00187 |  |  | 498.8859 | 0 | 540.9189 | 0.00010061 | 540.9189 | 0.00064571 | 541.4429 | 0.00071454 | 540.9189 | 0.00065429
| 541.1452 | 0.0023269 |  |  | 498.9999 | 0.0017687 | 541.1452 | 0.0010443 | 541.1452 | 0.0013437 | 541.6689 | 0.0013132 | 541.1452 | 0.0014242
| 541.3715 | 0.002106 |  |  | 499.1139 | 0 | 541.3715 | -0.00015707 | 541.3715 | 0.00064423 | 541.8949 | 0.00050674 | 541.3715 | 0.00051632
| 541.5978 | 0.0023826 |  |  | 499.2279 | 0.00081498 | 541.5978 | 0.0013778 | 541.5978 | 0.0018605 | 542.1209 | 0.001704 | 541.5978 | 0.0015856
| 541.8241 | 0.0020483 |  |  | 499.3419 | 0 | 541.8241 | 0.00023129 | 541.8241 | 0.0010424 | 542.3469 | 0.0011746 | 541.8241 | 0.00064821
| 542.0505 | 0.0021089 |  |  | 499.4559 | 0.0010231 | 542.0505 | 0.001105 | 542.0505 | 0.0014122 | 542.5729 | 0.0017732 | 542.0505 | 0.0014507
| 542.2768 | 0.0021123 |  |  | 499.5699 | 0 | 542.2768 | 0.00052102 | 542.2768 | 0.00075244 | 542.799 | 0.00059082 | 542.2768 | 0.00062963
| 542.5032 | 0.0023036 |  |  | 499.6839 | 0.0012312 | 542.5032 | 0.0010548 | 542.5032 | 0.0016503 | 543.025 | 0.0016149 | 542.5032 | 0.0014734
| 542.7295 | 0.0019904 |  |  | 499.7979 | 0 | 542.7295 | -0.00021481 | 542.7295 | 0.00042625 | 543.2511 | 0.0016843 | 542.7295 | 0.00060263
| 542.9559 | 0.0021428 |  |  | 499.9119 | 0.0023929 | 542.9559 | 0.0013101 | 542.9559 | 0.0015422 | 543.4772 | 0.001798 | 542.9559 | 0.001566
| 543.1823 | 0.0020327 |  |  | 500.026 | 0 | 543.1823 | 0.00035769 | 543.1823 | 0.00052678 | 543.7032 | 0.00027911 | 543.1823 | 0.0006186
| 543.4087 | 0.0024396 |  |  | 500.14 | 0.0023236 | 543.4087 | 0.0013134 | 543.4087 | 0.001595 | 543.9293 | 0.0015407 | 543.4087 | 0.001413
| 543.6351 | 0.0016019 |  |  | 500.254 | 0 | 543.6351 | 0.00027359 | 543.6351 | 0.00073188 | 544.1555 | 0.0005908 | 543.6351 | 0.00053695
| 543.8616 | 0.0022975 |  |  | 500.368 | 0.00067626 | 543.8616 | 0.00094412 | 543.8616 | 0.0017012 | 544.3815 | 0.0013082 | 543.8616 | 0.0015242
| 544.088 | 0.0021254 |  |  | 500.4821 | 0 | 544.088 | 2.9745e-05 | 544.088 | 0.00068534 | 544.6077 | 0.0011351 | 544.088 | 0.00066357
| 544.3145 | 0.0023135 |  |  | 500.5961 | 0.001578 | 544.3145 | 0.0013421 | 544.3145 | 0.0019105 | 544.8339 | 0.0011846 | 544.3145 | 0.0014707
| 544.5409 | 0.001915 |  |  | 500.7101 | 0 | 544.5409 | 0.00072844 | 544.5409 | 0.00077578 | 545.06 | 0.00068972 | 544.5409 | 0.00058822
| 544.7674 | 0.0022111 |  |  | 500.8242 | 0.00074563 | 544.7674 | 0.00074258 | 544.7674 | 0.0018043 | 545.2861 | 0.0013775 | 544.7674 | 0.001525
| 544.9939 | 0.0019959 |  |  | 500.9382 | 0 | 544.9939 | -0.00011777 | 544.9939 | 0.00083098 | 545.5123 | 0.00043252 | 544.9939 | 0.00054601
| 545.2204 | 0.0019132 |  |  | 501.0522 | 0.0019594 | 545.2204 | 0.00073998 | 545.2204 | 0.0014189 | 545.7385 | 0.0011399 | 545.2204 | 0.0015493
| 545.4469 | 0.0020117 |  |  | 501.1663 | 0 | 545.4469 | 0.00048865 | 545.4469 | 0.00054121 | 545.9647 | 0.00084812 | 545.4469 | 0.00057493
| 545.6734 | 0.0019525 |  |  | 501.2803 | 0.0018381 | 545.6734 | 0.0013036 | 545.6734 | 0.0014427 | 546.191 | 0.001605 | 545.6734 | 0.0016048
| 545.9 | 0.0019938 |  |  | 501.3944 | 0 | 545.9 | 0.00044166 | 545.9 | 0.00065059 | 546.4172 | 0.0005809 | 545.9 | 0.00058041
| 546.1265 | 0.0019578 |  |  | 501.5085 | 0.0017167 | 546.1265 | 0.0013252 | 546.1265 | 0.0013525 | 546.6434 | 0.0013379 | 546.1265 | 0.0013432
| 546.3531 | 0.0020057 |  |  | 501.6225 | 0 | 546.3531 | -0.00011604 | 546.3531 | 0.00075269 | 546.8697 | 0.0010856 | 546.3531 | 0.0006523
| 546.5797 | 0.0017923 |  |  | 501.7366 | 0.0018727 | 546.5797 | 0.00067827 | 546.5797 | 0.0014933 | 547.0959 | 0.0012983 | 546.5797 | 0.0013314
| 546.8063 | 0.0018566 |  |  | 501.8507 | 0 | 546.8063 | -1.0191e-05 | 546.8063 | 0.00035557 | 547.3222 | 0.0005463 | 546.8063 | 0.00054314
| 547.0329 | 0.0019529 |  |  | 501.9647 | 0.0010231 | 547.0329 | 0.00065233 | 547.0329 | 0.0015803 | 547.5485 | 0.0014072 | 547.0329 | 0.0013793
| 547.2595 | 0.0017121 |  |  | 502.0788 | 0 | 547.2595 | 0.00031885 | 547.2595 | 0.00071642 | 547.7748 | 0.00040284 | 547.2595 | 0.00051722
| 547.4861 | 0.0020351 |  |  | 502.1929 | 0.002549 | 547.4861 | 0.00061152 | 547.4861 | 0.0017049 | 548.0011 | 0.0014616 | 547.4861 | 0.0014647
| 547.7128 | 0.0019258 |  |  | 502.307 | 0 | 547.7128 | 0.0001736 | 547.7128 | 0.00073399 | 548.2274 | 0.00065016 | 547.7128 | 0.00049679
| 547.9394 | 0.0019219 |  |  | 502.4211 | 0.0018034 | 547.9394 | 0.0010175 | 547.9394 | 0.0015765 | 548.4538 | 0.0012439 | 547.9394 | 0.0012421
| 548.1661 | 0.001772 |  |  | 502.5351 | 0 | 548.1661 | -6.5076e-05 | 548.1661 | 0.00079521 | 548.6801 | 0.0010559 | 548.1661 | 0.00057751
| 548.3928 | 0.002032 |  |  | 502.6492 | 0.00057222 | 548.3928 | 0.00093954 | 548.3928 | 0.0011987 | 548.9065 | 0.001704 | 548.3928 | 0.0013893
| 548.6194 | 0.0020146 |  |  | 502.7633 | 0 | 548.6194 | 0.00015236 | 548.6194 | 0.00090934 | 549.1329 | 0.00091737 | 548.6194 | 0.00057423
| 548.8462 | 0.0019055 |  |  | 502.8774 | 0.0014045 | 548.8462 | 0.00082758 | 548.8462 | 0.0014144 | 549.3593 | 0.0021245 | 548.8462 | 0.0013354
| 549.0729 | 0.0019118 |  |  | 502.9915 | 0 | 549.0729 | 0.00015496 | 549.0729 | 0.00054784 | 549.5856 | 0.00081342 | 549.0729 | 0.00063305
| 549.2996 | 0.0018774 |  |  | 503.1056 | 0.0011618 | 549.2996 | 0.0010114 | 549.2996 | 0.0014437 | 549.8121 | 0.00061552 | 549.2996 | 0.0013462
| 549.5263 | 0.0017619 |  |  | 503.2198 | 0 | 549.5263 | 0.00048336 | 549.5263 | 0.00045947 | 550.0385 | 0.00097674 | 549.5263 | 0.00062873
| 549.7531 | 0.0018639 |  |  | 503.3339 | 0.0011444 | 549.7531 | 0.0008345 | 549.7531 | 0.0014577 | 550.2649 | 0.0013923 | 549.7531 | 0.0013511
| 549.9798 | 0.0018509 |  |  | 503.448 | 0 | 549.9798 | 0.0003187 | 549.9798 | 0.00073536 | 550.4913 | 0.0010707 | 549.9798 | 0.00057207
| 550.2066 | 0.0020291 |  |  | 503.5621 | 0.00072829 | 550.2066 | 0.00081626 | 550.2066 | 0.0016298 | 550.7178 | 0.00093711 | 550.2066 | 0.0013461
| 550.4334 | 0.0019011 |  |  | 503.6762 | 0 | 550.4334 | 0.00026506 | 550.4334 | 0.00067178 | 550.9443 | 0.0012934 | 550.4334 | 0.00059162
| 550.6602 | 0.0019941 |  |  | 503.7904 | 0.0012658 | 550.6602 | 0.0012901 | 550.6602 | 0.0016325 | 551.1708 | 0.0012687 | 550.6602 | 0.0014259
| 550.887 | 0.0013832 |  |  | 503.9045 | 0 | 550.887 | 0.00024247 | 550.887 | 0.000639 | 551.3973 | 0.0011053 | 550.887 | 0.00053879
| 551.1139 | 0.0018256 |  |  | 504.0186 | 0.0014045 | 551.1139 | 0.00056629 | 551.1139 | 0.0013993 | 551.6238 | 0.00098665 | 551.1139 | 0.0013551
| 551.3407 | 0.0017271 |  |  | 504.1328 | 0 | 551.3407 | 0.00029813 | 551.3407 | 0.00085334 | 551.8503 | 0.00067488 | 551.3407 | 0.00049096
| 551.5675 | 0.0019279 |  |  | 504.2469 | 0.0016647 | 551.5675 | 0.00060302 | 551.5675 | 0.0013745 | 552.0768 | 0.0015704 | 551.5675 | 0.001296
| 551.7944 | 0.0018757 |  |  | 504.3611 | 0 | 551.7944 | -0.00021285 | 551.7944 | 0.00075868 | 552.3033 | 0.0012686 | 551.7944 | 0.00065902
| 552.0213 | 0.0019634 |  |  | 504.4752 | 0.00091902 | 552.0213 | 0.0007971 | 552.0213 | 0.001431 | 552.5299 | 0.0010213 | 552.0213 | 0.0013574
| 552.2482 | 0.001778 |  |  | 504.5894 | 0 | 552.2482 | 0.00022847 | 552.2482 | 0.00051133 | 552.7565 | 0.0014467 | 552.2482 | 0.00045757
| 552.4751 | 0.001948 |  |  | 504.7035 | 0.0012312 | 552.4751 | 0.00067177 | 552.4751 | 0.0016001 | 552.983 | 0.0019464 | 552.4751 | 0.0012649
| 552.702 | 0.0018258 |  |  | 504.8177 | 0 | 552.702 | 0.00025394 | 552.702 | 0.0008075 | 553.2097 | 0.00052652 | 552.702 | 0.00050482
| 552.9289 | 0.0018728 |  |  | 504.9318 | 0.0011098 | 552.9289 | 0.00088667 | 552.9289 | 0.0014281 | 553.4363 | 0.00062541 | 552.9289 | 0.0012301
| 553.1558 | 0.0016614 |  |  | 505.046 | 0 | 553.1558 | 0.0004224 | 553.1558 | 0.00051008 | 553.6628 | 0.0011103 | 553.1558 | 0.00047663
| 553.3828 | 0.0018987 |  |  | 505.1602 | 0.0011618 | 553.3828 | 0.0010034 | 553.3828 | 0.0017098 | 553.8895 | 0.0020602 | 553.3828 | 0.0013323
| 553.6097 | 0.0016173 |  |  | 505.2743 | 0 | 553.6097 | 0.00054736 | 553.6097 | 0.00063025 | 554.1161 | 0.00062547 | 553.6097 | 0.00054222
| 553.8367 | 0.0018571 |  |  | 505.3885 | 0.00095371 | 553.8367 | 0.001057 | 553.8367 | 0.001462 | 554.3428 | 0.0010311 | 553.8367 | 0.0013032
| 554.0637 | 0.0016333 |  |  | 505.5027 | 0 | 554.0637 | 0.00016418 | 554.0637 | 0.0008199 | 554.5695 | 0.00088273 | 554.0637 | 0.0004081
| 554.2907 | 0.0017605 |  |  | 505.6169 | 0.0015433 | 554.2907 | 0.00088678 | 554.2907 | 0.0010735 | 554.7961 | 0.0011993 | 554.2907 | 0.0012274
| 554.5177 | 0.0017282 |  |  | 505.7311 | 0 | 554.5177 | -0.00032784 | 554.5177 | 0.00086829 | 555.0228 | 0.0012983 | 554.5177 | 0.00049645
| 554.7447 | 0.0016436 |  |  | 505.8453 | 0.0013699 | 554.7447 | 0.00099264 | 554.7447 | 0.0014293 | 555.2495 | 0.0013874 | 554.7447 | 0.0012763
| 554.9718 | 0.0016784 |  |  | 505.9594 | 0 | 554.9718 | 7.4701e-05 | 554.9718 | 0.00067848 | 555.4762 | 0.0010015 | 554.9718 | 0.0004436
| 555.1988 | 0.0017279 |  |  | 506.0736 | 0.001682 | 555.1988 | 0.0007956 | 555.1988 | 0.001533 | 555.7029 | 0.0011994 | 555.1988 | 0.0012582
| 555.4259 | 0.0015462 |  |  | 506.1878 | 0 | 555.4259 | -0.00022372 | 555.4259 | 0.00071029 | 555.9297 | 0.0017089 | 555.4259 | 0.00043903
| 555.6529 | 0.0018347 |  |  | 506.3021 | 0.0010404 | 555.6529 | 0.0006429 | 555.6529 | 0.0012514 | 556.1564 | 0.001897 | 555.6529 | 0.0013013
| 555.88 | 0.0017542 |  |  | 506.4163 | 0 | 555.88 | 0.00041118 | 555.88 | 0.00080902 | 556.3832 | 0.00089758 | 555.88 | 0.00051
| 556.1071 | 0.0017712 |  |  | 506.5305 | 0.00065893 | 556.1071 | 0.0010519 | 556.1071 | 0.0012983 | 556.6099 | 0.0017386 | 556.1071 | 0.001197
| 556.3342 | 0.0015546 |  |  | 506.6447 | 0 | 556.3342 | 8.6852e-05 | 556.3342 | 0.00067179 | 556.8367 | 0.00081349 | 556.3342 | 0.00040457
| 556.5613 | 0.0017062 |  |  | 506.7589 | 0.0024796 | 556.5613 | 0.00076767 | 556.5613 | 0.0014781 | 557.0635 | 0.0012934 | 556.5613 | 0.0013072
| 556.7885 | 0.0016277 |  |  | 506.8731 | 0 | 556.7885 | -0.00019614 | 556.7885 | 0.00046215 | 557.2903 | 0.00030386 | 556.7885 | 0.00032693
| 557.0156 | 0.001714 |  |  | 506.9874 | 0.0018034 | 557.0156 | 0.00088523 | 557.0156 | 0.0014785 | 557.5172 | 0.0020454 | 557.0156 | 0.0012439
| 557.2428 | 0.0014267 |  |  | 507.1016 | 0 | 557.2428 | 0.00012994 | 557.2428 | 0.00041255 | 557.744 | 0.0010905 | 557.2428 | 0.00037619
| 557.4699 | 0.0017784 |  |  | 507.2158 | 0.0010404 | 557.4699 | 0.0008076 | 557.4699 | 0.0012586 | 557.9708 | 0.0013874 | 557.4699 | 0.0011449
| 557.6971 | 0.0016526 |  |  | 507.3301 | 0 | 557.6971 | -0.00021779 | 557.6971 | 0.0005798 | 558.1977 | 0.00091728 | 557.6971 | 0.00033307
| 557.9243 | 0.0018017 |  |  | 507.4443 | 0.0011271 | 557.9243 | 0.00095486 | 557.9243 | 0.001149 | 558.4246 | 0.0020008 | 557.9243 | 0.001253
| 558.1515 | 0.0015355 |  |  | 507.5585 | 0 | 558.1515 | 0.00029442 | 558.1515 | 0.00051087 | 558.6514 | 0.00049189 | 558.1515 | 0.00038305
| 558.3787 | 0.0016853 |  |  | 507.6728 | 0.0019421 | 558.3787 | 0.00066583 | 558.3787 | 0.0010647 | 558.8783 | 0.0023323 | 558.3787 | 0.0011335
| 558.606 | 0.001717 |  |  | 507.787 | 0 | 558.606 | 0.00012344 | 558.606 | 0.00088058 | 559.1052 | 0.00090246 | 558.606 | 0.00044987
| 558.8332 | 0.0018943 |  |  | 507.9013 | 0.0011444 | 558.8332 | 0.00070908 | 558.8332 | 0.0017557 | 559.3321 | 0.001422 | 558.8332 | 0.0011243
| 559.0604 | 0.0016222 |  |  | 508.0156 | 0 | 559.0604 | 0.00068017 | 559.0604 | 0.00043021 | 559.559 | 0.0013131 | 559.0604 | 0.00033592
| 559.2877 | 0.0017551 |  |  | 508.1298 | 0.0013872 | 559.2877 | 0.00073882 | 559.2877 | 0.0015055 | 559.7859 | 0.0012339 | 559.2877 | 0.0012157
| 559.515 | 0.0016735 |  |  | 508.2441 | 0 | 559.515 | -0.00019346 | 559.515 | 0.00057412 | 560.0129 | 0.00075407 | 559.515 | 0.00042638
| 559.7423 | 0.0017041 |  |  | 508.3584 | 0.00048552 | 559.7423 | 0.00069956 | 559.7423 | 0.0016602 | 560.2399 | 0.00086297 | 559.7423 | 0.001172
| 559.9696 | 0.0015586 |  |  | 508.4726 | 0 | 559.9696 | -8.922e-06 | 559.9696 | 0.00044899 | 560.4669 | 0.0010806 | 559.9696 | 0.00021577
| 560.1969 | 0.0017156 |  |  | 508.5869 | 0.0010924 | 560.1969 | 0.00045091 | 560.1969 | 0.0014025 | 560.6938 | 0.0013231 | 560.1969 | 0.0012407
| 560.4242 | 0.001686 |  |  | 508.7012 | 0 | 560.4242 | -8.4599e-05 | 560.4242 | 0.00084637 | 560.9208 | 0.0016941 | 560.4242 | 0.00048094
| 560.6516 | 0.0018649 |  |  | 508.8155 | 0.0013699 | 560.6516 | 0.00076608 | 560.6516 | 0.0012902 | 561.1478 | 0.0010361 | 560.6516 | 0.0011276
| 560.8789 | 0.0014583 |  |  | 508.9298 | 0 | 560.8789 | -0.00013679 | 560.8789 | 0.00044145 | 561.3749 | 0.00098165 | 560.8789 | 0.00035915
| 561.1063 | 0.0019172 |  |  | 509.0441 | 0.0011791 | 561.1063 | 0.00075536 | 561.1063 | 0.0016324 | 561.6019 | 0.0020553 | 561.1063 | 0.0011701
| 561.3336 | 0.0015332 |  |  | 509.1583 | 0 | 561.3336 | -2.8889e-05 | 561.3336 | 0.00040451 | 561.8289 | 0.00098166 | 561.3336 | 0.00040553
| 561.561 | 0.0017837 |  |  | 509.2726 | 0.0014219 | 561.561 | 0.00090124 | 561.561 | 0.0012881 | 562.056 | 0.0015259 | 561.561 | 0.0011662
| 561.7884 | 0.0016493 |  |  | 509.387 | 0 | 561.7884 | -7.0346e-05 | 561.7884 | 0.00070912 | 562.2831 | 0.00049682 | 561.7884 | 0.0003329
| 562.0158 | 0.0017456 |  |  | 509.5013 | 0.00084967 | 562.0158 | 0.00059901 | 562.0158 | 0.0013671 | 562.5101 | 0.0018029 | 562.0158 | 0.0012108
| 562.2433 | 0.0015721 |  |  | 509.6156 | 0 | 562.2433 | 0.00023488 | 562.2433 | 0.00044862 | 562.7372 | 0.00081342 | 562.2433 | 0.00031326
| 562.4707 | 0.0017201 |  |  | 509.7299 | 0.0021328 | 562.4707 | 0.00045287 | 562.4707 | 0.001419 | 562.9644 | 0.0019761 | 562.4707 | 0.00098151
| 562.6981 | 0.0014659 |  |  | 509.8442 | 0 | 562.6981 | -0.00023372 | 562.6981 | 0.00045234 | 563.1915 | 0.00086292 | 562.6981 | 0.00029549
| 562.9256 | 0.0016382 |  |  | 509.9585 | 0.0018207 | 562.9256 | 0.00063722 | 562.9256 | 0.0013559 | 563.4186 | 0.0019711 | 562.9256 | 0.0011223
| 563.1531 | 0.0014546 |  |  | 510.0728 | 0 | 563.1531 | 1.0026e-05 | 563.1531 | 0.00027392 | 563.6458 | 0.0013131 | 563.1531 | 0.00025273
| 563.3806 | 0.0018006 |  |  | 510.1872 | 0.0014566 | 563.3806 | 0.0012332 | 563.3806 | 0.0014783 | 563.8729 | 0.0010756 | 563.3806 | 0.0012346
| 563.6081 | 0.0016413 |  |  | 510.3015 | 0 | 563.6081 | 4.3801e-05 | 563.6081 | 0.00032242 | 564.1 | 0.0010558 | 563.6081 | 0.00037353
| 563.8356 | 0.0015252 |  |  | 510.4158 | 0.00071094 | 563.8356 | 0.00066596 | 563.8356 | 0.0012855 | 564.3272 | 0.0010806 | 563.8356 | 0.0011288
| 564.0631 | 0.0011164 |  |  | 510.5302 | 0 | 564.0631 | 6.6364e-05 | 564.0631 | 0.00080393 | 564.5544 | 0.0010905 | 564.0631 | 0.00035038
| 564.2906 | 0.0015883 |  |  | 510.6445 | 0.0010577 | 564.2906 | 0.00094923 | 564.2906 | 0.0014288 | 564.7816 | 0.0010311 | 564.2906 | 0.0011275
| 564.5182 | 0.001245 |  |  | 510.7589 | 0 | 564.5182 | -9.8472e-05 | 564.5182 | 0.00066316 | 565.0088 | 0.0007491 | 564.5182 | 0.00038145
| 564.7457 | 0.0015842 |  |  | 510.8732 | 0.0010404 | 564.7457 | 0.00052788 | 564.7457 | 0.0014625 | 565.236 | 0.0013478 | 564.7457 | 0.0011372
| 564.9733 | 0.0015653 |  |  | 510.9876 | 0 | 564.9733 | 8.7907e-05 | 564.9733 | 0.00055699 | 565.4633 | 0.0009668 | 564.9733 | 0.00027363
| 565.2009 | 0.0015597 |  |  | 511.1019 | 0.00048552 | 565.2009 | 0.00065445 | 565.2009 | 0.0013924 | 565.6905 | 0.0019069 | 565.2009 | 0.0011561
| 565.4284 | 0.0013869 |  |  | 511.2163 | 0 | 565.4284 | 0.00043702 | 565.4284 | 0.00036317 | 565.9178 | 0.0011894 | 565.4284 | 0.00037498
| 565.6561 | 0.0018438 |  |  | 511.3307 | 0.0010057 | 565.6561 | 0.00094298 | 565.6561 | 0.0016197 | 566.145 | 0.0015061 | 565.6561 | 0.0011799
| 565.8837 | 0.0017016 |  |  | 511.445 | 0 | 565.8837 | 0.00015768 | 565.8837 | 0.00066919 | 566.3723 | 0.00068976 | 565.8837 | 0.00014716
| 566.1113 | 0.0016662 |  |  | 511.5594 | 0.00081498 | 566.1113 | 0.0010166 | 566.1113 | 0.0011992 | 566.5996 | 0.0016595 | 566.1113 | 0.0011627
| 566.3389 | 0.0014236 |  |  | 511.6738 | 0 | 566.3389 | -0.00082011 | 566.3389 | 0.00014404 | 566.8269 | 0.0013528 | 566.3389 | 0.00023326
| 566.5666 | 0.0014998 |  |  | 511.7882 | 0.00097105 | 566.5666 | 0.00078379 | 566.5666 | 0.0011472 | 567.0543 | 0.0009767 | 566.5666 | 0.0010115
| 566.7942 | 0.0012153 |  |  | 511.9026 | 0 | 566.7942 | 2.9948e-05 | 566.7942 | 0.00038231 | 567.2816 | 0.001521 | 566.7942 | 0.00022285
| 567.0219 | 0.0016161 |  |  | 512.0169 | 0.0010404 | 567.0219 | 0.0007507 | 567.0219 | 0.0010779 | 567.5089 | 0.0016644 | 567.0219 | 0.0011625
| 567.2496 | 0.0014473 |  |  | 512.1313 | 0 | 567.2496 | -8.3664e-05 | 567.2496 | 0.00039813 | 567.7363 | 0.0010014 | 567.2496 | 0.0002908
| 567.4773 | 0.0018013 |  |  | 512.2457 | 0.0021328 | 567.4773 | 0.00087115 | 567.4773 | 0.0014062 | 567.9636 | 0.0017782 | 567.4773 | 0.0012442
| 567.705 | 0.0014978 |  |  | 512.3601 | 0 | 567.705 | -0.00054293 | 567.705 | 0.00058589 | 568.191 | 0.0002148 | 567.705 | 0.00018902
| 567.9327 | 0.001731 |  |  | 512.4745 | 0.0021328 | 567.9327 | 0.00094445 | 567.9327 | 0.0012018 | 568.4184 | 0.001229 | 567.9327 | 0.0011428
| 568.1605 | 0.001543 |  |  | 512.5889 | 0 | 568.1605 | -4.861e-05 | 568.1605 | 0.00046092 | 568.6458 | 0.00052158 | 568.1605 | 0.00015744
| 568.3882 | 0.0015634 |  |  | 512.7034 | 0.0022195 | 568.3882 | 0.00099117 | 568.3882 | 0.0011905 | 568.8732 | 0.0010212 | 568.3882 | 0.0011828
| 568.616 | 0.0014709 |  |  | 512.8178 | 0 | 568.616 | -0.00015351 | 568.616 | 0.0004277 | 569.1006 | 0.0011103 | 568.616 | 0.00014832
| 568.8438 | 0.0014789 |  |  | 512.9322 | 0.0019248 | 568.8438 | -8.2147e-05 | 568.8438 | 0.0010229 | 569.3281 | 0.0017931 | 568.8438 | 0.0010952
| 569.0715 | 0.001287 |  |  | 513.0466 | 0 | 569.0715 | 4.393e-05 | 569.0715 | 0.00027701 | 569.5555 | 0.00072441 | 569.0715 | 0.00015916
| 569.2993 | 0.0014703 |  |  | 513.161 | 0.001786 | 569.2993 | 0.00042198 | 569.2993 | 0.0013735 | 569.783 | 0.0017881 | 569.2993 | 0.0010709
| 569.5271 | 0.0016777 |  |  | 513.2755 | 0 | 569.5271 | -0.00048869 | 569.5271 | 0.00069628 | 570.0104 | 0.00091244 | 569.5271 | 0.00025457
| 569.755 | 0.0016055 |  |  | 513.3899 | 0.0016126 | 569.755 | 0.00036343 | 569.755 | 0.0012142 | 570.2379 | 0.00099655 | 569.755 | 0.00096681
| 569.9828 | 0.0014661 |  |  | 513.5043 | 0 | 569.9828 | 0.00010027 | 569.9828 | 0.00049206 | 570.4654 | 0.00066011 | 569.9828 | 0.00023175
| 570.2106 | 0.0014305 |  |  | 513.6188 | 0.0022369 | 570.2106 | 0.0008876 | 570.2106 | 0.0015252 | 570.6929 | 0.0014072 | 570.2106 | 0.0011435
| 570.4385 | 0.0014776 |  |  | 513.7332 | 0 | 570.4385 | -0.00016008 | 570.4385 | 0.00034643 | 570.9205 | 0.00074913 | 570.4385 | 0.00023502
| 570.6664 | 0.0015854 |  |  | 513.8477 | 0.0018207 | 570.6664 | 0.00089698 | 570.6664 | 0.0012652 | 571.1479 | 0.0017931 | 570.6664 | 0.0011003
| 570.8942 | 0.00129 |  |  | 513.9621 | 0 | 570.8942 | -0.00018731 | 570.8942 | 0.00040769 | 571.3755 | 0.0015605 | 570.8942 | 0.00015387
| 571.1221 | 0.001588 |  |  | 514.0766 | 0.0010924 | 571.1221 | 0.00057595 | 571.1221 | 0.0016053 | 571.6031 | 0.0011647 | 571.1221 | 0.0010337
| 571.35 | 0.0015281 |  |  | 514.1911 | 0 | 571.35 | -0.00013007 | 571.35 | 0.00054939 | 571.8306 | 0.00060562 | 571.35 | 0.00020272
| 571.578 | 0.0016584 |  |  | 514.3055 | 0.002497 | 571.578 | 0.00047415 | 571.578 | 0.0018699 | 572.0582 | 0.0013032 | 571.578 | 0.0011113
| 571.8059 | 0.0014628 |  |  | 514.42 | 0 | 571.8059 | -0.00026625 | 571.8059 | 0.0004856 | 572.2858 | 0.00095696 | 571.8059 | 0.00021515
| 572.0338 | 0.0014834 |  |  | 514.5345 | 0.001682 | 572.0338 | 0.00030292 | 572.0338 | 0.0010467 | 572.5134 | 0.00054633 | 572.0338 | 0.0010442
| 572.2618 | 0.001284 |  |  | 514.6489 | 0 | 572.2618 | 7.5447e-05 | 572.2618 | 0.00017798 | 572.741 | 0.0011846 | 572.2618 | 0.0001165
| 572.4897 | 0.0014223 |  |  | 514.7634 | 0.0021675 | 572.4897 | 0.00056629 | 572.4897 | 0.0012694 | 572.9686 | 0.0012488 | 572.4897 | 0.00091724
| 572.7177 | 0.0016012 |  |  | 514.8779 | 0 | 572.7177 | -0.00015845 | 572.7177 | 0.00060428 | 573.1963 | 0.0018871 | 572.7177 | 0.00016813
| 572.9457 | 0.0015148 |  |  | 514.9924 | 0.0014392 | 572.9457 | 0.00074635 | 572.9457 | 0.0010258 | 573.4239 | 0.0015012 | 572.9457 | 0.0010402
| 573.1737 | 0.0014702 |  |  | 515.1069 | 0 | 573.1737 | -9.3755e-05 | 573.1737 | 0.00052106 | 573.6516 | 0.00077881 | 573.1737 | 0.00019865
| 573.4017 | 0.0014142 |  |  | 515.2214 | 0.0011965 | 573.4017 | 0.00043361 | 573.4017 | 0.0012407 | 573.8793 | 0.0011845 | 573.4017 | 0.0010807
| 573.6297 | 0.0014405 |  |  | 515.3359 | 0 | 573.6297 | -0.00017136 | 573.6297 | 0.00063629 | 574.1069 | 0.0014467 | 573.6297 | 0.00027962
| 573.8578 | 0.0014607 |  |  | 515.4504 | 0.0010751 | 573.8578 | 0.00092471 | 573.8578 | 0.0012914 | 574.3346 | 0.0015012 | 573.8578 | 0.00096256
| 574.0858 | 0.0012586 |  |  | 515.5649 | 0 | 574.0858 | -3.3068e-05 | 574.0858 | 0.00027988 | 574.5623 | 0.00099651 | 574.0858 | 0.00020614
| 574.3139 | 0.0016272 |  |  | 515.6794 | 0.0021675 | 574.3139 | 0.00045846 | 574.3139 | 0.001161 | 574.79 | 0.0018821 | 574.3139 | 0.0011354
| 574.5419 | 0.0013578 |  |  | 515.7939 | 0 | 574.5419 | -0.00040203 | 574.5419 | 0.00047132 | 575.0178 | 0.00066011 | 574.5419 | 0.00014414
| 574.77 | 0.0014136 |  |  | 515.9084 | 0.0020808 | 574.77 | 0.00090263 | 574.77 | 0.0013593 | 575.2455 | 0.0020008 | 574.77 | 0.0010029
| 574.9981 | 0.0011308 |  |  | 516.023 | 0 | 574.9981 | -0.00039049 | 574.9981 | 0.00038617 | 575.4733 | 0.00051159 | 574.9981 | 0.00012978
| 575.2262 | 0.0013148 |  |  | 516.1375 | 0.00053755 | 575.2262 | 0.00039288 | 575.2262 | 0.00096225 | 575.701 | 0.0011202 | 575.2262 | 0.0011118
| 575.4543 | 0.0015177 |  |  | 516.252 | 0 | 575.4543 | -7.8012e-05 | 575.4543 | 0.00061524 | 575.9288 | 0.0010361 | 575.4543 | 0.00020602
| 575.6825 | 0.0013193 |  |  | 516.3666 | 0.00095371 | 575.6825 | 0.00038301 | 575.6825 | 0.0010754 | 576.1566 | 0.0012933 | 575.6825 | 0.0010558
| 575.9106 | 0.0013797 |  |  | 516.4811 | 0 | 575.9106 | -0.00025281 | 575.9106 | 0.00041558 | 576.3844 | 0.00079861 | 575.9106 | 0.00016621
| 576.1388 | 0.0013502 |  |  | 516.5957 | 0.0015953 | 576.1388 | 0.00094859 | 576.1388 | 0.00088185 | 576.6122 | 0.0018079 | 576.1388 | 0.0010927
| 576.3669 | 0.0011929 |  |  | 516.7102 | 0 | 576.3669 | -0.00019207 | 576.3669 | 0.00030927 | 576.84 | 0.00030876 | 576.3669 | -2.9716e-05
| 576.5951 | 0.0015086 |  |  | 516.8248 | 0.00074563 | 576.5951 | 0.00075504 | 576.5951 | 0.0011711 | 577.0679 | 0.0011548 | 576.5951 | 0.0011557
| 576.8233 | 0.0012479 |  |  | 516.9393 | 0 | 576.8233 | -0.00039712 | 576.8233 | 0.00038947 | 577.2957 | 0.0011895 | 576.8233 | 0.00013747
| 577.0515 | 0.0015006 |  |  | 517.0539 | 0.0015433 | 577.0515 | 0.00069279 | 577.0515 | 0.0010011 | 577.5236 | 0.0017485 | 577.0515 | 0.0011028
| 577.2797 | 0.001366 |  |  | 517.1684 | 0 | 577.2797 | -0.00055776 | 577.2797 | 0.00048823 | 577.7515 | 0.0016347 | 577.2797 | 8.2902e-05
| 577.5079 | 0.0014129 |  |  | 517.283 | 0.0015953 | 577.5079 | 0.0010291 | 577.5079 | 0.0012558 | 577.9793 | 0.0017139 | 577.5079 | 0.001044
| 577.7362 | 0.0013574 |  |  | 517.3976 | 0 | 577.7362 | -0.00050146 | 577.7362 | 0.00030593 | 578.2072 | 0.0010509 | 577.7362 | 0.00018985
| 577.9644 | 0.0012317 |  |  | 517.5121 | 0.0014392 | 577.9644 | 0.00095676 | 577.9644 | 0.00098572 | 578.4351 | 0.0015407 | 577.9644 | 0.0011241
| 578.1927 | 0.0011335 |  |  | 517.6267 | 0 | 578.1927 | -0.00035155 | 578.1927 | 0.00049925 | 578.663 | 0.0011647 | 578.1927 | 0.00013005
| 578.4209 | 0.0014239 |  |  | 517.7413 | 0.00098839 | 578.4209 | 0.00075465 | 578.4209 | 0.0013072 | 578.8909 | 0.0019959 | 578.4209 | 0.0010149
| 578.6492 | 0.0013657 |  |  | 517.8559 | 0 | 578.6492 | -0.00020748 | 578.6492 | -0.00017093 | 579.1189 | 0.0011053 | 578.6492 | 0.00014349
| 578.8775 | 0.0014369 |  |  | 517.9705 | 0.0006936 | 578.8775 | 0.00087454 | 578.8775 | 0.0011156 | 579.3469 | 0.0017436 | 578.8775 | 0.00099149
| 579.1058 | 0.0012103 |  |  | 518.0851 | 0 | 579.1058 | 1.6262e-05 | 579.1058 | 0.00013426 | 579.5748 | 0.00098168 | 579.1058 | 0.00022395
| 579.3341 | 0.0012833 |  |  | 518.1997 | 0.0012138 | 579.3341 | 0.00075522 | 579.3341 | 0.0011767 | 579.8028 | 0.0020256 | 579.3341 | 0.00097337
| 579.5625 | 0.0012008 |  |  | 518.3143 | 0 | 579.5625 | -0.00035324 | 579.5625 | 0.00052827 | 580.0308 | 0.0015309 | 579.5625 | 3.99e-05
| 579.7908 | 0.0014674 |  |  | 518.4289 | 0.00057222 | 579.7908 | 0.00071356 | 579.7908 | 0.0012083 | 580.2588 | 0.001229 | 579.7908 | 0.00089745
| 580.0192 | 0.0015145 |  |  | 518.5435 | 0 | 580.0192 | 0.00068317 | 580.0192 | 0.001218 | 580.4868 | 0.001798 | 580.0192 | 0.00096992
| 580.2475 | 0.0011071 |  |  | 518.6581 | 0.0011271 | 580.2475 | -0.00037225 | 580.2475 | 0.00035931 | 580.7148 | 0.0013627 | 580.2475 | 0.00012136
| 580.4759 | 0.001378 |  |  | 518.7727 | 0 | 580.4759 | 0.00055152 | 580.4759 | 0.0013338 | 580.9428 | 0.0017782 | 580.4759 | 0.001087
| 580.7043 | 0.0011836 |  |  | 518.8874 | 0.00053755 | 580.7043 | -0.00051119 | 580.7043 | 0.00022106 | 581.1709 | 0.00097671 | 580.7043 | 5.1195e-05
| 580.9327 | 0.0014589 |  |  | 519.002 | 0 | 580.9327 | 0.00054184 | 580.9327 | 0.0014046 | 581.3989 | 0.0020454 | 580.9327 | 0.00099569
| 581.1611 | 0.0010542 |  |  | 519.1166 | 0.001682 | 581.1611 | -0.00011723 | 581.1611 | 0.0004807 | 581.627 | 0.0011647 | 581.1611 | 0.00019336
| 581.3895 | 0.0012467 |  |  | 519.2313 | 0 | 581.3895 | 0.00047571 | 581.3895 | 0.0012139 | 581.8551 | 0.001892 | 581.3895 | 0.00092168
| 581.618 | 0.00097201 |  |  | 519.3459 | 0.0011791 | 581.618 | -6.0847e-05 | 581.618 | 0.00015339 | 582.0832 | 0.00052155 | 581.618 | 0.00015702
| 581.8464 | 0.0013613 |  |  | 519.4606 | 0 | 581.8464 | 0.00069124 | 581.8464 | 0.0011991 | 582.3113 | 0.0013874 | 581.8464 | 0.0011133
| 582.0749 | 0.0011022 |  |  | 519.5752 | 0.0017513 | 582.0749 | -0.00027406 | 582.0749 | 0.00014093 | 582.5394 | 0.00085302 | 582.0749 | 8.9453e-05
| 582.3033 | 0.0012549 |  |  | 519.6899 | 0 | 582.3033 | 0.00043291 | 582.3033 | 0.0013453 | 582.7675 | 0.0014616 | 582.3033 | 0.0010276
| 582.5318 | 0.001127 |  |  | 519.8045 | 0.0010577 | 582.5318 | 0.00042729 | 582.5318 | 0.00027916 | 582.9957 | 0.0010163 | 582.5318 | 7.7261e-05
| 582.7603 | 0.0012353 |  |  | 519.9192 | 0 | 582.7603 | 0.00057592 | 582.7603 | 0.0010436 | 583.2238 | 0.0013478 | 582.7603 | 0.00097027
| 582.9888 | 0.0012039 |  |  | 520.0338 | 0.0011271 | 582.9888 | -0.00064594 | 582.9888 | 0.00024602 | 583.452 | 0.0010361 | 582.9888 | 9.0456e-05
| 583.2173 | 0.00091404 |  |  | 520.1485 | 0 | 583.2173 | 0.0010104 | 583.2173 | 0.0014239 | 583.6801 | 0.0021889 | 583.2173 | 0.00089017
| 583.4459 | 0.0010152 |  |  | 520.2632 | 0.00163 | 583.4459 | -0.00043706 | 583.4459 | -7.6714e-05 | 583.9083 | 0.00053147 | 583.4459 | 4.0544e-05
| 583.6744 | 0.0014044 |  |  | 520.3779 | 0 | 583.6744 | 0.00064769 | 583.6744 | 0.0011462 | 584.1365 | 0.0015259 | 583.6744 | 0.001015
| 583.903 | 0.00099418 |  |  | 520.4925 | 0.0015953 | 583.903 | -6.3569e-05 | 583.903 | -1.6033e-05 | 584.3647 | 0.00081351 | 583.903 | 6.5531e-05
| 584.1315 | 0.0013261 |  |  | 520.6072 | 0 | 584.1315 | 0.00066359 | 584.1315 | 0.0015852 | 584.593 | 0.0011153 | 584.1315 | 0.0010133
| 584.3601 | 0.00087838 |  |  | 520.7219 | 0.00097105 | 584.3601 | -0.0001307 | 584.3601 | 0.00042522 | 584.8212 | 0.001145 | 584.3601 | -1.0223e-05
| 584.5887 | 0.0012361 |  |  | 520.8366 | 0 | 584.5887 | 0.00087563 | 584.5887 | 0.0013366 | 585.0494 | 0.0020454 | 584.5887 | 0.00096376
| 584.8173 | 0.0011403 |  |  | 520.9513 | 0.001578 | 584.8173 | -0.00023672 | 584.8173 | 7.9878e-05 | 585.2776 | 0.00082833 | 584.8173 | 6.4504e-05
| 585.0459 | 0.0011975 |  |  | 521.066 | 0 | 585.0459 | 0.00077722 | 585.0459 | 0.0013406 | 585.5059 | 0.001704 | 585.0459 | 0.0010321
| 585.2745 | 0.0010232 |  |  | 521.1807 | 0.00019074 | 585.2745 | -0.00048717 | 585.2745 | 0.00031111 | 585.7342 | 0.0005265 | 585.2745 | -1.5826e-05
| 585.5032 | 0.0012297 |  |  | 521.2954 | 0 | 585.5032 | 0.00060948 | 585.5032 | 0.0010294 | 585.9625 | 0.0015309 | 585.5032 | 0.00089637
| 585.7318 | 0.0009544 |  |  | 521.4101 | 0.00081498 | 585.7318 | -0.00025209 | 585.7318 | 4.217e-06 | 586.1908 | 0.00014057 | 585.7318 | 3.7279e-05
| 585.9605 | 0.00083447 |  |  | 521.5249 | 0 | 585.9605 | 0.0006789 | 585.9605 | 0.0012918 | 586.4191 | 0.0016694 | 585.9605 | 0.0010459
| 586.1891 | 0.0010159 |  |  | 521.6396 | 0.0020461 | 586.1891 | -0.00076381 | 586.1891 | 0.00014422 | 586.6474 | 0.0013032 | 586.1891 | 0.00016463
| 586.4178 | 0.0012381 |  |  | 521.7543 | 0 | 586.4178 | 0.00072039 | 586.4178 | 0.0010703 | 586.8757 | 0.0014122 | 586.4178 | 0.00093332
| 586.6465 | 0.00080243 |  |  | 521.869 | 0.00093636 | 586.6465 | -0.00043563 | 586.6465 | 0.0004039 | 587.1041 | 0.00098661 | 586.6465 | 0.00013048
| 586.8752 | 0.0013947 |  |  | 521.9838 | 0 | 586.8752 | 0.00075503 | 586.8752 | 0.0012962 | 587.3325 | 0.001615 | 586.8752 | 0.00094811
| 587.1039 | 0.0011328 |  |  | 522.0985 | 0.00097105 | 587.1039 | -0.00042423 | 587.1039 | 0.00046615 | 587.5609 | 0.0014863 | 587.1039 | 0.00012408
| 587.3327 | 0.0009473 |  |  | 522.2132 | 0 | 587.3327 | 0.00061212 | 587.3327 | 0.001036 | 587.7892 | 0.0019612 | 587.3327 | 0.00087014
| 587.5614 | 0.0011546 |  |  | 522.328 | 0.0015953 | 587.5614 | 0.00014062 | 587.5614 | 0.00037188 | 588.0176 | 0.00099164 | 587.5614 | 0.00012268
| 587.7902 | 0.0010946 |  |  | 522.4427 | 0 | 587.7902 | 0.00051173 | 587.7902 | 0.00098892 | 588.246 | 0.00081842 | 587.7902 | 0.00088595
| 588.0189 | 0.00066641 |  |  | 522.5575 | 0.00067626 | 588.0189 | -0.0004281 | 588.0189 | 0.00038759 | 588.4744 | 0.00066007 | 588.0189 | -4.5043e-06
| 588.2477 | 0.0011091 |  |  | 522.6723 | 0 | 588.2477 | 0.00044896 | 588.2477 | 0.001015 | 588.7028 | 0.0017782 | 588.2477 | 0.00093219
| 588.4765 | 0.0012356 |  |  | 522.787 | 0.00057222 | 588.4765 | -0.00027912 | 588.4765 | 0.00042332 | 588.9313 | 0.000106 | 588.4765 | 0.00010254
| 588.7053 | 0.0013207 |  |  | 522.9018 | 0 | 588.7053 | 0.00051126 | 588.7053 | 0.0013614 | 589.1597 | 0.0015408 | 588.7053 | 0.00095998
| 588.9341 | 0.00089631 |  |  | 523.0166 | 0.0012312 | 588.9341 | -0.00053027 | 588.9341 | -7.5902e-05 | 589.3882 | 0.00097673 | 588.9341 | 3.7455e-05
| 589.1629 | 0.0011315 |  |  | 523.1313 | 0 | 589.1629 | 0.00048487 | 589.1629 | 0.0012217 | 589.6166 | 0.001422 | 589.1629 | 0.0010084
| 589.3917 | 0.0010062 |  |  | 523.2461 | 0.0022716 | 589.3917 | -4.4861e-05 | 589.3917 | 0.00019015 | 589.8452 | 0.0010311 | 589.3917 | 8.6427e-05
| 589.6206 | 0.0012444 |  |  | 523.3609 | 0 | 589.6206 | 0.00053138 | 589.6206 | 0.001057 | 590.0737 | 0.0013824 | 589.6206 | 0.00090507
| 589.8494 | 0.00097878 |  |  | 523.4757 | 0.00057222 | 589.8494 | -2.5655e-05 | 589.8494 | 0.0001632 | 590.3021 | 0.00085304 | 589.8494 | 8.9465e-05
| 590.0783 | 0.00093802 |  |  | 523.5905 | 0 | 590.0783 | 0.00074399 | 590.0783 | 0.00087563 | 590.5306 | 0.0015754 | 590.0783 | 0.00078679
| 590.3072 | 0.0009844 |  |  | 523.7053 | 0.001578 | 590.3072 | -0.00036739 | 590.3072 | 0.00019131 | 590.7592 | 0.00062047 | 590.3072 | 4.5252e-05
| 590.5361 | 0.00094185 |  |  | 523.8201 | 0 | 590.5361 | 0.00062641 | 590.5361 | 0.0010657 | 590.9877 | 0.0015704 | 590.5361 | 0.0007962
| 590.765 | 0.00077662 |  |  | 523.9349 | 0.0012485 | 590.765 | -0.00027968 | 590.765 | 0.00025979 | 591.2163 | 0.00051657 | 590.765 | 7.2142e-05
| 590.9939 | 0.0012917 |  |  | 524.0497 | 0 | 590.9939 | 0.00053076 | 590.9939 | 0.001212 | 591.4449 | 0.0012389 | 590.9939 | 0.00091154
| 591.2228 | 0.00068574 |  |  | 524.1645 | 0.00052021 | 591.2228 | -0.00050072 | 591.2228 | 7.9983e-05 | 591.6735 | 0.00069968 | 591.2228 | -4.9617e-05
| 591.4518 | 0.0010698 |  |  | 524.2794 | 0 | 591.4518 | 0.00046366 | 591.4518 | 0.00081722 | 591.902 | 0.0013824 | 591.4518 | 0.00084042
| 591.6807 | 0.00088394 |  |  | 524.3942 | 0.00084967 | 591.6807 | -0.00041158 | 591.6807 | 5.6786e-05 | 592.1306 | 0.00064524 | 591.6807 | 3.9028e-05
| 591.9097 | 0.00095704 |  |  | 524.509 | 0 | 591.9097 | 0.0007148 | 591.9097 | 0.0009224 | 592.3593 | 0.0015358 | 591.9097 | 0.00080131
| 592.1386 | 0.00085272 |  |  | 524.6238 | 0.00031212 | 592.1386 | -7.4699e-05 | 592.1386 | 2.2741e-05 | 592.5878 | 0.0010706 | 592.1386 | -2.7732e-06
| 592.3676 | 0.0010101 |  |  | 524.7387 | 0 | 592.3676 | 0.00033883 | 592.3676 | 0.00092258 | 592.8165 | 0.001798 | 592.3676 | 0.00088538
| 592.5966 | 0.00093137 |  |  | 524.8535 | 0.0018034 | 592.5966 | -9.4146e-05 | 592.5966 | 0.00044667 | 593.0451 | 0.0013973 | 592.5966 | 8.1013e-05
| 592.8256 | 0.0009943 |  |  | 524.9684 | 0 | 592.8256 | 0.00073775 | 592.8256 | 0.0011304 | 593.2738 | 0.00097174 | 592.8256 | 0.00083551
| 593.0547 | 0.00079717 |  |  | 525.0832 | 0.00076297 | 593.0547 | -0.00022565 | 593.0547 | -5.4344e-05 | 593.5024 | 0.00098659 | 593.0547 | 2.5358e-05
| 593.2837 | 0.0010309 |  |  | 525.1981 | 0 | 593.2837 | 0.00066478 | 593.2837 | 0.00080543 | 593.7311 | 0.0015903 | 593.2837 | 0.00066566
| 593.5127 | 0.0010598 |  |  | 525.3129 | 0.00048552 | 593.5127 | -0.00042169 | 593.5127 | 0.00056069 | 593.9598 | 0.00059577 | 593.5127 | 2.2915e-05
| 593.7418 | 0.0011067 |  |  | 525.4278 | 0 | 593.7418 | 0.00094977 | 593.7418 | 0.00090853 | 594.1885 | 0.0016446 | 593.7418 | 0.0008929
| 593.9708 | 0.00086689 |  |  | 525.5426 | 0.00064159 | 593.9708 | -0.00018104 | 593.9708 | 8.7498e-05 | 594.4172 | 0.0006502 | 593.9708 | 0.00012987
| 594.1999 | 0.00092981 |  |  | 525.6575 | 0 | 594.1999 | 0.00057051 | 594.1999 | 0.0010243 | 594.6459 | 0.00094703 | 594.1999 | 0.00082892
| 594.429 | 0.00092902 |  |  | 525.7724 | 0.0018381 | 594.429 | -0.00028281 | 594.429 | 9.4185e-05 | 594.8747 | 0.00041764 | 594.429 | 7.1765e-05
| 594.6581 | 0.00075019 |  |  | 525.8873 | 0 | 594.6581 | 0.00046659 | 594.6581 | 0.00078743 | 595.1035 | 0.0014022 | 594.6581 | 0.00069377
| 594.8872 | 0.00079398 |  |  | 526.0022 | 0.00065893 | 594.8872 | -0.00037106 | 594.8872 | 0.00033101 | 595.3322 | 0.00059075 | 594.8872 | 0.00011093
| 595.1163 | 0.0010162 |  |  | 526.117 | 0 | 595.1163 | 0.00059479 | 595.1163 | 0.00084438 | 595.561 | 0.001699 | 595.1163 | 0.00073992
| 595.3455 | 0.00091185 |  |  | 526.2319 | 0.00095371 | 595.3455 | -0.00012294 | 595.3455 | 0.00016896 | 595.7897 | 0.00022961 | 595.3455 | 5.9172e-05
| 595.5746 | 0.00081838 |  |  | 526.3468 | 0 | 595.5746 | 0.00042581 | 595.5746 | 0.0010932 | 596.0186 | 0.00114 | 595.5746 | 0.00085132
| 595.8038 | 0.00092163 |  |  | 526.4617 | 0.00079764 | 595.8038 | -0.00024579 | 595.8038 | 0.00021918 | 596.2474 | 0.0012736 | 595.8038 | -2.3872e-05
| 596.0329 | 0.00096798 |  |  | 526.5766 | 0 | 596.0329 | 0.00046365 | 596.0329 | 0.00085411 | 596.4762 | 0.001709 | 596.0329 | 0.00071493
| 596.2621 | 0.00089234 |  |  | 526.6916 | 0.0011791 | 596.2621 | -0.00018097 | 596.2621 | 0.00059701 | 596.705 | 0.00098159 | 596.2621 | 4.2923e-05
| 596.4913 | 0.0010022 |  |  | 526.8065 | 0 | 596.4913 | 0.00062464 | 596.4913 | 0.001046 | 596.9338 | 0.00082332 | 596.4913 | 0.00076028
| 596.7205 | 0.00082428 |  |  | 526.9214 | 0.0024276 | 596.7205 | -0.00031172 | 596.7205 | 0.00015158 | 597.1627 | 0.0012785 | 596.7205 | 0.00010937
| 596.9497 | 0.00099617 |  |  | 527.0363 | 0 | 596.9497 | 0.00048934 | 596.9497 | 0.0008689 | 597.3915 | 0.0019514 | 596.9497 | 0.00084012
| 597.179 | 0.00069776 |  |  | 527.1512 | 0.0010231 | 597.179 | -0.0003975 | 597.179 | 0.00016465 | 597.6204 | 0.00030382 | 597.179 | 4.8128e-05
| 597.4082 | 0.00095086 |  |  | 527.2662 | 0 | 597.4082 | 0.00023461 | 597.4082 | 0.00092211 | 597.8493 | 0.0013132 | 597.4082 | 0.00088973
| 597.6374 | 0.0007421 |  |  | 527.3811 | 0.0022889 | 597.6374 | -0.00016644 | 597.6374 | 9.0687e-05 | 598.0782 | 0.00094704 | 597.6374 | -4.111e-05
| 597.8667 | 0.00088464 |  |  | 527.496 | 0 | 597.8667 | 0.00053508 | 597.8667 | 0.00079137 | 598.3071 | 0.0014071 | 597.8667 | 0.00083051
| 598.096 | 0.00081198 |  |  | 527.611 | 0.00086701 | 598.096 | -0.00022721 | 598.096 | 0.00013914 | 598.536 | 0.0011152 | 598.096 | 3.9942e-05
| 598.3253 | 0.0009568 |  |  | 527.7259 | 0 | 598.3253 | 0.00063033 | 598.3253 | 0.00081981 | 598.765 | 0.0012687 | 598.3253 | 0.00074415
| 598.5546 | 0.00086509 |  |  | 527.8409 | 0.0014219 | 598.5546 | 0.00011439 | 598.5546 | 0.00012115 | 598.9939 | 0.00072933 | 598.5546 | 5.9046e-05
| 598.7839 | 0.00091762 |  |  | 527.9558 | 0 | 598.7839 | 0.00078139 | 598.7839 | 0.00090816 | 599.2228 | 0.0009619 | 598.7839 | 0.00068758
| 599.0132 | 0.00086015 |  |  | 528.0708 | 0.0006069 | 599.0132 | 3.272e-05 | 599.0132 | 0.00029388 | 599.4518 | 0.00038792 | 599.0132 | -2.4953e-05
| 599.2425 | 0.00090099 |  |  | 528.1858 | 0 | 599.2425 | 0.00036492 | 599.2425 | 0.00070919 | 599.6808 | 0.0015853 | 599.2425 | 0.00064792
| 599.4718 | 0.00067287 |  |  | 528.3007 | 0.0010231 | 599.4718 | 3.4569e-05 | 599.4718 | -5.492e-05 | 599.9098 | 0.0012736 | 599.4718 | 2.0204e-05
| 599.7012 | 0.00088668 |  |  | 528.4157 | 0 | 599.7012 | 0.00052115 | 599.7012 | 0.0010422 | 600.1388 | 0.00096674 | 599.7012 | 0.00067311
| 599.9306 | 0.00082165 |  |  | 528.5307 | 0.0014566 | 599.9306 | -0.00019295 | 599.9306 | 9.1644e-06 | 600.3678 | 0.0011252 | 599.9306 | 1.1729e-05
| 600.1599 | 0.00083822 |  |  | 528.6457 | 0 | 600.1599 | 0.0005448 | 600.1599 | 0.00087143 | 600.5968 | 0.0011646 | 600.1599 | 0.00070731
| 600.3893 | 0.00058733 |  |  | 528.7607 | 0.0012312 | 600.3893 | 8.2627e-05 | 600.3893 | 0.0003537 | 600.8259 | 0.00079364 | 600.3893 | -7.1052e-05
| 600.6187 | 0.00099387 |  |  | 528.8757 | 0 | 600.6187 | 0.00073262 | 600.6187 | 0.00089907 | 601.0549 | 0.00073429 | 600.6187 | 0.00079167
| 600.8481 | 0.00079486 |  |  | 528.9907 | 0.002601 | 600.8481 | 0.00010557 | 600.8481 | 0.00037653 | 601.2839 | 0.00045224 | 600.8481 | 2.7695e-05
| 601.0775 | 0.00091211 |  |  | 529.1057 | 0 | 601.0775 | 0.0005906 | 601.0775 | 0.00091419 | 601.513 | 0.00085306 | 601.0775 | 0.00069496
| 601.307 | 0.00080782 |  |  | 529.2207 | 0.00053755 | 601.307 | -0.00015715 | 601.307 | -5.4898e-05 | 601.7421 | 0.00052154 | 601.307 | 5.0883e-05
| 601.5364 | 0.00089725 |  |  | 529.3357 | 0 | 601.5364 | 0.00033938 | 601.5364 | 0.001031 | 601.9712 | 0.0010806 | 601.5364 | 0.00072554
| 601.7659 | 0.00072583 |  |  | 529.4507 | 0.00090168 | 601.7659 | -9.2954e-05 | 601.7659 | -1.3425e-05 | 602.2003 | 0.00024453 | 601.7659 | 1.7666e-05
| 601.9953 | 0.00075888 |  |  | 529.5657 | 0 | 601.9953 | 0.00042047 | 601.9953 | 0.00053411 | 602.4294 | 0.0016347 | 601.9953 | 0.00067898
| 602.2248 | 0.00069487 |  |  | 529.6807 | 0.0017513 | 602.2248 | -0.00035682 | 602.2248 | 2.6303e-05 | 602.6585 | 0.0013132 | 602.2248 | 3.5246e-05
| 602.4543 | 0.00071448 |  |  | 529.7958 | 0 | 602.4543 | 0.00048333 | 602.4543 | 0.00068487 | 602.8876 | 0.0010312 | 602.4543 | 0.00057836
| 602.6838 | 0.00074916 |  |  | 529.9108 | 0.0017687 | 602.6838 | -0.00020337 | 602.6838 | 0.00046795 | 603.1168 | 0.0012933 | 602.6838 | 4.2292e-06
| 602.9133 | 0.00081241 |  |  | 530.0258 | 0 | 602.9133 | 0.0006635 | 602.9133 | 0.00077257 | 603.3459 | 0.0019613 | 602.9133 | 0.00071985
| 603.1428 | 0.00083693 |  |  | 530.1409 | 0 | 603.1428 | -0.00018949 | 603.1428 | 0.00032914 | 603.5751 | 0.00057101 | 603.1428 | 2.9025e-05
| 603.3724 | 0.00087728 |  |  | 530.2559 | 0 | 603.3724 | 0.00018212 | 603.3724 | 0.00088456 | 603.8043 | 0.0016496 | 603.3724 | 0.00069605
| 603.6019 | 0.0008922 |  |  | 530.371 | 0.001682 | 603.6019 | -4.3168e-05 | 603.6019 | 0.00016274 | 604.0335 | 0.00079861 | 603.6019 | 5.4027e-05
| 603.8315 | 0.00092421 |  |  | 530.486 | 0 | 603.8315 | 0.00044869 | 603.8315 | 0.000872 | 604.2627 | 0.0014566 | 603.8315 | 0.00066328
| 604.061 | 0.00080761 |  |  | 530.6011 | 0.0007803 | 604.061 | -0.00019263 | 604.061 | 0.00021172 | 604.4919 | 0.00077385 | 604.061 | 9.9541e-05
| 604.2906 | 0.00088649 |  |  | 530.7162 | 0 | 604.2906 | 0.00020493 | 604.2906 | 0.00076182 | 604.7211 | 0.0016199 | 604.2906 | 0.00069062
| 604.5202 | 0.00076197 |  |  | 530.8312 | 0.0016473 | 604.5202 | -0.00018981 | 604.5202 | 0.00023951 | 604.9504 | 0.0012043 | 604.5202 | -7.5728e-05
| 604.7498 | 0.00083614 |  |  | 530.9463 | 6.9519e-05 | 604.7498 | 0.00036471 | 604.7498 | 0.00093136 | 605.1796 | 0.0020058 | 604.7498 | 0.00073792
| 604.9794 | 0.0007365 |  |  | 531.0614 | 0.0012658 | 604.9794 | -9.9201e-05 | 604.9794 | 0.00013753 | 605.4089 | 0.00084813 | 604.9794 | 2.7154e-05
| 605.2091 | 0.0010042 |  |  | 531.1765 | 0 | 605.2091 | 0.00045737 | 605.2091 | 0.00099305 | 605.6382 | 0.0014814 | 605.2091 | 0.00073198
| 605.4387 | 0.00072057 |  |  | 531.2916 | 0.0012832 | 605.4387 | -0.00022796 | 605.4387 | -0.00022893 | 605.8674 | 0.0013874 | 605.4387 | -1.8893e-05
| 605.6683 | 0.00085575 |  |  | 531.4067 | 0 | 605.6683 | 0.000609 | 605.6683 | 0.00061038 | 606.0967 | 0.0019613 | 605.6683 | 0.0006774
| 605.898 | 0.00071851 |  |  | 531.5218 | 0.0006936 | 605.898 | -0.00018439 | 605.898 | 4.0381e-06 | 606.326 | 0.0008036 | 605.898 | 2.2203e-05
| 606.1277 | 0.00086707 |  |  | 531.6369 | 0 | 606.1277 | 0.00039854 | 606.1277 | 0.00098449 | 606.5554 | 0.0016001 | 606.1277 | 0.00066714
| 606.3574 | 0.0006847 |  |  | 531.752 | 0.00088435 | 606.3574 | -0.00032191 | 606.3574 | 0.00023504 | 606.7847 | 0.0011944 | 606.3574 | 2.1608e-05
| 606.5871 | 0.00070701 |  |  | 531.8671 | 0 | 606.5871 | 0.00043519 | 606.5871 | 0.00071595 | 607.014 | 0.0019662 | 606.5871 | 0.00061767
| 606.8168 | 0.00074913 |  |  | 531.9822 | 0.00013872 | 606.8168 | -0.00029947 | 606.8168 | 0.00010114 | 607.2433 | 0.0011697 | 606.8168 | -5.5353e-05
| 607.0465 | 0.0006755 |  |  | 532.0973 | 0 | 607.0465 | 0.00063305 | 607.0465 | 0.00083887 | 607.4727 | 0.001704 | 607.0465 | 0.0006298
| 607.2762 | 0.00060702 |  |  | 532.2124 | 0.0018381 | 607.2762 | -0.00020383 | 607.2762 | -0.00014458 | 607.7021 | 0.0006947 | 607.2762 | -2.6525e-05
| 607.5059 | 0.00077186 |  |  | 532.3276 | 0 | 607.5059 | 0.0005022 | 607.5059 | 0.00064011 | 607.9315 | 0.0016694 | 607.5059 | 0.00059433
| 607.7357 | 0.00063098 |  |  | 532.4427 | 0.0007803 | 607.7357 | 7.346e-05 | 607.7357 | -0.00014 | 608.1609 | 0.00064523 | 607.7357 | -4.5528e-05
| 607.9654 | 0.0010997 |  |  | 532.5578 | 0 | 607.9654 | 0.00029325 | 607.9654 | 0.0013278 | 608.3903 | 0.0012835 | 607.9654 | 0.00076834
| 608.1952 | 0.00070676 |  |  | 532.673 | 0.00081498 | 608.1952 | 0.00015421 | 608.1952 | 0.00029956 | 608.6197 | 0.0012934 | 608.1952 | -3.9702e-05
| 608.425 | 0.00076344 |  |  | 532.7881 | 0 | 608.425 | 0.00065544 | 608.425 | 0.00089727 | 608.8491 | 0.0012933 | 608.425 | 0.00070025
| 608.6548 | 0.00081291 |  |  | 532.9033 | 0.00067626 | 608.6548 | -0.00014875 | 608.6548 | 0.00030834 | 609.0786 | 0.0011251 | 608.6548 | -2.8857e-05
| 608.8846 | 0.00086353 |  |  | 533.0184 | 0 | 608.8846 | 0.00053828 | 608.8846 | 0.00083744 | 609.308 | 0.0016694 | 608.8846 | 0.00064673
| 609.1144 | 0.00069224 |  |  | 533.1336 | 0.0011098 | 609.1144 | -4.006e-05 | 609.1144 | 0.00021466 | 609.5375 | 0.00020984 | 609.1144 | -6.6993e-05
| 609.3442 | 0.00076034 |  |  | 533.2488 | 0.00046927 | 609.3442 | 0.00071388 | 609.3442 | 0.00070206 | 609.767 | 0.0011449 | 609.3442 | 0.00067292
| 609.5741 | 0.00062501 |  |  | 533.3639 | 0 | 609.5741 | -0.0003825 | 609.5741 | 0.00016869 | 609.9965 | 0.0010905 | 609.5741 | -0.00021083
| 609.8039 | 0.00083575 |  |  | 533.4791 | 0 | 609.8039 | 0.0005737 | 609.8039 | 0.00099922 | 610.226 | 0.0013972 | 609.8039 | 0.00067576
| 610.0338 | 0.00071449 |  |  | 533.5943 | 0.0014045 | 610.0338 | -0.00071579 | 610.0338 | 0.00012718 | 610.4554 | 0.00045225 | 610.0338 | -1.2358e-05
| 610.2637 | 0.00076918 |  |  | 533.7095 | 0 | 610.2637 | 8.2618e-05 | 610.2637 | 0.00056577 | 610.685 | 0.001516 | 610.2637 | 0.00060977
| 610.4936 | 0.00059734 |  |  | 533.8246 | 0.0011444 | 610.4936 | -0.00030893 | 610.4936 | 9.6657e-05 | 610.9145 | 0.0010014 | 610.4936 | -5.9681e-05
| 610.7235 | 0.00076136 |  |  | 533.9398 | 0 | 610.7235 | 0.00061493 | 610.7235 | 0.00084215 | 611.144 | 0.00089752 | 610.7235 | 0.00067976
| 610.9534 | 0.00039794 |  |  | 534.055 | 0.0010057 | 610.9534 | -0.00043342 | 610.9534 | -4.2859e-05 | 611.3736 | 0.00057596 | 610.9534 | -0.00010925
| 611.1833 | 0.00086422 |  |  | 534.1702 | 0 | 611.1833 | 0.00079935 | 611.1833 | 0.00093847 | 611.6031 | 0.0016842 | 611.1833 | 0.00067621
| 611.4132 | 0.00072364 |  |  | 534.2854 | 0.00020808 | 611.4132 | -0.0002788 | 611.4132 | 8.944e-05 | 611.8327 | 0.00094703 | 611.4132 | -7.436e-05
| 611.6432 | 0.00064795 |  |  | 534.4007 | 0 | 611.6432 | 0.00023255 | 611.6432 | 0.00082445 | 612.0623 | 0.0013923 | 611.6432 | 0.00067944
| 611.8731 | 0.00069229 |  |  | 534.5159 | 0.0017513 | 611.8731 | -0.00043066 | 611.8731 | 0.00036766 | 612.2919 | 0.0014022 | 611.8731 | -0.00014943
| 612.1031 | 0.00072689 |  |  | 534.6311 | 0 | 612.1031 | 0.00063493 | 612.1031 | 0.00060152 | 612.5215 | 0.0012241 | 612.1031 | 0.00064753
| 612.333 | 0.00061503 |  |  | 534.7463 | 0.0011098 | 612.333 | -0.00030645 | 612.333 | 0.00024097 | 612.7512 | 0.00094207 | 612.333 | -9.2759e-05
| 612.563 | 0.00070545 |  |  | 534.8615 | 0 | 612.563 | 0.00085627 | 612.563 | 0.0010811 | 612.9808 | 0.0018722 | 612.563 | 0.00062761
| 612.793 | 0.0006574 |  |  | 534.9768 | 0.0011444 | 612.793 | -0.00031403 | 612.793 | 0.00015519 | 613.2104 | 0.00097673 | 612.793 | -6.7411e-05
| 613.023 | 0.00083706 |  |  | 535.092 | 0 | 613.023 | 0.00053326 | 613.023 | 0.00076374 | 613.4401 | 0.001333 | 613.023 | 0.0006573
| 613.2531 | 0.00056618 |  |  | 535.2073 | 0.001682 | 613.2531 | -0.00043574 | 613.2531 | 3.5008e-05 | 613.6697 | 0.0010361 | 613.2531 | -1.0962e-05
| 613.4831 | 0.0007394 |  |  | 535.3225 | 0 | 613.4831 | 0.00064444 | 613.4831 | 0.00092723 | 613.8994 | 0.0015457 | 613.4831 | 0.00066166
| 613.7131 | 0.0004431 |  |  | 535.4378 | 0.0006936 | 613.7131 | -1.3358e-05 | 613.7131 | 0.00014303 | 614.1291 | 0.00034837 | 613.7131 | -5.4576e-05
| 613.9432 | 0.00071882 |  |  | 535.553 | 0 | 613.9432 | 5.5388e-05 | 613.9432 | 0.00066537 | 614.3588 | 0.00079862 | 613.9432 | 0.00056319
| 614.1732 | 0.00070356 |  |  | 535.6683 | 0.0012312 | 614.1732 | -0.00019784 | 614.1732 | -3.2601e-05 | 614.5885 | 0.00076899 | 614.1732 | -2.765e-05
| 614.4033 | 0.0006972 |  |  | 535.7836 | 0 | 614.4033 | 0.00064201 | 614.4033 | 0.00085966 | 614.8182 | 0.001511 | 614.4033 | 0.00056228
| 614.6334 | 0.00060678 |  |  | 535.8988 | 0.0013699 | 614.6334 | -0.00036833 | 614.6334 | -5.5944e-05 | 615.048 | 0.00059576 | 614.6334 | -1.2182e-05
| 614.8635 | 0.00078005 |  |  | 536.0141 | 0 | 614.8635 | 0.00028347 | 614.8635 | 0.00057139 | 615.2777 | 0.0014616 | 614.8635 | 0.0006979
| 615.0936 | 0.00068678 |  |  | 536.1294 | 0.0015259 | 615.0936 | -0.00033993 | 615.0936 | 0.00019769 | 615.5074 | 0.0011054 | 615.0936 | -8.6962e-05
| 615.3237 | 0.00066845 |  |  | 536.2447 | 0 | 615.3237 | 0.00050998 | 615.3237 | 0.00057708 | 615.7372 | 0.0012736 | 615.3237 | 0.00066579
| 615.5539 | 0.00063564 |  |  | 536.36 | 0.00083233 | 615.5539 | -0.00056388 | 615.5539 | 3.3266e-05 | 615.967 | 0.0011124 | 615.5539 | -0.00011243
| 615.784 | 0.00079557 |  |  | 536.4753 | 0 | 615.784 | 0.00058533 | 615.784 | 0.00065965 | 616.1968 | 0.0013812 | 615.784 | 0.00060666
| 616.0142 | 0.00063965 |  |  | 536.5906 | 0.00083233 | 616.0142 | -0.00014426 | 616.0142 | 0.00021661 | 616.4266 | 0.00056899 | 616.0142 | -5.1066e-05
| 616.2443 | 0.00079147 |  |  | 536.7059 | 0 | 616.2443 | 0.00013788 | 616.2443 | 0.00084463 | 616.6564 | 0.0013615 | 616.2443 | 0.00064114
| 616.4745 | 0.0006854 |  |  | 536.8212 | 0.0011271 | 616.4745 | -0.00017107 | 616.4745 | 0.00025529 | 616.8862 | 0.00089849 | 616.4745 | -0.00011507
| 616.7047 | 0.000607 |  |  | 536.9365 | 0 | 616.7047 | 0.00065957 | 616.7047 | 0.00093753 | 617.116 | 0.0023008 | 616.7047 | 0.00069657
| 616.9349 | 0.00073723 |  |  | 537.0518 | 0.00064159 | 616.9349 | -0.00059406 | 616.9349 | 0.00027581 | 617.3459 | 0.0013038 | 616.9349 | -8.5244e-05
| 617.1651 | 0.00077742 |  |  | 537.1671 | 0 | 617.1651 | 0.00016485 | 617.1651 | 0.00082556 | 617.5757 | 0.0013693 | 617.1651 | 0.00067722
| 617.3953 | 0.00063688 |  |  | 537.2825 | 0.00079764 | 617.3953 | -0.00030464 | 617.3953 | -0.00013481 | 617.8056 | 0.00064112 | 617.3953 | -0.00013293
| 617.6256 | 0.00082543 |  |  | 537.3978 | 0 | 617.6256 | 0.0006491 | 617.6256 | 0.00094666 | 618.0355 | 0.0015553 | 617.6256 | 0.00064061
| 617.8558 | 0.00057017 |  |  | 537.5131 | 0.0014913 | 617.8558 | -0.00026876 | 617.8558 | 0.00021663 | 618.2654 | 0.00046805 | 617.8558 | -5.3333e-05
| 618.086 | 0.00076542 |  |  | 537.6285 | 0 | 618.086 | 0.00038215 | 618.086 | 0.00073948 | 618.4952 | 0.0017708 | 618.086 | 0.00065157
| 618.3163 | 0.00039848 |  |  | 537.7438 | 0.0014739 | 618.3163 | -0.00031554 | 618.3163 | 0.00027541 | 618.7252 | 0.00055593 | 618.3163 | -0.00020051
| 618.5466 | 0.00072256 |  |  | 537.8592 | 0 | 618.5466 | 0.00074732 | 618.5466 | 0.00075343 | 618.9551 | 0.0022658 | 618.5466 | 0.00060615
| 618.7769 | 0.00045819 |  |  | 537.9745 | 0.00010404 | 618.7769 | -0.00043979 | 618.7769 | 0.00010768 | 619.185 | 0.0011823 | 618.7769 | -0.0001092
| 619.0072 | 0.00066033 |  |  | 538.0899 | 0 | 619.0072 | 0.00074159 | 619.0072 | 0.00081684 | 619.415 | 0.0010833 | 619.0072 | 0.00065955
| 619.2375 | 0.00020621 |  |  | 538.2053 | 0.00067626 | 619.2375 | -0.00012318 | 619.2375 | -1.9601e-05 | 619.6449 | 0.0008748 | 619.2375 | -0.00024781
| 619.4678 | 0.00083985 |  |  | 538.3206 | 0 | 619.4678 | 0.00052332 | 619.4678 | 0.000814 | 619.8749 | 0.0012599 | 619.4678 | 0.00065579
| 619.6981 | 0.00070798 |  |  | 538.436 | 0.0017167 | 619.6981 | -0.00033791 | 619.6981 | 0.0003913 | 620.1049 | 0.00053437 | 619.6981 | -0.00013609
| 619.9285 | 0.00070475 |  |  | 538.5514 | 0 | 619.9285 | 0.00015178 | 619.9285 | 0.00084211 | 620.3348 | 0.001092 | 619.9285 | 0.00056046
| 620.1588 | 0.00054652 |  |  | 538.6668 | 0.0016473 | 620.1588 | -0.00022517 | 620.1588 | 0.00012242 | 620.5648 | 0.0010966 | 620.1588 | -0.00010593
| 620.3892 | 0.00061702 |  |  | 538.7822 | 0 | 620.3892 | 0.00034251 | 620.3892 | 0.00078457 | 620.7949 | 0.0013365 | 620.3892 | 0.00068011
| 620.6196 | 0.00060869 |  |  | 538.8976 | 0.0015606 | 620.6196 | -0.00037889 | 620.6196 | 1.3571e-06 | 621.0249 | 0.00022741 | 620.6196 | -0.00020159
| 620.85 | 0.00073179 |  |  | 539.013 | 0 | 620.85 | 0.00015822 | 620.85 | 0.00084455 | 621.2549 | 0.0018907 | 620.85 | 0.00065276
| 621.0804 | 0.00010549 |  |  | 539.1284 | 0.0010057 | 621.0804 | -0.00040592 | 621.0804 | -3.763e-05 | 621.4849 | 0.00063939 | 621.0804 | -0.00018333
| 621.3108 | 0.00084337 |  |  | 539.2438 | 0 | 621.3108 | 0.00039953 | 621.3108 | 0.00083955 | 621.715 | 0.0020585 | 621.3108 | 0.00064935
| 621.5412 | 0.00057865 |  |  | 539.3592 | 0.0015086 | 621.5412 | -0.00034806 | 621.5412 | -2.8341e-05 | 621.9451 | 0.00092735 | 621.5412 | -0.00011358
| 621.7716 | 0.00072546 |  |  | 539.4746 | 0 | 621.7716 | 0.00056893 | 621.7716 | 0.00074096 | 622.1752 | 0.001226 | 621.7716 | 0.00073229
| 622.0021 | 0.00054124 |  |  | 539.5901 | 0.0014219 | 622.0021 | -0.00069903 | 622.0021 | -0.0001255 | 622.4052 | 0.0012577 | 622.0021 | -0.00011889
| 622.2325 | 0.00075334 |  |  | 539.7055 | 0 | 622.2325 | 0.00046213 | 622.2325 | 0.0004806 | 622.6353 | 0.0011391 | 622.2325 | 0.00070785
| 622.463 | 0.00049307 |  |  | 539.8209 | 0.00010404 | 622.463 | -0.0004548 | 622.463 | -6.1898e-05 | 622.8654 | 0.00076871 | 622.463 | -0.00018509
| 622.6935 | 0.00067591 |  |  | 539.9364 | 0 | 622.6935 | 0.00054602 | 622.6935 | 0.00076531 | 623.0956 | 0.0018166 | 622.6935 | 0.00071015
| 622.9239 | 0.00071291 |  |  | 540.0518 | 0.00031212 | 622.9239 | -0.00054862 | 622.9239 | 1.9066e-05 | 623.3257 | 0.00029551 | 622.9239 | -7.8267e-05
| 623.1544 | 0.00065356 |  |  | 540.1673 | 0 | 623.1544 | 0.00075265 | 623.1544 | 0.00070355 | 623.5558 | 0.0013049 | 623.1544 | 0.00070247
| 623.3849 | 0.00058847 |  |  | 540.2827 | 0.00081498 | 623.3849 | -0.00044528 | 623.3849 | 0.00016378 | 623.786 | 0.0010458 | 623.3849 | -0.00010237
| 623.6155 | 0.00075527 |  |  | 540.3982 | 0 | 623.6155 | 0.00020662 | 623.6155 | 0.00072633 | 624.0162 | 0.0017285 | 623.6155 | 0.00069521
| 623.846 | 0.00055999 |  |  | 540.5136 | 0.0015086 | 623.846 | -0.00022121 | 623.846 | 0.0001726 | 624.2463 | 0.00079873 | 623.846 | -0.0002143
| 624.0765 | 0.00070065 |  |  | 540.6291 | 0 | 624.0765 | 0.00030336 | 624.0765 | 0.00047183 | 624.4765 | 0.0012001 | 624.0765 | 0.00077223
| 624.3071 | 0.00063633 |  |  | 540.7446 | 0.0010404 | 624.3071 | -0.00015028 | 624.3071 | -2.2987e-05 | 624.7067 | 0.00092728 | 624.3071 | -0.00016468
| 624.5377 | 0.00055437 |  |  | 540.8601 | 0 | 624.5377 | 0.00061005 | 624.5377 | 0.0004795 | 624.9369 | 0.0017763 | 624.5377 | 0.00074515
| 624.7682 | 0.00034137 |  |  | 540.9755 | 0.0015953 | 624.7682 | -0.00049099 | 624.7682 | -0.00011459 | 625.1671 | 0.000426 | 624.7682 | -0.00018793
| 624.9988 | 0.00073011 |  |  | 541.091 | 0 | 624.9988 | 0.00046203 | 624.9988 | 0.00077502 | 625.3973 | 0.0012076 | 624.9988 | 0.00080191
| 625.2294 | 0.0005426 |  |  | 541.2065 | 0.00084967 | 625.2294 | -0.00040854 | 625.2294 | -0.00034117 | 625.6276 | 0.00045293 | 625.2294 | -0.0001436
| 625.46 | 0.00063098 |  |  | 541.322 | 0 | 625.46 | 0.00011477 | 625.46 | 0.00069726 | 625.8578 | 0.0011962 | 625.46 | 0.00073206
| 625.6906 | 0.00039956 |  |  | 541.4375 | 0.00046818 | 625.6906 | -0.00022508 | 625.6906 | -0.0001782 | 626.0881 | 0.0013575 | 625.6906 | -0.00019234
| 625.9213 | 0.00075428 |  |  | 541.553 | 0 | 625.9213 | 0.00012832 | 625.9213 | 0.00090955 | 626.3184 | 0.0015856 | 625.9213 | 0.00072007
| 626.1519 | 0.00042087 |  |  | 541.6685 | 0.0018207 | 626.1519 | -0.00019804 | 626.1519 | -0.00018519 | 626.5487 | 0.00067263 | 626.1519 | -0.00024588
| 626.3826 | 0.00060158 |  |  | 541.7841 | 0 | 626.3826 | 0.00061499 | 626.3826 | 0.00075239 | 626.779 | 0.0019197 | 626.3826 | 0.00063717
| 626.6132 | 0.00062668 |  |  | 541.8996 | 0.0014913 | 626.6132 | -0.00041346 | 626.6132 | 2.1986e-05 | 627.0093 | 0.0013957 | 626.6132 | -0.00021601
| 626.8439 | 0.00076295 |  |  | 542.0151 | 0 | 626.8439 | 0.00053132 | 626.8439 | 0.00086385 | 627.2396 | 0.0011175 | 626.8439 | 0.0007211
| 627.0746 | 0.00053189 |  |  | 542.1307 | 0.00048552 | 627.0746 | -0.0005058 | 627.0746 | -0.00040931 | 627.47 | 0.00012776 | 627.0746 | -0.00022865
| 627.3053 | 0.00064795 |  |  | 542.2462 | 0 | 627.3053 | 0.00021248 | 627.3053 | 0.00072108 | 627.7003 | 0.0012681 | 627.3053 | 0.00073589
| 627.536 | 0.00059622 |  |  | 542.3617 | 0.00074563 | 627.536 | -0.000568 | 627.536 | 4.8474e-05 | 627.9307 | 0.00048775 | 627.536 | -0.00013553
| 627.7667 | 0.00064404 |  |  | 542.4773 | 0 | 627.7667 | 0.00068705 | 627.7667 | 0.0006814 | 628.161 | 0.0013037 | 627.7667 | 0.00074908
| 627.9974 | 0.00049732 |  |  | 542.5928 | 0.0012485 | 627.9974 | -0.00067127 | 627.9974 | -6.6575e-05 | 628.3914 | 0.00047089 | 627.9974 | -0.00027906
| 628.2282 | 0.00066696 |  |  | 542.7084 | 0 | 628.2282 | 9.9781e-05 | 628.2282 | 0.00090251 | 628.6218 | 0.00087193 | 628.2282 | 0.00069455
| 628.4589 | 0.00033316 |  |  | 542.824 | 0.00024276 | 628.4589 | -0.00012765 | 628.4589 | -7.1555e-05 | 628.8522 | 0.00020579 | 628.4589 | -6.1012e-05
| 628.6897 | 0.00064186 |  |  | 542.9395 | 0 | 628.6897 | 6.5768e-05 | 628.6897 | 0.00078601 | 629.0826 | 0.0017017 | 628.6897 | 0.0007616
| 628.9205 | 0.00046463 |  |  | 543.0551 | 0.0014566 | 628.9205 | -0.00028935 | 628.9205 | -0.00010484 | 629.313 | 0.00035156 | 628.9205 | -0.00016867
| 629.1512 | 0.00064901 |  |  | 543.1707 | 0 | 629.1512 | 0.00054329 | 629.1512 | 0.00091537 | 629.5434 | 0.0012512 | 629.1512 | 0.00076557
| 629.382 | 0.00041034 |  |  | 543.2863 | 0.0027571 | 629.382 | -0.00032721 | 629.382 | 4.5116e-05 | 629.7739 | 0.0011091 | 629.382 | -6.3694e-05
| 629.6128 | 0.00067592 |  |  | 543.4018 | 0 | 629.6128 | -0.00016399 | 629.6128 | 0.00092401 | 630.0043 | 0.0015054 | 629.6128 | 0.00074763
| 629.8436 | 0.00047516 |  |  | 543.5174 | 0.00074563 | 629.8436 | -0.00062746 | 629.8436 | -1.7735e-05 | 630.2347 | 0.00060874 | 629.8436 | -0.00016472
| 630.0745 | 0.00071547 |  |  | 543.633 | 0 | 630.0745 | 0.00063811 | 630.0745 | 0.0009511 | 630.4652 | 0.0003412 | 630.0745 | 0.00075735
| 630.3053 | 0.00044232 |  |  | 543.7486 | 0.0010924 | 630.3053 | -0.00069173 | 630.3053 | -0.0003626 | 630.6957 | 0.00095637 | 630.3053 | -0.0001995
| 630.5362 | 0.00063709 |  |  | 543.8642 | 0 | 630.5362 | 0.00028568 | 630.5362 | 0.00058604 | 630.9262 | 0.0012321 | 630.5362 | 0.00069866
| 630.767 | 0.00047055 |  |  | 543.9799 | 0.00081498 | 630.767 | -0.00038013 | 630.767 | -0.00033611 | 631.1567 | 0.00095234 | 630.767 | -0.00025871
| 630.9979 | 0.00057228 |  |  | 544.0955 | 0 | 630.9979 | 0.00033645 | 630.9979 | 0.00077565 | 631.3872 | 0.0013389 | 630.9979 | 0.00061505
| 631.2288 | 0.00038585 |  |  | 544.2111 | 0.00064159 | 631.2288 | -0.00078043 | 631.2288 | -0.00038384 | 631.6177 | 0.00064386 | 631.2288 | -0.0001939
| 631.4597 | 0.00064677 |  |  | 544.3267 | 0 | 631.4597 | 0.00027955 | 631.4597 | 0.00039618 | 631.8483 | 0.0014879 | 631.4597 | 0.00062876
| 631.6906 | 0.00047584 |  |  | 544.4424 | 0.0022369 | 631.6906 | -0.00056865 | 631.6906 | -0.00011023 | 632.0789 | 0.0011187 | 631.6906 | -0.0001025
| 631.9215 | 0.00056699 |  |  | 544.558 | 0 | 631.9215 | 0.00013636 | 631.9215 | 0.00055727 | 632.3094 | 0.001535 | 631.9215 | 0.00060176
| 632.1524 | 0.00026104 |  |  | 544.6736 | 0.0012312 | 632.1524 | -0.00035061 | 632.1524 | -0.00024434 | 632.54 | 0.0011062 | 632.1524 | -0.00024152
| 632.3833 | 0.00063545 |  |  | 544.7893 | 0 | 632.3833 | 0.00047186 | 632.3833 | 0.00092522 | 632.7706 | 0.0022116 | 632.3833 | 0.00073935
| 632.6143 | 0.00048399 |  |  | 544.9049 | 0.00029479 | 632.6143 | -0.00053848 | 632.6143 | -0.00013878 | 633.0012 | 0.00099129 | 632.6143 | -0.00023697
| 632.8452 | 0.00054664 |  |  | 545.0206 | 0 | 632.8452 | 0.00047897 | 632.8452 | 0.00075802 | 633.2318 | 0.0013723 | 632.8452 | 0.00066357
| 633.0762 | 0.00067998 |  |  | 545.1363 | 0.00046818 | 633.0762 | -0.00053155 | 633.0762 | -0.00018183 | 633.4623 | 0.001298 | 633.0762 | -0.00017733
| 633.3072 | 0.00075684 |  |  | 545.2519 | 0 | 633.3072 | 0.00045521 | 633.3072 | 0.00067273 | 633.693 | 0.0016008 | 633.3072 | 0.00073721
| 633.5382 | 0.00041184 |  |  | 545.3676 | 0.0013178 | 633.5382 | -0.00027195 | 633.5382 | -0.00010211 | 633.9236 | 0.0013128 | 633.5382 | -0.00013029
| 633.7692 | 0.00051142 |  |  | 545.4833 | 0 | 633.7692 | 0.00047085 | 633.7692 | 0.00083896 | 634.1543 | 0.0017213 | 633.7692 | 0.00076982
| 634.0002 | 0.00039394 |  |  | 545.599 | 0.0019421 | 634.0002 | -0.00028178 | 634.0002 | 5.3273e-05 | 634.3849 | 9.8304e-05 | 634.0002 | -0.000248
| 634.2312 | 0.00057167 |  |  | 545.7147 | 0 | 634.2312 | 0.00030126 | 634.2312 | 0.00053875 | 634.6156 | 0.0011469 | 634.2312 | 0.00067742
| 634.4622 | 0.00016968 |  |  | 545.8303 | 0.00067626 | 634.4622 | -8.133e-05 | 634.4622 | -0.00039676 | 634.8463 | 0.00014245 | 634.4622 | -0.00031643
| 634.6933 | 0.0005911 |  |  | 545.946 | 0 | 634.6933 | 0.00070368 | 634.6933 | 0.00070122 | 635.077 | 0.0014165 | 634.6933 | 0.00064375
| 634.9243 | 0.00044673 |  |  | 546.0617 | 0.00041617 | 634.9243 | -0.00070455 | 634.9243 | -0.00018484 | 635.3077 | 0.00073974 | 634.9243 | -0.00015655
| 635.1554 | 0.00063833 |  |  | 546.1775 | 0 | 635.1554 | 0.00064849 | 635.1554 | 0.00085669 | 635.5384 | 0.0011937 | 635.1554 | 0.00070039
| 635.3865 | 0.00051175 |  |  | 546.2932 | 0.00039883 | 635.3865 | -0.00027033 | 635.3865 | -0.00013802 | 635.7691 | 0.00088143 | 635.3865 | -0.00012993
| 635.6176 | 0.00046756 |  |  | 546.4089 | 0 | 635.6176 | 0.00074838 | 635.6176 | 0.00047938 | 635.9999 | 0.001043 | 635.6176 | 0.00078598
| 635.8487 | 0.00047166 |  |  | 546.5246 | 0.0018554 | 635.8487 | -0.00036693 | 635.8487 | -6.6534e-05 | 636.2306 | 0.00044762 | 635.8487 | -0.00020245
| 636.0798 | 0.00020909 |  |  | 546.6403 | 0 | 636.0798 | 0.0003432 | 636.0798 | 0.00074828 | 636.4614 | 0.0010146 | 636.0798 | 0.00057832
| 636.3109 | 0.00040297 |  |  | 546.7561 | 0.0011965 | 636.3109 | -0.00049292 | 636.3109 | -0.00048952 | 636.6921 | 0.00058675 | 636.3109 | -0.00023824
| 636.542 | 0.00059221 |  |  | 546.8718 | 0 | 636.542 | 0.00055376 | 636.542 | 0.00054732 | 636.9229 | 0.0015072 | 636.542 | 0.00066538
| 636.7732 | 0.00030269 |  |  | 546.9876 | 0.0014913 | 636.7732 | -0.00025722 | 636.7732 | -0.00012002 | 637.1537 | 0.00022063 | 636.7732 | -0.00025265
| 637.0043 | 0.0007091 |  |  | 547.1033 | 0 | 637.0043 | 0.00020291 | 637.0043 | 0.00064684 | 637.3845 | 0.001491 | 637.0043 | 0.00071657
| 637.2355 | 0.00042506 |  |  | 547.2191 | 0.0006069 | 637.2355 | -0.00070591 | 637.2355 | -0.00030964 | 637.6153 | 0.0006745 | 637.2355 | -0.00025868
| 637.4667 | 0.00048926 |  |  | 547.3348 | 0 | 637.4667 | 0.0008028 | 637.4667 | 0.00043692 | 637.8461 | 0.0011699 | 637.4667 | 0.00064158
| 637.6978 | 0.00045245 |  |  | 547.4506 | 0.0013178 | 637.6978 | -0.00051606 | 637.6978 | -0.00028243 | 638.077 | 0.00074866 | 637.6978 | -0.00014299
| 637.929 | 0.00040298 |  |  | 547.5664 | 0 | 637.929 | 0.000716 | 637.929 | 0.00062059 | 638.3078 | 0.0014666 | 637.929 | 0.00050529
| 638.1602 | 0.00052212 |  |  | 547.6821 | 0.00076297 | 638.1602 | -9.1201e-05 | 638.1602 | -0.00034628 | 638.5386 | 0.00094845 | 638.1602 | -0.00014948
| 638.3915 | 0.00061594 |  |  | 547.7979 | 0 | 638.3915 | 0.00035626 | 638.3915 | 0.00077908 | 638.7695 | 0.0013441 | 638.3915 | 0.00069525
| 638.6227 | 0.00035981 |  |  | 547.9137 | 0.001578 | 638.6227 | -0.00053151 | 638.6227 | -0.00017844 | 639.0004 | 0.00066976 | 638.6227 | -0.00026288
| 638.8539 | 0.00050437 |  |  | 548.0295 | 0 | 638.8539 | 7.6193e-05 | 638.8539 | -0.00026829 | 639.2313 | 0.00066219 | 638.8539 | -0.00011208
| 639.0852 | 0.00055502 |  |  | 548.1453 | 0.0021328 | 639.0852 | 0.0004205 | 639.0852 | 0.00080852 | 639.4622 | 0.00093946 | 639.0852 | 0.00072704
| 639.3164 | 0.00040636 |  |  | 548.2611 | 0 | 639.3164 | -0.00069294 | 639.3164 | -0.00014645 | 639.6931 | 0.00066481 | 639.3164 | -0.00015828
| 639.5477 | 0.00058855 |  |  | 548.3769 | 0.0014219 | 639.5477 | 0.00048348 | 639.5477 | 0.00054021 | 639.924 | 0.00092307 | 639.5477 | 0.00059066
| 639.779 | 0.00050154 |  |  | 548.4927 | 0 | 639.779 | -0.00070005 | 639.779 | -4.8653e-05 | 640.1549 | 0.0004938 | 639.779 | -0.00017877
| 640.0103 | 0.00076629 |  |  | 548.6085 | 0.0016473 | 640.0103 | 0.00044618 | 640.0103 | 0.0010353 | 640.3859 | 0.001578 | 640.0103 | 0.00073072
| 640.2416 | 0.00037453 |  |  | 548.7244 | 0 | 640.2416 | -0.00052193 | 640.2416 | -0.0001944 | 640.6168 | 0.00070413 | 640.2416 | -0.00034351
| 640.4729 | 0.00045325 |  |  | 548.8402 | 0.0012485 | 640.4729 | 0.00036683 | 640.4729 | 0.00058374 | 640.8478 | 0.0016591 | 640.4729 | 0.00053781
| 640.7042 | 0.00057895 |  |  | 548.956 | 0 | 640.7042 | -0.00082 | 640.7042 | 4.9161e-05 | 641.0787 | 0.00072113 | 640.7042 | -0.00026557
| 640.9356 | 0.00042986 |  |  | 549.0718 | 0.0010057 | 640.9356 | 0.00061815 | 640.9356 | 0.00034061 | 641.3098 | 0.0013186 | 640.9356 | 0.00057116
| 641.1669 | 1.9596e-05 |  |  | 549.1877 | 0 | 641.1669 | -0.00053392 | 641.1669 | 6.7085e-05 | 641.5407 | 0.00079061 | 641.1669 | -0.00024282
| 641.3983 | 0.00069381 |  |  | 549.3035 | 0.0013525 | 641.3983 | 0.00056501 | 641.3983 | 0.00070107 | 641.7717 | 0.001229 | 641.3983 | 0.00070164
| 641.6296 | 0.00044177 |  |  | 549.4194 | 0 | 641.6296 | -0.00054385 | 641.6296 | 0.00011017 | 642.0027 | 0.00054095 | 641.6296 | -0.00021441
| 641.861 | 0.00059266 |  |  | 549.5353 | 0.00163 | 641.861 | 0.0003439 | 641.861 | 0.00087256 | 642.2338 | 0.0016712 | 641.861 | 0.00073623
| 642.0924 | -2.6544e-06 |  |  | 549.6511 | 0 | 642.0924 | -0.00043545 | 642.0924 | -0.00011033 | 642.4648 | 0.00079539 | 642.0924 | -0.00016526
| 642.3238 | 0.00070501 |  |  | 549.767 | 0.0011791 | 642.3238 | 0.00098009 | 642.3238 | 0.00054889 | 642.6959 | 0.0010713 | 642.3238 | 0.00068227
| 642.5552 | 0.00046783 |  |  | 549.8829 | 0 | 642.5552 | -0.00054677 | 642.5552 | -0.00012499 | 642.9269 | 0.00066849 | 642.5552 | -0.00020556
| 642.7866 | 0.00026582 |  |  | 549.9987 | 0.0015433 | 642.7866 | 0.00076036 | 642.7866 | 0.00050041 | 643.158 | 0.0012169 | 642.7866 | 0.00062484
| 643.0181 | 0.00035315 |  |  | 550.1146 | 0 | 643.0181 | -0.0006887 | 643.0181 | -0.00014974 | 643.3891 | 0.0007973 | 643.0181 | -0.00022328
| 643.2495 | 0.00045605 |  |  | 550.2305 | 0.0010231 | 643.2495 | 1.15e-05 | 643.2495 | 0.00038454 | 643.6202 | 0.0014099 | 643.2495 | 0.00057679
| 643.4809 | 0.00039298 |  |  | 550.3464 | 0 | 643.4809 | -0.00089185 | 643.4809 | -0.0002456 | 643.8513 | 0.00094858 | 643.4809 | -0.00031682
| 643.7124 | 0.00077554 |  |  | 550.4623 | 0.0015086 | 643.7124 | 0.00033098 | 643.7124 | 0.00078739 | 644.0824 | 0.0015225 | 643.7124 | 0.00077041
| 643.9439 | 0.00041686 |  |  | 550.5782 | 0 | 643.9439 | -0.00055795 | 643.9439 | -0.0002905 | 644.3135 | 0.0003978 | 643.9439 | -0.0001939
| 644.1754 | 0.00052984 |  |  | 550.6941 | 0.00081498 | 644.1754 | 0.0004978 | 644.1754 | 0.00077325 | 644.5447 | 0.0014265 | 644.1754 | 0.00063905
| 644.4069 | 0.00033825 |  |  | 550.81 | 0 | 644.4069 | -0.00069963 | 644.4069 | -0.0001396 | 644.7758 | 0.001388 | 644.4069 | -0.00028761
| 644.6384 | 0.00052371 |  |  | 550.926 | 0.0018381 | 644.6384 | 0.00039903 | 644.6384 | 0.00041786 | 645.007 | 0.00036388 | 644.6384 | 0.00071408
| 644.8699 | 0.00019909 |  |  | 551.0419 | 0 | 644.8699 | -0.00054344 | 644.8699 | -0.00050133 | 645.2381 | 0.00012334 | 644.8699 | -0.00028183
| 645.1014 | 0.00055174 |  |  | 551.1578 | 0.00064159 | 645.1014 | 0.0002603 | 645.1014 | 0.00031454 | 645.4693 | 0.0016918 | 645.1014 | 0.00073383
| 645.333 | 0.00028519 |  |  | 551.2738 | 0 | 645.333 | -0.00065649 | 645.333 | -0.00042105 | 645.7005 | 0.00065076 | 645.333 | -0.0003538
| 645.5645 | 0.00048717 |  |  | 551.3897 | 0.00029479 | 645.5645 | 0.00056574 | 645.5645 | 0.00057882 | 645.9317 | 0.00053983 | 645.5645 | 0.00051135
| 645.7961 | 0.00035547 |  |  | 551.5057 | 0 | 645.7961 | -0.00070331 | 645.7961 | -0.00033067 | 646.1629 | 0.00052002 | 645.7961 | -0.0002784
| 646.0276 | 0.00049865 |  |  | 551.6216 | 0.0015953 | 646.0276 | 2.3676e-05 | 646.0276 | 0.00063692 | 646.3941 | 0.0015335 | 646.0276 | 0.00056697
| 646.2592 | 0.00057218 |  |  | 551.7376 | 0 | 646.2592 | -0.00063072 | 646.2592 | -0.00056964 | 646.6254 | 0.00054512 | 646.2592 | -0.00013631
| 646.4908 | 0.00052699 |  |  | 551.8535 | 0.00074563 | 646.4908 | 0.00025587 | 646.4908 | 0.00052764 | 646.8566 | 0.001385 | 646.4908 | 0.00063206
| 646.7224 | 0.00054822 |  |  | 551.9695 | 0 | 646.7224 | -0.00051776 | 646.7224 | -0.00026788 | 647.0878 | 0.00051864 | 646.7224 | -0.00015979
| 646.954 | 0.00057134 |  |  | 552.0855 | 0.001578 | 646.954 | 0.00029828 | 646.954 | 0.00071303 | 647.3191 | 0.0019175 | 646.954 | 0.00062914
| 647.1856 | 0.0003774 |  |  | 552.2015 | 0 | 647.1856 | -0.00058697 | 647.1856 | -0.00014509 | 647.5504 | 8.0601e-05 | 647.1856 | -0.0002722
| 647.4173 | 0.00069175 |  |  | 552.3174 | 0.0016126 | 647.4173 | 0.00046364 | 647.4173 | 0.00078005 | 647.7817 | 0.0009459 | 647.4173 | 0.00059286
| 647.6489 | 0.00060559 |  |  | 552.4334 | 0 | 647.6489 | -8.7304e-05 | 647.6489 | -0.00021088 | 648.013 | 0.00094357 | 647.6489 | -0.00017
| 647.8806 | 0.0005352 |  |  | 552.5494 | 0.0010577 | 647.8806 | 0.00058392 | 647.8806 | 0.00076223 | 648.2443 | 0.00069582 | 647.8806 | 0.00068345
| 648.1122 | 0.00039877 |  |  | 552.6654 | 0 | 648.1122 | -0.000585 | 648.1122 | -0.00015396 | 648.4756 | 0.00052794 | 648.1122 | -0.00030224
| 648.3439 | 0.00064802 |  |  | 552.7814 | 0.00058956 | 648.3439 | 0.00032732 | 648.3439 | 0.00098949 | 648.7069 | 0.0019104 | 648.3439 | 0.00070554
| 648.5756 | 0.00035985 |  |  | 552.8974 | 0 | 648.5756 | -0.00062277 | 648.5756 | -0.00016334 | 648.9383 | 0.00066433 | 648.5756 | -0.00030573
| 648.8073 | 0.00045194 |  |  | 553.0135 | 0.0013699 | 648.8073 | 0.00019912 | 648.8073 | 0.00068968 | 649.1696 | 0.0009976 | 648.8073 | 0.00049938
| 649.039 | 0.00031355 |  |  | 553.1295 | 0 | 649.039 | -0.00042784 | 649.039 | -0.00012451 | 649.401 | 0.00041672 | 649.039 | -0.00033227
| 649.2707 | 0.00039636 |  |  | 553.2455 | 0.0011965 | 649.2707 | 0.0003029 | 649.2707 | 0.0004244 | 649.6323 | 0.0016013 | 649.2707 | 0.00060399
| 649.5025 | 0.0004514 |  |  | 553.3616 | 0 | 649.5025 | -0.00051051 | 649.5025 | -9.4259e-05 | 649.8637 | 0.00065151 | 649.5025 | -0.00025748
| 649.7342 | 0.00045063 |  |  | 553.4776 | 0.0019074 | 649.7342 | 0.00079736 | 649.7342 | 0.00069817 | 650.0952 | 0.0017563 | 649.7342 | 0.00066348
| 649.9659 | 0.00037288 |  |  | 553.5936 | 0 | 649.9659 | -0.00051385 | 649.9659 | -0.00030218 | 650.3265 | 0.00024126 | 649.9659 | -0.00028485
| 650.1977 | 0.00051267 |  |  | 553.7097 | 0.00032946 | 650.1977 | 0.00015267 | 650.1977 | 0.00039248 | 650.5579 | 0.00072309 | 650.1977 | 0.00065596
| 650.4295 | 0.00049299 |  |  | 553.8257 | 0 | 650.4295 | -0.00078741 | 650.4295 | 2.6217e-05 | 650.7894 | 0.00084827 | 650.4295 | -0.00012685
| 650.6613 | 0.00054595 |  |  | 553.9418 | 0.0006936 | 650.6613 | 0.00043378 | 650.6613 | 0.00089778 | 651.0208 | 0.0010298 | 650.6613 | 0.00066687
| 650.893 | 0.00042218 |  |  | 554.0579 | 0 | 650.893 | -0.00085058 | 650.893 | -0.00021857 | 651.2523 | 0.00059655 | 650.893 | -0.00026708
| 651.1249 | 0.00039201 |  |  | 554.1739 | 0.0006069 | 651.1249 | 0.00033921 | 651.1249 | 0.00054759 | 651.4837 | 0.0013922 | 651.1249 | 0.00063749
| 651.3567 | 0.00028613 |  |  | 554.29 | 0 | 651.3567 | -0.00011707 | 651.3567 | -0.000508 | 651.7151 | 0.00073546 | 651.3567 | -0.0002396
| 651.5885 | 0.00050909 |  |  | 554.4061 | 0.00039883 | 651.5885 | 0.00071764 | 651.5885 | 0.00053816 | 651.9467 | 0.0013848 | 651.5885 | 0.00058863
| 651.8203 | 0.00025901 |  |  | 554.5222 | 0 | 651.8203 | -0.00045525 | 651.8203 | -0.00032749 | 652.1782 | 0.00064347 | 651.8203 | -0.0002809
| 652.0522 | 0.00050855 |  |  | 554.6383 | 0.0015953 | 652.0522 | 0.00065527 | 652.0522 | 0.00060357 | 652.4097 | 0.00067531 | 652.0522 | 0.00060503
| 652.284 | 0.0004946 |  |  | 554.7544 | 0 | 652.284 | -0.00059611 | 652.284 | -8.3142e-05 | 652.6412 | 0.00022615 | 652.284 | -0.00031359
| 652.5159 | 0.0004432 |  |  | 554.8705 | 0.0012485 | 652.5159 | 0.00016284 | 652.5159 | 0.00077704 | 652.8727 | 0.0011398 | 652.5159 | 0.00057325
| 652.7478 | 0.00036062 |  |  | 554.9866 | 0 | 652.7478 | -0.00080841 | 652.7478 | -0.0002379 | 653.1042 | 0.00035376 | 652.7478 | -0.00022195
| 652.9797 | 0.00062143 |  |  | 555.1027 | 0.00036414 | 652.9797 | 0.00043886 | 652.9797 | 0.00094187 | 653.3358 | 0.0011365 | 652.9797 | 0.00061135
| 653.2115 | 0.00026359 |  |  | 555.2188 | 0 | 653.2115 | -0.00066384 | 653.2115 | -0.00023247 | 653.5673 | 0.0004688 | 653.2115 | -0.00032911
| 653.4435 | 0.00049353 |  |  | 555.335 | 0.0014913 | 653.4435 | 0.00040473 | 653.4435 | 0.00014081 | 653.7989 | 0.0011011 | 653.4435 | 0.0006426
| 653.6754 | 0.00019248 |  |  | 555.4511 | 0 | 653.6754 | -0.00051415 | 653.6754 | -0.00056257 | 654.0305 | 3.0396e-05 | 653.6754 | -0.0003789
| 653.9073 | 0.00041147 |  |  | 555.5672 | 0.0018034 | 653.9073 | 0.00062253 | 653.9073 | 0.00064369 | 654.262 | 0.0019386 | 653.9073 | 0.00077068
| 654.1392 | 0.00030219 |  |  | 555.6834 | 0 | 654.1392 | -0.00084531 | 654.1392 | -0.00059474 | 654.4936 | 0.00062551 | 654.1392 | -0.00039488
| 654.3712 | 0.00013192 |  |  | 555.7995 | 0.0019248 | 654.3712 | 0.00030063 | 654.3712 | 0.00061377 | 654.7252 | 0.0011657 | 654.3712 | 0.00052655
| 654.6032 | 0.00042454 |  |  | 555.9157 | 0 | 654.6032 | -0.00098322 | 654.6032 | -0.00039125 | 654.9568 | 0.0006656 | 654.6032 | -0.00042142
| 654.8351 | 0.00044912 |  |  | 556.0318 | 0.00081498 | 654.8351 | 0.00011458 | 654.8351 | 0.00051309 | 655.1885 | 0.001311 | 654.8351 | 0.00054882
| 655.0671 | 0.00012654 |  |  | 556.148 | 0 | 655.0671 | -0.0011503 | 655.0671 | -0.00049285 | 655.4201 | -0.00023351 | 655.0671 | -0.00041176
| 655.2991 | 0.00043828 |  |  | 556.2642 | 0.0012658 | 655.2991 | 0.00037364 | 655.2991 | 0.00060852 | 655.6517 | 0.0011172 | 655.2991 | 0.00053037
| 655.5311 | 0.00010344 |  |  | 556.3803 | 0 | 655.5311 | -0.00038476 | 655.5311 | -0.00033684 | 655.8834 | -7.2461e-05 | 655.5311 | -0.0004805
| 655.7631 | 0.00050957 |  |  | 556.4965 | 0.0019594 | 655.7631 | 0.00041173 | 655.7631 | 0.00057846 | 656.1151 | 0.00069135 | 655.7631 | 0.00054114
| 655.9951 | 0.00023348 |  |  | 556.6127 | 0 | 655.9951 | -0.00051023 | 655.9951 | -0.00012823 | 656.3467 | 0.00019873 | 655.9951 | -0.0003715
| 656.2272 | 0.00021453 |  |  | 556.7289 | 0.00088435 | 656.2272 | -0.00025512 | 656.2272 | 0.00029821 | 656.5784 | 0.00074273 | 656.2272 | 0.00052318
| 656.4592 | 4.8258e-05 |  |  | 556.8451 | 0 | 656.4592 | -0.00047898 | 656.4592 | -0.0003356 | 656.8102 | 0.00082121 | 656.4592 | -0.00031854
| 656.6913 | 0.000317 |  |  | 556.9613 | 0.0016993 | 656.6913 | -0.00016945 | 656.6913 | 0.00063414 | 657.0419 | 0.00016556 | 656.6913 | 0.00061333
| 656.9233 | 0.00022449 |  |  | 557.0775 | 0 | 656.9233 | -0.00088454 | 656.9233 | -9.6044e-05 | 657.2736 | 0.00086193 | 656.9233 | -0.0003701
| 657.1554 | 0.00031482 |  |  | 557.1937 | 0.0015606 | 657.1554 | 0.00022521 | 657.1554 | 0.00068118 | 657.5053 | 0.0008362 | 657.1554 | 0.00047923
| 657.3875 | -0.00013227 |  |  | 557.3099 | 0 | 657.3875 | -0.00046308 | 657.3875 | -0.00064082 | 657.7371 | 0.00021263 | 657.3875 | -0.00047839
| 657.6196 | 0.00015841 |  |  | 557.4262 | 0.0018727 | 657.6196 | 6.5853e-06 | 657.6196 | 0.00027973 | 657.9688 | 0.0010877 | 657.6196 | 0.00048305
| 657.8517 | 1.2456e-05 |  |  | 557.5424 | 0 | 657.8517 | -0.00043926 | 657.8517 | -0.00028314 | 658.2006 | 1.7491e-05 | 657.8517 | -0.00034779
| 658.0838 | 0.00017575 |  |  | 557.6586 | 0.0014392 | 658.0838 | 0.00048334 | 658.0838 | 0.0003495 | 658.4324 | 0.0011178 | 658.0838 | 0.00037583
| 658.3159 | 7.1196e-05 |  |  | 557.7749 | 0 | 658.3159 | -0.0005799 | 658.3159 | -0.00057695 | 658.6641 | 0.00072799 | 658.3159 | -0.00032544
| 658.5481 | 0.0001263 |  |  | 557.8911 | 0.0011098 | 658.5481 | -0.00026387 | 658.5481 | 0.00020593 | 658.8959 | 0.00092048 | 658.5481 | 0.00036691
| 658.7802 | 2.855e-05 |  |  | 558.0074 | 0 | 658.7802 | -0.00071923 | 658.7802 | -0.00056764 | 659.1277 | -8.6642e-05 | 658.7802 | -0.00038323
| 659.0124 | 0.00025549 |  |  | 558.1236 | 0.00095371 | 659.0124 | 0.00057066 | 659.0124 | 0.00070817 | 659.3596 | -0.00014831 | 659.0124 | 0.00051593
| 659.2446 | -2.1022e-05 |  |  | 558.2399 | 0 | 659.2446 | -0.00087346 | 659.2446 | -0.00068369 | 659.5914 | 0.00032536 | 659.2446 | -0.00052992
| 659.4767 | 0.00028955 |  |  | 558.3561 | 0.00095371 | 659.4767 | 0.00035482 | 659.4767 | 0.00059177 | 659.8232 | 0.00055577 | 659.4767 | 0.00041728
| 659.7089 | 5.2404e-05 |  |  | 558.4724 | 0 | 659.7089 | -0.00010061 | 659.7089 | -0.00022378 | 660.0551 | 0.00027388 | 659.7089 | -0.00031147
| 659.9411 | 0.0002353 |  |  | 558.5887 | 0.0015953 | 659.9411 | 0.00016333 | 659.9411 | -0.00012479 | 660.2869 | 0.00039324 | 659.9411 | 0.00045552
| 660.1733 | 0.00021288 |  |  | 558.705 | 0 | 660.1733 | -0.00033164 | 660.1733 | -0.00031643 | 660.5188 | -0.00044207 | 660.1733 | -0.00032223
| 660.4056 | 0.00013172 |  |  | 558.8213 | 0.0010231 | 660.4056 | 0.00046391 | 660.4056 | 2.0439e-05 | 660.7507 | 0.00031448 | 660.4056 | 0.0004138
| 660.6378 | 0.00021051 |  |  | 558.9376 | 0 | 660.6378 | -0.00030324 | 660.6378 | -7.165e-05 | 660.9826 | 0.0012095 | 660.6378 | -0.00030295
| 660.87 | 0.00016503 |  |  | 559.0539 | 0.00071094 | 660.87 | 0.00051477 | 660.87 | 0.00010232 | 661.2145 | 0.00017587 | 660.87 | 0.00046718
| 661.1023 | 2.3622e-06 |  |  | 559.1702 | 0 | 661.1023 | -0.00061701 | 661.1023 | -0.00054641 | 661.4464 | 0.00043517 | 661.1023 | -0.00039732
| 661.3346 | 0.00023836 |  |  | 559.2865 | 0.0014739 | 661.3346 | 7.4098e-05 | 661.3346 | 0.00053383 | 661.6783 | 0.00096943 | 661.3346 | 0.00041141
| 661.5668 | 8.6323e-05 |  |  | 559.4028 | 0 | 661.5668 | -0.00060168 | 661.5668 | -0.0005814 | 661.9103 | -0.00021765 | 661.5668 | -0.00032893
| 661.7991 | 0.00029124 |  |  | 559.5191 | 0.0012312 | 661.7991 | 9.0127e-05 | 661.7991 | 0.0007252 | 662.1422 | 0.00074806 | 661.7991 | 0.00044868
| 662.0314 | 0.00027252 |  |  | 559.6355 | 0 | 662.0314 | -0.00095409 | 662.0314 | -0.00035595 | 662.3741 | 0.00039759 | 662.0314 | -0.00038821
| 662.2637 | 0.00024682 |  |  | 559.7518 | 0.00088435 | 662.2637 | 0.00043575 | 662.2637 | 0.00051935 | 662.6061 | 0.00074704 | 662.2637 | 0.00043882
| 662.496 | 0.00024557 |  |  | 559.8682 | 0 | 662.496 | -0.00073286 | 662.496 | -0.00063668 | 662.8381 | -0.00045075 | 662.496 | -0.00035787
| 662.7284 | 6.0702e-05 |  |  | 559.9845 | 0.00019074 | 662.7284 | -0.0001715 | 662.7284 | 0.00041513 | 663.0701 | 0.001061 | 662.7284 | 0.00048271
| 662.9607 | 0.00011188 |  |  | 560.1009 | 0 | 662.9607 | -0.00063225 | 662.9607 | -0.00040241 | 663.3021 | -0.00021247 | 662.9607 | -0.00038478
| 663.193 | 0.00026932 |  |  | 560.2172 | 0.0015953 | 663.193 | 0.00051493 | 663.193 | 0.00060794 | 663.5341 | -8.3071e-05 | 663.193 | 0.00043259
| 663.4254 | -0.00010307 |  |  | 560.3336 | 0 | 663.4254 | -0.00063811 | 663.4254 | -0.00016769 | 663.7661 | 0.00027035 | 663.4254 | -0.00031422
| 663.6578 | 0.00021041 |  |  | 560.4499 | 0.00095371 | 663.6578 | -0.00012251 | 663.6578 | 0.00030417 | 663.9982 | 0.00022796 | 663.6578 | 0.000425
| 663.8901 | 0.00013111 |  |  | 560.5663 | 0 | 663.8901 | -0.00063006 | 663.8901 | -0.00041561 | 664.2302 | -7.7149e-05 | 663.8901 | -0.00029541
| 664.1225 | 0.00026129 |  |  | 560.6827 | 0.0017167 | 664.1225 | -0.0001243 | 664.1225 | 0.00060997 | 664.4622 | 0.00041764 | 664.1225 | 0.00053765
| 664.3549 | 0.0001826 |  |  | 560.7991 | 0 | 664.3549 | -0.00024639 | 664.3549 | -0.00012502 | 664.6943 | 0.00011585 | 664.3549 | -0.00035988
| 664.5873 | 0.00018641 |  |  | 560.9155 | 0.00088435 | 664.5873 | 0.00032407 | 664.5873 | 0.00016739 | 664.9264 | 0.0010955 | 664.5873 | 0.00035185
| 664.8197 | 0.00024877 |  |  | 561.0319 | 0 | 664.8197 | -0.000369 | 664.8197 | -0.00018835 | 665.1584 | 0.00036814 | 664.8197 | -0.00026941
| 665.0522 | 0.00027292 |  |  | 561.1483 | 0.0012312 | 665.0522 | 0.00026702 | 665.0522 | 0.00066394 | 665.3906 | 0.00071451 | 665.0522 | 0.0005103
| 665.2846 | 7.6277e-06 |  |  | 561.2647 | 0 | 665.2846 | -0.00028366 | 665.2846 | -0.00044523 | 665.6226 | 0.00031376 | 665.2846 | -0.00041462
| 665.5171 | -5.9363e-05 |  |  | 561.3811 | 0.00057222 | 665.5171 | -2.1697e-05 | 665.5171 | 0.00025493 | 665.8547 | 0.00029392 | 665.5171 | 0.00039832
| 665.7495 | 0.00011753 |  |  | 561.4975 | 0 | 665.7495 | -0.00022673 | 665.7495 | -0.00062017 | 666.0869 | -0.00018597 | 665.7495 | -0.00038681
| 665.982 | 0.00025974 |  |  | 561.614 | 0.0011444 | 665.982 | 0.00044121 | 665.982 | 0.00061784 | 666.319 | 0.00061553 | 665.982 | 0.00040865
| 666.2145 | 0.00015385 |  |  | 561.7304 | 0 | 666.2145 | -0.0007787 | 666.2145 | -9.1687e-05 | 666.5511 | 0.00055618 | 666.2145 | -0.00035763
| 666.447 | 0.00028877 |  |  | 561.8468 | 0.0013699 | 666.447 | 0.00041746 | 666.447 | 0.00074008 | 666.7833 | 0.0013528 | 666.447 | 0.00041362
| 666.6795 | -2.0758e-05 |  |  | 561.9633 | 0 | 666.6795 | -0.00038714 | 666.6795 | -0.00050696 | 667.0155 | 2.1791e-05 | 666.6795 | -0.00040283
| 666.912 | 0.000126 |  |  | 562.0797 | 0.001682 | 666.912 | 0.00024109 | 666.912 | 0.00031424 | 667.2477 | 0.00038797 | 666.912 | 0.00032372
| 667.1445 | 0.00012211 |  |  | 562.1962 | 0 | 667.1445 | -0.00039488 | 667.1445 | -9.4224e-05 | 667.4799 | 6.1398e-05 | 667.1445 | -0.00032223
| 667.377 | 0.00017683 |  |  | 562.3126 | 0.0015606 | 667.377 | 0.00010658 | 667.377 | 0.00024928 | 667.712 | 0.00077877 | 667.377 | 0.00045456
| 667.6096 | 4.7547e-06 |  |  | 562.4291 | 0 | 667.6096 | -0.0009702 | 667.6096 | -0.00051066 | 667.9442 | 4.6628e-05 | 667.6096 | -0.0005066
| 667.8421 | 0.0001079 |  |  | 562.5456 | 0.0010924 | 667.8421 | 0.00047078 | 667.8421 | 0.00055415 | 668.1765 | 0.00069472 | 667.8421 | 0.00031104
| 668.0747 | 3.4099e-05 |  |  | 562.6621 | 0 | 668.0747 | -0.00041626 | 668.0747 | -0.00077627 | 668.4087 | 7.0245e-06 | 668.0747 | -0.00038617
| 668.3072 | 0.00026299 |  |  | 562.7785 | 0.0013699 | 668.3072 | -0.00011467 | 668.3072 | 0.0005843 | 668.6409 | 0.00040277 | 668.3072 | 0.00034216
| 668.5398 | 3.2617e-05 |  |  | 562.895 | 0 | 668.5398 | -0.00064924 | 668.5398 | -0.00057644 | 668.8732 | -9.6915e-05 | 668.5398 | -0.00043738
| 668.7724 | 0.00020919 |  |  | 563.0115 | 0.0013872 | 668.7724 | 0.00042201 | 668.7724 | 0.00044539 | 669.1054 | 0.00079368 | 668.7724 | 0.00033482
| 669.005 | 8.7983e-05 |  |  | 563.128 | 0 | 669.005 | -0.0006246 | 669.005 | -0.00020905 | 669.3377 | -3.2589e-05 | 669.005 | -0.00024992
| 669.2376 | 0.00032597 |  |  | 563.2445 | 0.0018207 | 669.2376 | 0.00023803 | 669.2376 | 0.00019614 | 669.57 | 0.00049679 | 669.2376 | 0.00046808
| 669.4703 | 0.0001162 |  |  | 563.361 | 0 | 669.4703 | -0.00080933 | 669.4703 | -0.0006039 | 669.8022 | 1.1946e-05 | 669.4703 | -0.00045964
| 669.7029 | 0.0002332 |  |  | 563.4776 | 0.0022542 | 669.7029 | 4.7436e-05 | 669.7029 | 0.00015592 | 670.0345 | 0.00054626 | 669.7029 | 0.00041736
| 669.9355 | 0.00012018 |  |  | 563.5941 | 0 | 669.9355 | -0.0004448 | 669.9355 | -0.00041753 | 670.2669 | 0.00014551 | 669.9355 | -0.00039355
| 670.1682 | 0.00014218 |  |  | 563.7106 | 0.0014739 | 670.1682 | 0.00015696 | 670.1682 | 0.00032248 | 670.4992 | 0.00052152 | 670.1682 | 0.00030033
| 670.4009 | 9.3597e-06 |  |  | 563.8272 | 0 | 670.4009 | -0.001065 | 670.4009 | -0.00022703 | 670.7316 | -0.00053718 | 670.4009 | -0.00039835
| 670.6335 | 0.00019813 |  |  | 563.9437 | 0.0010404 | 670.6335 | 0.00030538 | 670.6335 | 0.0003332 | 670.9639 | 0.0006502 | 670.6335 | 0.00033034
| 670.8662 | -8.3852e-05 |  |  | 564.0602 | 0 | 670.8662 | -0.0003317 | 670.8662 | -0.00037175 | 671.1962 | 0.00016533 | 670.8662 | -0.00045317
| 671.0989 | 0.00021904 |  |  | 564.1768 | 0.0013699 | 671.0989 | -1.5494e-05 | 671.0989 | 0.00029426 | 671.4286 | 0.00052149 | 671.0989 | 0.00040661
| 671.3316 | 3.4301e-05 |  |  | 564.2934 | 0 | 671.3316 | -0.00067539 | 671.3316 | -0.00043163 | 671.6609 | 0.00019993 | 671.3316 | -0.00035039
| 671.5643 | 0.00014816 |  |  | 564.4099 | 0.0012658 | 671.5643 | 0.00038695 | 671.5643 | 0.00031493 | 671.8934 | 0.00041768 | 671.5643 | 0.00036912
| 671.7971 | 0.00011424 |  |  | 564.5265 | 0 | 671.7971 | -0.00032256 | 671.7971 | -0.00054666 | 672.1257 | 1.1943e-05 | 671.7971 | -0.00040514
| 672.0298 | 0.0001686 |  |  | 564.6431 | 0.00036414 | 672.0298 | -0.00012324 | 672.0298 | 0.00051956 | 672.3582 | 0.0002742 | 672.0298 | 0.00030009
| 672.2625 | -8.4843e-05 |  |  | 564.7596 | 0 | 672.2625 | -0.00048789 | 672.2625 | -0.00067411 | 672.5906 | 3.6664e-05 | 672.2625 | -0.00040337
| 672.4953 | 0.0001014 |  |  | 564.8762 | 0.0014566 | 672.4953 | 0.00028476 | 672.4953 | 0.00051771 | 672.823 | 0.00036818 | 672.4953 | 0.00041938
| 672.7281 | 7.1438e-05 |  |  | 564.9928 | 0 | 672.7281 | -0.00051029 | 672.7281 | -0.00040342 | 673.0554 | 0.00024949 | 672.7281 | -0.00043193
| 672.9608 | 0.00016431 |  |  | 565.1094 | 0.0019248 | 672.9608 | 0.00034465 | 672.9608 | 0.00032149 | 673.2879 | 0.00052156 | 672.9608 | 0.00022413
| 673.1936 | 3.1542e-05 |  |  | 565.226 | 0 | 673.1936 | -0.00066235 | 673.1936 | -0.00040615 | 673.5203 | 9.1116e-05 | 673.1936 | -0.00036383
| 673.4264 | 0.00014348 |  |  | 565.3426 | 0.0015259 | 673.4264 | 9.5087e-05 | 673.4264 | 0.00026103 | 673.7528 | 0.00068481 | 673.4264 | 0.00034312
| 673.6592 | 9.4987e-05 |  |  | 565.4593 | 0 | 673.6592 | -0.00084322 | 673.6592 | -0.00035055 | 673.9853 | 0.00043745 | 673.6592 | -0.00036862
| 673.892 | 0.00020104 |  |  | 565.5759 | 0.001578 | 673.892 | -0.00012624 | 673.892 | 0.00027555 | 674.2178 | 0.00025437 | 673.892 | 0.00040928
| 674.1249 | 1.0223e-06 |  |  | 565.6925 | 0 | 674.1249 | -0.00078437 | 674.1249 | -0.00064518 | 674.4503 | 8.6109e-05 | 674.1249 | -0.00050519
| 674.3577 | 0.0002793 |  |  | 565.8091 | 0.0011098 | 674.3577 | 0.00042005 | 674.3577 | 0.00044767 | 674.6828 | 0.00054131 | 674.3577 | 0.00036646
| 674.5906 | 0.0001823 |  |  | 565.9258 | 0 | 674.5906 | -0.0003296 | 674.5906 | -0.00038343 | 674.9153 | 0.00033352 | 674.5906 | -0.00046444
| 674.8234 | 9.2268e-05 |  |  | 566.0424 | 0.0007803 | 674.8234 | 0.00049497 | 674.8234 | 0.00029736 | 675.1478 | 0.00044237 | 674.8234 | 0.00038564
| 675.0563 | -4.1082e-05 |  |  | 566.1591 | 0 | 675.0563 | -0.00018575 | 675.0563 | -0.00040436 | 675.3804 | -0.00034923 | 675.0563 | -0.00048505
| 675.2892 | 4.2355e-05 |  |  | 566.2757 | 0.0022369 | 675.2892 | 0.00029772 | 675.2892 | 0.00019668 | 675.6129 | 0.0004671 | 675.2892 | 0.00032754
| 675.522 | -0.00014759 |  |  | 566.3924 | 0 | 675.522 | -0.00055239 | 675.522 | -0.00042794 | 675.8455 | 0.00010593 | 675.522 | -0.00045932
| 675.7549 | 1.2742e-05 |  |  | 566.5091 | 0.0018034 | 675.7549 | 0.0004914 | 675.7549 | -0.00014988 | 676.0781 | 0.00056115 | 675.7549 | 0.00032715
| 675.9879 | -1.944e-05 |  |  | 566.6257 | 0 | 675.9879 | -0.00034117 | 675.9879 | -0.00068735 | 676.3106 | 0.00019003 | 675.9879 | -0.00048605
| 676.2208 | 0.00021275 |  |  | 566.7424 | 0.00024276 | 676.2208 | 0.00038015 | 676.2208 | 0.00039257 | 676.5432 | 0.00061061 | 676.2208 | 0.00031976
| 676.4537 | -3.1054e-06 |  |  | 566.8591 | 0 | 676.4537 | -0.00065172 | 676.4537 | -0.00040175 | 676.7758 | 0.00047209 | 676.4537 | -0.00047173
| 676.6866 | 2.3623e-05 |  |  | 566.9758 | 0.0015953 | 676.6866 | 0.00021428 | 676.6866 | -0.00020935 | 677.0084 | 0.00071455 | 676.6866 | 0.00030785
| 676.9196 | -0.0001046 |  |  | 567.0925 | 0 | 676.9196 | -0.00092411 | 676.9196 | -0.00033824 | 677.2411 | -0.00020574 | 676.9196 | -0.00046141
| 677.1525 | 0.0001331 |  |  | 567.2092 | 0.001734 | 677.1525 | 0.00024474 | 677.1525 | 0.00036374 | 677.4737 | 0.00032364 | 677.1525 | 0.00035007
| 677.3855 | 9.6125e-05 |  |  | 567.3259 | 0 | 677.3855 | -0.00070231 | 677.3855 | -0.00016533 | 677.7064 | 0.00032363 | 677.3855 | -0.00034823
| 677.6185 | 9.7294e-05 |  |  | 567.4426 | 0.0011965 | 677.6185 | 0.00013918 | 677.6185 | 0.00011002 | 677.939 | 0.00046218 | 677.6185 | 0.00038433
| 677.8515 | 7.4185e-06 |  |  | 567.5594 | 0 | 677.8515 | -0.00097435 | 677.8515 | -0.00057438 | 678.1716 | -0.00020077 | 677.8515 | -0.00046465
| 678.0845 | 0.00026708 |  |  | 567.6761 | 0.0018901 | 678.0845 | 0.00044217 | 678.0845 | 0.00035536 | 678.4043 | 0.00051165 | 678.0845 | 0.00037063
| 678.3175 | -0.00010887 |  |  | 567.7928 | 0 | 678.3175 | -0.00010642 | 678.3175 | -0.00058805 | 678.637 | 0.00066006 | 678.3175 | -0.00052393
| 678.5505 | 0.00032916 |  |  | 567.9096 | 0.0018034 | 678.5505 | 8.9639e-06 | 678.5505 | 0.00049629 | 678.8697 | 0.00082334 | 678.5505 | 0.00045201
| 678.7835 | 3.1779e-05 |  |  | 568.0263 | 0 | 678.7835 | -0.00055365 | 678.7835 | -0.00079371 | 679.1024 | -0.000181 | 678.7835 | -0.00045986
| 679.0166 | 0.00014388 |  |  | 568.1431 | 0.0013178 | 679.0166 | 0.000105 | 679.0166 | 0.00032505 | 679.3351 | 0.00038301 | 679.0166 | 0.00042528
| 679.2496 | -5.2198e-05 |  |  | 568.2598 | 0 | 679.2496 | -0.00046774 | 679.2496 | -0.0004729 | 679.5679 | 3.1722e-05 | 679.2496 | -0.00050239
| 679.4827 | 9.4888e-05 |  |  | 568.3766 | 0.0013005 | 679.4827 | 0.00035113 | 679.4827 | 0.00036145 | 679.8006 | 0.000477 | 679.4827 | 0.00033506
| 679.7158 | 9.2996e-05 |  |  | 568.4934 | 0 | 679.7158 | -0.00053487 | 679.7158 | -0.00039984 | 680.0333 | 8.6165e-05 | 679.7158 | -0.00039953
| 679.9488 | 0.00019941 |  |  | 568.6101 | 0.0018554 | 679.9488 | 0.00059726 | 679.9488 | 0.00032017 | 680.2661 | 0.0002197 | 679.9488 | 0.00033733
| 680.1819 | -4.0589e-05 |  |  | 568.7269 | 0 | 680.1819 | -0.00054354 | 680.1819 | -0.00041977 | 680.4988 | -7.2116e-05 | 680.1819 | -0.00046032
| 680.415 | 0.00014743 |  |  | 568.8437 | 0.0012832 | 680.415 | 0.00010526 | 680.415 | 0.000161 | 680.7316 | 0.00074911 | 680.415 | 0.00035334
| 680.6481 | 3.5023e-05 |  |  | 568.9605 | 0 | 680.6481 | -0.00062934 | 680.6481 | -0.00054635 | 680.9644 | 0.00011583 | 680.6481 | -0.00047648
| 680.8813 | 5.1289e-05 |  |  | 569.0773 | 0.00098839 | 680.8813 | 0.00010204 | 680.8813 | 0.00012775 | 681.1972 | 0.0005859 | 680.8813 | 0.000464
| 681.1144 | -0.00010397 |  |  | 569.1941 | 0 | 681.1144 | -0.00081496 | 681.1144 | -0.00050322 | 681.4301 | 0.00022965 | 681.1144 | -0.00047379
| 681.3475 | 0.0001824 |  |  | 569.3109 | 0.0014045 | 681.3475 | 0.00016385 | 681.3475 | 0.00023526 | 681.6628 | 0.00024944 | 681.3475 | 0.00031882
| 681.5807 | 4.42e-05 |  |  | 569.4277 | 0 | 681.5807 | -0.00048559 | 681.5807 | -0.00056479 | 681.8957 | -0.00042842 | 681.5807 | -0.00052136
| 681.8138 | 0.000143 |  |  | 569.5446 | 0.0012658 | 681.8138 | 0.00027809 | 681.8138 | 0.00037396 | 682.1285 | 0.00062051 | 681.8138 | 0.00039879
| 682.047 | 7.9711e-05 |  |  | 569.6614 | 0 | 682.047 | -0.00039308 | 682.047 | -0.00039207 | 682.3614 | 0.00017027 | 682.047 | -0.00055211
| 682.2802 | 0.00021946 |  |  | 569.7782 | 0.0012312 | 682.2802 | 0.00026939 | 682.2802 | 0.00058488 | 682.5942 | 0.00059575 | 682.2802 | 0.00046593
| 682.5134 | -7.7805e-05 |  |  | 569.8951 | 0 | 682.5134 | -0.00093513 | 682.5134 | -0.00053365 | 682.8271 | -2.8651e-06 | 682.5134 | -0.00036425
| 682.7466 | 4.4906e-05 |  |  | 570.0119 | 0.00010404 | 682.7466 | 0.00036147 | 682.7466 | 0.00042243 | 683.06 | 0.00052649 | 682.7466 | 0.0002817
| 682.9798 | -5.8877e-05 |  |  | 570.1288 | 0 | 682.9798 | -0.00062779 | 682.9798 | -0.00077039 | 683.2928 | -0.00019583 | 682.9798 | -0.00048381
| 683.213 | 2.7923e-05 |  |  | 570.2456 | 0.00097105 | 683.213 | 0.00010375 | 683.213 | 0.0002651 | 683.5258 | 0.00016532 | 683.213 | 0.00035907
| 683.4462 | -0.0002136 |  |  | 570.3625 | 0 | 683.4462 | -0.00061689 | 683.4462 | -0.0008739 | 683.7587 | -0.00025029 | 683.4462 | -0.00059381
| 683.6795 | 0.00011786 |  |  | 570.4794 | 0.0024276 | 683.6795 | 0.0003131 | 683.6795 | 0.0001484 | 683.9916 | 0.00021976 | 683.6795 | 0.00038637
| 683.9127 | -0.00011509 |  |  | 570.5962 | 0 | 683.9127 | -0.0006111 | 683.9127 | -0.00051617 | 684.2245 | -0.00016611 | 683.9127 | -0.0005229
| 684.146 | -0.00014149 |  |  | 570.7131 | 0.00076297 | 684.146 | 0.00024735 | 684.146 | 0.00023313 | 684.4575 | 5.1586e-05 | 684.146 | 0.00040116
| 684.3793 | -1.7568e-05 |  |  | 570.83 | 0 | 684.3793 | -0.00083044 | 684.3793 | -0.00044459 | 684.6904 | -0.00024536 | 684.3793 | -0.00042474
| 684.6125 | 1.8018e-05 |  |  | 570.9469 | 0.0010057 | 684.6125 | 0.00024002 | 684.6125 | 0.00031327 | 684.9234 | 1.1954e-05 | 684.6125 | 0.00039636
| 684.8458 | -0.00019799 |  |  | 571.0638 | 0 | 684.8458 | -0.00072147 | 684.8458 | -0.00068277 | 685.1564 | 0.0003385 | 684.8458 | -0.00046454
| 685.0791 | 0.0001611 |  |  | 571.1807 | 0.0011098 | 685.0791 | 0.00016016 | 685.0791 | 0.00030938 | 685.3893 | 0.000576 | 685.0791 | 0.00047686
| 685.3124 | 5.2747e-05 |  |  | 571.2976 | 0 | 685.3124 | -0.00083825 | 685.3124 | -0.00039147 | 685.6223 | -9.1966e-05 | 685.3124 | -0.00051289
| 685.5458 | 6.6106e-05 |  |  | 571.4146 | 0.001578 | 685.5458 | 0.00051875 | 685.5458 | 0.00044292 | 685.8553 | 0.00085304 | 685.5458 | 0.00040028
| 685.7791 | -4.8432e-05 |  |  | 571.5315 | 0 | 685.7791 | -0.0011717 | 685.7791 | -0.00043203 | 686.0883 | -0.00014639 | 685.7791 | -0.00051598
| 686.0124 | 0.00012464 |  |  | 571.6484 | 0.0014045 | 686.0124 | 0.0001995 | 686.0124 | 0.0005816 | 686.3214 | 0.00053146 | 686.0124 | 0.00038683
| 686.2458 | 1.2327e-05 |  |  | 571.7654 | 0 | 686.2458 | -0.0010518 | 686.2458 | -0.00057869 | 686.5544 | 0.00035828 | 686.2458 | -0.00052264
| 686.4791 | 0.00015984 |  |  | 571.8823 | 0.0018034 | 686.4791 | -5.925e-05 | 686.4791 | 0.00037899 | 686.7874 | 0.00078871 | 686.4791 | 0.0003461
| 686.7125 | -2.3762e-05 |  |  | 571.9992 | 0 | 686.7125 | -0.000549 | 686.7125 | -0.00089739 | 687.0205 | 6.1436e-05 | 686.7125 | -0.00064812
| 686.9459 | 0.0004588 |  |  | 572.1162 | 0.0007803 | 686.9459 | 0.00034932 | 686.9459 | 0.00031656 | 687.2535 | -5.7338e-05 | 686.9459 | 0.0004221
| 687.1793 | -3.771e-05 |  |  | 572.2332 | 0 | 687.1793 | -0.00032058 | 687.1793 | -0.00056452 | 687.4866 | -0.00057183 | 687.1793 | -0.00054971
| 687.4127 | 0.00014303 |  |  | 572.3501 | 0.0020808 | 687.4127 | 0.00023429 | 687.4127 | 0.00038062 | 687.7197 | 0.00070955 | 687.4127 | 0.00045047
| 687.6461 | -0.00018334 |  |  | 572.4671 | 0 | 687.6461 | -0.00053232 | 687.6461 | -0.00052953 | 687.9528 | -0.00060156 | 687.6461 | -0.00062207
| 687.8795 | 0.000126 |  |  | 572.5841 | 0.0019248 | 687.8795 | -0.00042792 | 687.8795 | 0.00029853 | 688.1859 | 0.00010102 | 687.8795 | 0.00034593
| 688.1129 | 4.0881e-05 |  |  | 572.7011 | 0 | 688.1129 | -0.00084883 | 688.1129 | -0.00054458 | 688.419 | 0.00028902 | 688.1129 | -0.00058784
| 688.3464 | 0.00016853 |  |  | 572.8181 | 0.0013872 | 688.3464 | 0.00016532 | 688.3464 | 0.00046628 | 688.6522 | 0.00098658 | 688.3464 | 0.00041762
| 688.5798 | -3.6083e-06 |  |  | 572.9351 | 0 | 688.5798 | -0.00059543 | 688.5798 | -0.00068187 | 688.8853 | -2.9254e-06 | 688.5798 | -0.00062632
| 688.8133 | 0.00013815 |  |  | 573.0521 | 0.00088435 | 688.8133 | 0.00035605 | 688.8133 | -1.7089e-05 | 689.1185 | 0.00081839 | 688.8133 | 0.00047614
| 689.0468 | -0.00020611 |  |  | 573.1691 | 0 | 689.0468 | -0.00052602 | 689.0468 | -0.00080529 | 689.3516 | -0.00027503 | 689.0468 | -0.00058096
| 689.2802 | -3.4799e-05 |  |  | 573.2861 | 0.0012312 | 689.2802 | 0.00012909 | 689.2802 | 0.00019867 | 689.5848 | 0.00050671 | 689.2802 | 0.00042035
| 689.5137 | 0.00010228 |  |  | 573.4031 | 0 | 689.5137 | -0.00063279 | 689.5137 | -0.00042856 | 689.8179 | -0.00042835 | 689.5137 | -0.00044148
| 689.7472 | -1.5703e-07 |  |  | 573.5202 | 0.00081498 | 689.7472 | -4.8609e-05 | 689.7472 | 7.7195e-06 | 690.0511 | 0.00067493 | 689.7472 | 0.00042426
| 689.9807 | -0.00010253 |  |  | 573.6372 | 0 | 689.9807 | -0.001347 | 689.9807 | -0.00071444 | 690.2843 | -0.00030965 | 689.9807 | -0.0005163
| 690.2142 | 6.2525e-06 |  |  | 573.7542 | 0.0015259 | 690.2142 | 4.1899e-06 | 690.2142 | 2.9312e-05 | 690.5175 | 0.000289 | 690.2142 | 0.00034342
| 690.4478 | -9.4725e-05 |  |  | 573.8713 | 0 | 690.4478 | -0.00091038 | 690.4478 | -0.00067729 | 690.7507 | -0.00050756 | 690.4478 | -0.00060304
| 690.6813 | 0.0001244 |  |  | 573.9883 | 0.0014219 | 690.6813 | 0.00028551 | 690.6813 | 0.00052645 | 690.9839 | 0.00081341 | 690.6813 | 0.00031304
| 690.9149 | 6.5431e-05 |  |  | 574.1054 | 0 | 690.9149 | -0.00095074 | 690.9149 | -0.00031798 | 691.2172 | -0.00063121 | 690.9149 | -0.00051677
| 691.1484 | -9.1829e-06 |  |  | 574.2225 | 0.0011618 | 691.1484 | -0.00014466 | 691.1484 | 0.00012874 | 691.4504 | -7.7099e-05 | 691.1484 | 0.00047738
| 691.382 | 1.4404e-05 |  |  | 574.3395 | 0 | 691.382 | -0.0012649 | 691.382 | -0.00069073 | 691.6837 | -0.00026021 | 691.382 | -0.00066845
| 691.6156 | 0.00021112 |  |  | 574.4566 | 0.0002601 | 691.6156 | 0.00043277 | 691.6156 | 0.00051086 | 691.917 | 0.00010099 | 691.6156 | 0.00043104
| 691.8491 | -0.00010964 |  |  | 574.5737 | 0 | 691.8491 | -0.00087851 | 691.8491 | -0.0005558 | 692.1503 | 0.00036819 | 691.8491 | -0.00057164
| 692.0827 | 0.00012841 |  |  | 574.6908 | 0.0010231 | 692.0827 | 7.164e-05 | 692.0827 | 0.0002035 | 692.3835 | 0.00011092 | 692.0827 | 0.00036948
| 692.3164 | -0.00014362 |  |  | 574.8079 | 0 | 692.3164 | -0.00079753 | 692.3164 | -0.0007311 | 692.6168 | -0.00073023 | 692.3164 | -0.00051565
| 692.55 | 4.4426e-05 |  |  | 574.925 | 0.0017513 | 692.55 | 0.00051514 | 692.55 | 0.00022819 | 692.8502 | 0.00079862 | 692.55 | 0.00046306
| 692.7836 | -3.4021e-05 |  |  | 575.0421 | 0 | 692.7836 | -0.0011822 | 692.7836 | -0.00096312 | 693.0834 | 1.1958e-05 | 692.7836 | -0.00044693
| 693.0172 | 0.00024047 |  |  | 575.1592 | 0.0019421 | 693.0172 | 0.00090312 | 693.0172 | 0.00034206 | 693.3168 | 2.0522e-06 | 693.0172 | 0.00047177
| 693.2509 | -0.0001154 |  |  | 575.2764 | 0 | 693.2509 | -0.00092452 | 693.2509 | -0.00069482 | 693.5501 | -0.00073019 | 693.2509 | -0.00058957
| 693.4845 | -0.00014337 |  |  | 575.3935 | 0.00098839 | 693.4845 | 0.00037678 | 693.4845 | 7.1947e-05 | 693.7835 | 0.00016041 | 693.4845 | 0.00041121
| 693.7182 | -3.248e-05 |  |  | 575.5106 | 0 | 693.7182 | -0.00079403 | 693.7182 | -0.000582 | 694.0168 | 4.6634e-05 | 693.7182 | -0.00049928
| 693.9519 | 0.00019818 |  |  | 575.6278 | 0.00083233 | 693.9519 | 0.00028876 | 693.9519 | 0.00047706 | 694.2502 | 0.00059571 | 693.9519 | 0.00040925
| 694.1856 | -0.00018629 |  |  | 575.7449 | 0 | 694.1856 | -0.00074541 | 694.1856 | -0.0011126 | 694.4836 | -0.00027501 | 694.1856 | -0.00070035
| 694.4193 | -0.00018479 |  |  | 575.8621 | 0.0015259 | 694.4193 | 0.00018354 | 694.4193 | 0.00024223 | 694.717 | 0.00050665 | 694.4193 | 0.00041418
| 694.653 | -0.00015296 |  |  | 575.9792 | 0 | 694.653 | -0.00068267 | 694.653 | -0.00085889 | 694.9504 | -0.00044819 | 694.653 | -0.00059176
| 694.8867 | 8.9788e-05 |  |  | 576.0964 | 0.0020288 | 694.8867 | -2.4637e-05 | 694.8867 | 3.1981e-05 | 695.1838 | 0.00080851 | 694.8867 | 0.00040169
| 695.1204 | -0.00018129 |  |  | 576.2136 | 0 | 695.1204 | -0.00085847 | 695.1204 | -0.00088 | 695.4172 | 0.00027913 | 695.1204 | -0.00056396
| 695.3541 | -1.9747e-05 |  |  | 576.3307 | 0.00083233 | 695.3541 | -0.00019576 | 695.3541 | 0.00039775 | 695.6506 | 0.00087779 | 695.3541 | 0.00039083
| 695.5879 | 0.00010691 |  |  | 576.4479 | 0.00015642 | 695.5879 | -0.0010132 | 695.5879 | -0.00065076 | 695.8841 | -0.00026515 | 695.5879 | -0.00063449
| 695.8216 | -0.00010307 |  |  | 576.5651 | 0.00065893 | 695.8216 | 0.00013555 | 695.8216 | 0.00031859 | 696.1175 | 0.00039788 | 695.8216 | 0.0004581
| 696.0554 | -0.00015643 |  |  | 576.6823 | 0 | 696.0554 | -0.0011415 | 696.0554 | -0.001398 | 696.351 | -0.00013152 | 696.0554 | -0.0006691
| 696.2892 | -4.6138e-05 |  |  | 576.7995 | 0.0013699 | 696.2892 | 0.00020339 | 696.2892 | -2.6346e-05 | 696.5845 | 0.00052152 | 696.2892 | 0.00046066
| 696.523 | -0.00012411 |  |  | 576.9167 | 0 | 696.523 | -0.00054799 | 696.523 | -0.00072884 | 696.8179 | 0.00037307 | 696.523 | -0.00054748
| 696.7567 | 0.00013464 |  |  | 577.0339 | 0.0021328 | 696.7567 | -4.7224e-06 | 696.7567 | 0.00019982 | 697.0514 | 0.00019994 | 696.7567 | 0.00038237
| 696.9905 | -5.269e-06 |  |  | 577.1512 | 0 | 696.9905 | -0.00063645 | 696.9905 | -0.00081523 | 697.2849 | -0.00073015 | 696.9905 | -0.00053289
| 697.2244 | -1.0672e-05 |  |  | 577.2684 | 0.0015433 | 697.2244 | -0.00022413 | 697.2244 | 0.00039012 | 697.5184 | 0.00056601 | 697.2244 | 0.00028674
| 697.4582 | -0.00015849 |  |  | 577.3856 | 0 | 697.4582 | -0.00036346 | 697.4582 | -0.00063047 | 697.752 | -0.00040857 | 697.4582 | -0.00068965
| 697.692 | 0.00015741 |  |  | 577.5029 | 0.00095371 | 697.692 | -0.00018841 | 697.692 | 1.9178e-07 | 697.9855 | 6.1488e-05 | 697.692 | 0.00047387
| 697.9259 | -0.00012547 |  |  | 577.6201 | 0 | 697.9259 | -0.0011411 | 697.9259 | -0.00086997 | 698.219 | -8.2063e-05 | 697.9259 | -0.00073178
| 698.1597 | 0.00010238 |  |  | 577.7374 | 0.0011965 | 698.1597 | 0.00048852 | 698.1597 | 0.00043908 | 698.4526 | 0.00040772 | 698.1597 | 0.00045903
| 698.3936 | 4.5009e-05 |  |  | 577.8546 | 0 | 698.3936 | 9.1422e-05 | 698.3936 | 0.00021356 | 698.6861 | 0.00046717 | 698.3936 | 0.00055396
| 698.6274 | -0.00025634 |  |  | 577.9719 | 0.0014045 | 698.6274 | -0.00098001 | 698.6274 | -0.0011791 | 698.9197 | 0.00066996 | 698.6274 | -0.0006543
| 698.8613 | 0.00013641 |  |  | 578.0892 | 0 | 698.8613 | 0.00036227 | 698.8613 | 0.00015749 | 699.1533 | 0.00064525 | 698.8613 | 0.0003768
| 699.0952 | 0.00016671 |  |  | 578.2064 | 0.0018207 | 699.0952 | -0.00046958 | 699.0952 | -0.00035812 | 699.3868 | -0.00032941 | 699.0952 | -0.00054948
| 699.3291 | 7.0311e-05 |  |  | 578.3237 | 0 | 699.3291 | 0.00018722 | 699.3291 | 0.00032549 | 699.6205 | 0.00085309 | 699.3291 | 0.00032904
| 699.563 | -0.00016086 |  |  | 578.441 | 0.0016647 | 699.563 | -0.0010032 | 699.563 | -0.00077409 | 699.8541 | -0.00012656 | 699.563 | -0.00079546
| 699.7969 | 4.8636e-05 |  |  | 578.5583 | 0 | 699.7969 | 0.00016458 | 699.7969 | 3.641e-05 | 700.0877 | 0.00059079 | 699.7969 | 0.00053994
| 700.0309 | 7.0063e-05 |  |  | 578.6756 | 0.00163 | 700.0309 | -0.00048926 | 700.0309 | -0.00060339 | 700.3213 | -0.00050257 | 700.0309 | -0.00055315
| 700.2648 | 9.7733e-05 |  |  | 578.7929 | 0 | 700.2648 | 0.00044703 | 700.2648 | 0.00045505 | 700.5549 | 4.6545e-05 | 700.2648 | 0.00038027
| 700.4988 | -0.00021902 |  |  | 578.9103 | 0.0006936 | 700.4988 | -0.001321 | 700.4988 | -0.00099125 | 700.7886 | 0.00017525 | 700.4988 | -0.00054096
| 700.7327 | 5.2082e-05 |  |  | 579.0276 | 8.6901e-05 | 700.7327 | -0.00019525 | 700.7327 | 0.00030788 | 701.0223 | -0.00017607 | 700.7327 | 0.000436
| 700.9667 | -0.00016056 |  |  | 579.1449 | 0.0014045 | 700.9667 | -0.00070646 | 700.9667 | -0.0011958 | 701.2559 | -0.00037893 | 700.9667 | -0.00055152
| 701.2007 | 8.7383e-05 |  |  | 579.2622 | 0 | 701.2007 | 0.00023796 | 701.2007 | 0.000793 | 701.4896 | 0.001323 | 701.2007 | 0.00048795
| 701.4347 | -0.00019904 |  |  | 579.3796 | 0.00097105 | 701.4347 | -0.00047697 | 701.4347 | -0.0010717 | 701.7233 | -0.00014638 | 701.4347 | -0.00074078
| 701.6686 | -9.8202e-05 |  |  | 579.4969 | 0 | 701.6686 | 0.00015531 | 701.6686 | 2.4398e-05 | 701.957 | 0.00029393 | 701.6686 | 0.00042818
| 701.9027 | -0.00020576 |  |  | 579.6143 | 0.001682 | 701.9027 | -0.00071446 | 701.9027 | -0.00094337 | 702.1907 | -8.2069e-05 | 701.9027 | -0.00068419
| 702.1367 | -6.3297e-05 |  |  | 579.7317 | 0 | 702.1367 | 0.0004508 | 702.1367 | 0.00015843 | 702.4244 | 0.00038306 | 702.1367 | 0.0004398
| 702.3707 | -6.99e-05 |  |  | 579.849 | 0.00079764 | 702.3707 | -0.0009145 | 702.3707 | -0.00084438 | 702.6581 | 1.1975e-05 | 702.3707 | -0.0005724
| 702.6047 | 0.00014122 |  |  | 579.9664 | 0 | 702.6047 | 0.00059169 | 702.6047 | 0.00029665 | 702.8919 | 0.00071449 | 702.6047 | 0.0003713
| 702.8388 | -0.0001934 |  |  | 580.0838 | 0.0015433 | 702.8388 | -0.00053011 | 702.8388 | -0.00083316 | 703.1257 | -0.00064113 | 702.8388 | -0.00070853
| 703.0728 | 7.6201e-05 |  |  | 580.2012 | 0 | 703.0728 | 0.00057527 | 703.0728 | 0.00045339 | 703.3594 | 0.00059575 | 703.0728 | 0.00043913
| 703.3069 | -0.00014937 |  |  | 580.3186 | 0.001682 | 703.3069 | -0.001736 | 703.3069 | -0.00070677 | 703.5932 | 0.00015047 | 703.3069 | -0.00061738
| 703.541 | 0.00013335 |  |  | 580.436 | 0 | 703.541 | 0.00066711 | 703.541 | 0.00021008 | 703.827 | 0.0012291 | 703.541 | 0.00051942
| 703.7751 | -6.6221e-05 |  |  | 580.5534 | 0.0018554 | 703.7751 | -0.0007159 | 703.7751 | -0.00033792 | 704.0607 | 0.00013069 | 703.7751 | -0.00069556
| 704.0092 | 8.3172e-06 |  |  | 580.6708 | 0 | 704.0092 | -0.00028952 | 704.0092 | 0.00035419 | 704.2946 | 0.00028408 | 704.0092 | 0.00052025
| 704.2433 | -0.00010944 |  |  | 580.7882 | 0.0010924 | 704.2433 | -0.001181 | 704.2433 | -0.00085994 | 704.5284 | -0.00013148 | 704.2433 | -0.00079429
| 704.4774 | -8.1528e-05 |  |  | 580.9056 | 0 | 704.4774 | 0.00015288 | 704.4774 | 6.0432e-05 | 704.7622 | 3.665e-05 | 704.4774 | 0.00038908
| 704.7115 | 4.1441e-06 |  |  | 581.0231 | 0.0015953 | 704.7115 | -0.0011022 | 704.7115 | -0.00063261 | 704.996 | 0.000383 | 704.7115 | -0.0006669
| 704.9456 | 7.5055e-05 |  |  | 581.1405 | 0 | 704.9456 | 9.6233e-05 | 704.9456 | 0.0003436 | 705.2299 | 0.00010589 | 704.9456 | 0.00043136
| 705.1798 | -0.0002529 |  |  | 581.2579 | 0.0015433 | 705.1798 | -0.0017466 | 705.1798 | -0.0010559 | 705.4637 | -0.00026017 | 705.1798 | -0.00067187
| 705.4139 | 0.00010136 |  |  | 581.3754 | 0 | 705.4139 | -0.00033618 | 705.4139 | 9.22e-05 | 705.6976 | 0.00035826 | 705.4139 | 0.00047959
| 705.6481 | -9.4995e-05 |  |  | 581.4929 | 0.00090168 | 705.6481 | -0.0012455 | 705.6481 | -0.00079638 | 705.9315 | -0.00049273 | 705.6481 | -0.00056492
| 705.8822 | -8.6362e-06 |  |  | 581.6103 | 0 | 705.8822 | 0.00016722 | 705.8822 | 0.00034385 | 706.1653 | 0.00074421 | 705.8822 | 0.00043302
| 706.1164 | -0.00023001 |  |  | 581.7278 | 0.0012138 | 706.1164 | -0.0010034 | 706.1164 | -0.00083412 | 706.3992 | 2.1834e-05 | 706.1164 | -0.00068344
| 706.3506 | 2.49e-05 |  |  | 581.8453 | 0 | 706.3506 | 0.00062752 | 706.3506 | 0.00020122 | 706.6331 | 0.000477 | 706.3506 | 0.00027171
| 706.5848 | -4.1409e-05 |  |  | 581.9627 | 0.00055488 | 706.5848 | -0.00083393 | 706.5848 | -0.00069269 | 706.867 | -0.00024033 | 706.5848 | -0.00072117
| 706.819 | 0.00016634 |  |  | 582.0802 | 0 | 706.819 | 0.00047995 | 706.819 | 0.00032855 | 707.101 | -8.7049e-05 | 706.819 | 0.0003349
| 707.0532 | -6.5756e-05 |  |  | 582.1977 | 0.0020808 | 707.0532 | -0.0012636 | 707.0532 | -0.0011137 | 707.3348 | 0.00021979 | 707.0532 | -0.00071019
| 707.2875 | -4.0175e-05 |  |  | 582.3152 | 0 | 707.2875 | 0.00043593 | 707.2875 | 0.00023548 | 707.5688 | 0.00022473 | 707.2875 | 0.00035716
| 707.5217 | -0.00014131 |  |  | 582.4327 | 0.00086701 | 707.5217 | -0.00043694 | 707.5217 | -0.00057829 | 707.8027 | 0.000858 | 707.5217 | -0.00064852
| 707.756 | -5.7859e-05 |  |  | 582.5503 | 0 | 707.756 | 0.00013329 | 707.756 | -5.0433e-05 | 708.0367 | 0.00025436 | 707.756 | 0.00040939
| 707.9902 | -0.00031783 |  |  | 582.6678 | 0.00062425 | 707.9902 | -0.0011658 | 707.9902 | -0.00083705 | 708.2707 | -5.238e-05 | 707.9902 | -0.00082362
| 708.2245 | 0.00013712 |  |  | 582.7853 | 0 | 708.2245 | -0.00025692 | 708.2245 | 0.00065363 | 708.5046 | 0.00071946 | 708.2245 | 0.00034185
| 708.4588 | 1.7982e-05 |  |  | 582.9029 | 0.001682 | 708.4588 | -0.0013848 | 708.4588 | -0.00049869 | 708.7386 | -0.00015135 | 708.4588 | -0.00068242
| 708.693 | 0.00026792 |  |  | 583.0204 | 0 | 708.693 | 0.00012143 | 708.693 | 0.00082337 | 708.9727 | 0.00072439 | 708.693 | 0.00058118
| 708.9273 | -0.00027261 |  |  | 583.1379 | 0.0019941 | 708.9273 | -0.0011939 | 708.9273 | -0.00041969 | 709.2067 | -0.00038881 | 708.9273 | -0.00080476
| 709.1616 | -0.0001184 |  |  | 583.2555 | 0 | 709.1616 | -0.00011247 | 709.1616 | 0.00019036 | 709.4407 | 2.1855e-05 | 709.1616 | 0.00032284
| 709.396 | -0.00016569 |  |  | 583.3731 | 0.00064159 | 709.396 | -0.0011849 | 709.396 | -0.00075657 | 709.6747 | -0.00049766 | 709.396 | -0.00072337
| 709.6303 | 3.6673e-05 |  |  | 583.4906 | 0 | 709.6303 | -8.5826e-05 | 709.6303 | 0.00023731 | 709.9088 | 0.00015543 | 709.6303 | 0.00043397
| 709.8646 | -5.6791e-05 |  |  | 583.6082 | 0.0010924 | 709.8646 | -0.00039341 | 709.8646 | -0.00065403 | 710.1428 | -0.00064114 | 709.8646 | -0.00065742
| 710.099 | -1.6117e-05 |  |  | 583.7258 | 0 | 710.099 | 0.00065272 | 710.099 | 0.00040103 | 710.3768 | 0.00057596 | 710.099 | 0.00039552
| 710.3333 | -7.0721e-06 |  |  | 583.8434 | 0.00095371 | 710.3333 | -0.00144 | 710.3333 | -0.00076296 | 710.6109 | -0.00013649 | 710.3333 | -0.00064185
| 710.5677 | 0.00022372 |  |  | 583.961 | 0 | 710.5677 | 0.00015768 | 710.5677 | 0.00025185 | 710.845 | 0.00031869 | 710.5677 | 0.00061984
| 710.802 | -0.0009479 |  |  | 584.0786 | 0.0012485 | 710.802 | -0.00083608 | 710.802 | -0.00099875 | 711.0791 | -0.00061633 | 710.802 | -0.00070352
| 711.0364 | 0.00057579 |  |  | 584.1962 | 0 | 711.0364 | 6.4877e-05 | 711.0364 | 0.0002545 | 711.3132 | 0.0004077 | 711.0364 | 0.00038717
| 711.2708 | -0.00055375 |  |  | 584.3138 | 0.00031212 | 711.2708 | -0.0010367 | 711.2708 | -0.00093614 | 711.5473 | 0.00010097 | 711.2708 | -0.00069139
| 711.5052 | -0.00033726 |  |  | 584.4314 | 0 | 711.5052 | 4.4872e-06 | 711.5052 | -0.00028006 | 711.7814 | 0.00070455 | 711.5052 | 0.0004654
| 711.7396 | 0.00031238 |  |  | 584.549 | 0.0010924 | 711.7396 | -0.00066359 | 711.7396 | -0.00078917 | 712.0155 | 2.0397e-06 | 711.7396 | -0.00063875
| 711.9741 | -0.0001592 |  |  | 584.6667 | 0 | 711.9741 | 0.00036601 | 711.9741 | 0.0001173 | 712.2496 | 0.00077387 | 711.9741 | 0.00031141
| 712.2085 | 9.6385e-05 |  |  | 584.7843 | 0.0014392 | 712.2085 | -0.00059165 | 712.2085 | -0.00070514 | 712.4838 | 0.00023461 | 712.2085 | -0.00072382
| 712.4429 | 0.00062742 |  |  | 584.902 | 0 | 712.4429 | 4.0699e-06 | 712.4429 | 4.6331e-05 | 712.718 | 0.00020986 | 712.4429 | 0.0004312
| 712.6774 | -0.00047957 |  |  | 585.0196 | 0 | 712.6774 | -0.00077499 | 712.6774 | -0.0007901 | 712.9521 | -0.00020576 | 712.6774 | -0.00070023
| 712.9118 | 0.0001648 |  |  | 585.1373 | 0 | 712.9118 | -0.00026669 | 712.9118 | 8.8387e-06 | 713.1863 | 0.0001208 | 712.9118 | 0.00050185
| 713.1463 | -0.00020616 |  |  | 585.2549 | 0.00058956 | 713.1463 | -0.0010991 | 713.1463 | -0.00048196 | 713.4205 | -0.00029975 | 713.1463 | -0.00067984
| 713.3808 | -0.0011856 |  |  | 585.3726 | 0 | 713.3808 | 0.00031921 | 713.3808 | 0.00054802 | 713.6547 | -0.00017607 | 713.3808 | 0.00047615
| 713.6153 | 0.00020133 |  |  | 585.4903 | 0.0014045 | 713.6153 | -0.0010792 | 713.6153 | -0.00024948 | 713.8889 | -0.00056197 | 713.6153 | -0.00056023
| 713.8497 | 0.00052527 |  |  | 585.608 | 0 | 713.8497 | 0.0007016 | 713.8497 | 0.00034914 | 714.1231 | 0.00037813 | 713.8497 | 0.00041646
| 714.0843 | -0.0007574 |  |  | 585.7257 | 0.0006069 | 714.0843 | -0.0012298 | 714.0843 | -0.00092824 | 714.3574 | -0.00041353 | 714.0843 | -0.00058964
| 714.3188 | 6.487e-05 |  |  | 585.8434 | 0 | 714.3188 | 0.00030924 | 714.3188 | 9.6684e-05 | 714.5916 | 0.00023956 | 714.3188 | 0.00029685
| 714.5533 | -0.0014035 |  |  | 585.9611 | 0.0012832 | 714.5533 | -0.00078973 | 714.5533 | -0.0011163 | 714.8258 | -0.00074 | 714.5533 | -0.00067129
| 714.7878 | -0.00036898 |  |  | 586.0788 | 0 | 714.7878 | 5.6429e-05 | 714.7878 | 0.00035832 | 715.0601 | 0.0004523 | 714.7878 | 0.00039402
| 715.0224 | -0.00085908 |  |  | 586.1965 | 0.001578 | 715.0224 | -0.00098918 | 715.0224 | -0.00083015 | 715.2943 | -0.00049271 | 715.0224 | -0.00066691
| 715.2569 | 0.00025562 |  |  | 586.3142 | 0 | 715.2569 | 0.0011553 | 715.2569 | 4.2402e-05 | 715.5286 | -0.0002107 | 715.2569 | 0.00030947
| 715.4915 | 0.00012718 |  |  | 586.432 | 0.0011098 | 715.4915 | -0.00079363 | 715.4915 | -0.0007174 | 715.7629 | -0.00043826 | 715.4915 | -0.00064256
| 715.726 | 0.00073701 |  |  | 586.5497 | 0 | 715.726 | 0.00053818 | 715.726 | 0.00043806 | 715.9972 | 0.00075409 | 715.726 | 0.00044786
| 715.9606 | -0.00035952 |  |  | 586.6674 | 0.001734 | 715.9606 | -0.00057216 | 715.9606 | -0.00083903 | 716.2315 | -0.00035421 | 715.9606 | -0.00044484
| 716.1952 | -0.00076082 |  |  | 586.7852 | 0 | 716.1952 | 1.7325e-05 | 716.1952 | 0.00036488 | 716.4658 | 0.00043741 | 716.1952 | 0.00048155
| 716.4298 | -0.00061889 |  |  | 586.903 | 0.00091902 | 716.4298 | -0.00067979 | 716.4298 | -0.0005797 | 716.7001 | -0.00025523 | 716.4298 | -0.00076099
| 716.6644 | -0.00063471 |  |  | 587.0207 | 0 | 716.6644 | -9.1107e-06 | 716.6644 | 0.00046164 | 716.9344 | 0.00088269 | 716.6644 | 0.00024818
| 716.899 | -4.9879e-05 |  |  | 587.1385 | 0.0015259 | 716.899 | -0.0011105 | 716.899 | -0.00071407 | 717.1688 | 0.00011585 | 716.899 | -0.00058301
| 717.1337 | -0.0011234 |  |  | 587.2563 | 0 | 717.1337 | 0.00047611 | 717.1337 | 3.2982e-05 | 717.4031 | 0.00040777 | 717.1337 | 0.00045329
| 717.3683 | -0.00041126 |  |  | 587.3741 | 0.00038148 | 717.3683 | -0.00028781 | 717.3683 | -0.00054665 | 717.6375 | 0.0002148 | 717.3683 | -0.0006758
| 717.603 | 8.3982e-05 |  |  | 587.4919 | 0 | 717.603 | -0.00020448 | 717.603 | 0.0003204 | 717.8719 | 0.0013626 | 717.603 | 0.00035206
| 717.8376 | 1.6946e-05 |  |  | 587.6097 | 0.00036414 | 717.8376 | -0.00094749 | 717.8376 | -0.00093951 | 718.1063 | -0.00019583 | 717.8376 | -0.00070145
| 718.0723 | 0.00057701 |  |  | 587.7275 | 0 | 718.0723 | 0.00010255 | 718.0723 | 0.00039138 | 718.3407 | 0.00034839 | 718.0723 | 0.00043153
| 718.3069 | -0.00088351 |  |  | 587.8453 | 0.00090168 | 718.3069 | -0.00058384 | 718.3069 | -0.0012286 | 718.5751 | 2.0496e-06 | 718.3069 | -0.00067592
| 718.5416 | 7.7067e-05 |  |  | 587.9631 | 0 | 718.5416 | 3.0242e-05 | 718.5416 | 0.00023488 | 718.8095 | 0.00024944 | 718.5416 | 0.00037062
| 718.7763 | -0.00019836 |  |  | 588.0809 | 0.0011965 | 718.7763 | -0.00098431 | 718.7763 | -0.00069937 | 719.0439 | -0.00016618 | 718.7763 | -0.00072709
| 719.011 | 0.00050832 |  |  | 588.1987 | 0 | 719.011 | 0.00026435 | 719.011 | 0.00028805 | 719.2783 | 0.00040773 | 719.011 | 0.00050136
| 719.2457 | -0.00012108 |  |  | 588.3166 | 0.0011444 | 719.2457 | -0.00097498 | 719.2457 | -0.00096679 | 719.5128 | -0.00042836 | 719.2457 | -0.00059525
| 719.4805 | 0.00040876 |  |  | 588.4344 | 0 | 719.4805 | 8.4539e-05 | 719.4805 | 8.564e-05 | 719.7473 | 3.6681e-05 | 719.4805 | 0.00038931
| 719.7152 | -0.0002129 |  |  | 588.5523 | 0.0012485 | 719.7152 | -0.00082076 | 719.7152 | -0.00062628 | 719.9817 | -0.00044818 | 719.7152 | -0.000653
| 719.9499 | 0.00021852 |  |  | 588.6701 | 0 | 719.9499 | 0.00033473 | 719.9499 | 0.0002912 | 720.2162 | 0.001046 | 719.9499 | 0.00036129
| 720.1847 | -0.0011013 |  |  | 588.788 | 0.00163 | 720.1847 | -0.0011469 | 720.1847 | -0.00077577 | 720.4506 | -8.6975e-05 | 720.1847 | -0.0005868
| 720.4194 | 0.0010617 |  |  | 588.9059 | 0 | 720.4194 | 0.0001817 | 720.4194 | 0.00068553 | 720.6851 | 3.1718e-05 | 720.4194 | 0.00042356
| 720.6542 | -0.0005178 |  |  | 589.0238 | 0.00050287 | 720.6542 | -0.00070032 | 720.6542 | -0.00079611 | 720.9196 | 0.00015047 | 720.6542 | -0.0005557
| 720.889 | 0.00032298 |  |  | 589.1416 | 0 | 720.889 | 0.00038862 | 720.889 | 0.00030538 | 721.1542 | 0.00058587 | 720.889 | 0.0004774
| 721.1238 | 0.00028131 |  |  | 589.2595 | 0.00065893 | 721.1238 | -0.0006509 | 721.1238 | -0.00057376 | 721.3887 | -0.00036898 | 721.1238 | -0.00051673
| 721.3586 | 0.00050788 |  |  | 589.3774 | 0 | 721.3586 | -0.00014069 | 721.3586 | 0.00015654 | 721.6232 | 0.00041763 | 721.3586 | 0.00056572
| 721.5934 | -7.5269e-05 |  |  | 589.4953 | 0.00067626 | 721.5934 | -0.00057965 | 721.5934 | -0.00076304 | 721.8577 | -0.00041846 | 721.5934 | -0.0005594
| 721.8282 | -0.00053253 |  |  | 589.6133 | 0 | 721.8282 | -9.6897e-05 | 721.8282 | 0.0002136 | 722.0923 | 0.00092726 | 721.8282 | 0.00028024
| 722.063 | -0.0016382 |  |  | 589.7312 | 0.0013872 | 722.063 | -0.00064824 | 722.063 | -0.00056484 | 722.3268 | -0.00021068 | 722.063 | -0.00056178
| 722.2978 | 0.00066312 |  |  | 589.8491 | 0 | 722.2978 | -0.00019517 | 722.2978 | 0.0006751 | 722.5614 | 0.00053145 | 722.2978 | 0.00043498
| 722.5327 | -0.00069633 |  |  | 589.967 | 0.0011271 | 722.5327 | -0.00059388 | 722.5327 | -0.00083121 | 722.796 | -0.00011668 | 722.5327 | -0.00065714
| 722.7675 | 7.5558e-05 |  |  | 590.085 | 0 | 722.7675 | -3.7056e-05 | 722.7675 | 0.00056707 | 723.0306 | 0.00067986 | 722.7675 | 0.00034095
| 723.0024 | -0.0010595 |  |  | 590.2029 | 0.00083233 | 723.0024 | -0.0013049 | 723.0024 | -0.00061251 | 723.2651 | -0.00010183 | 723.0024 | -0.0007015
| 723.2373 | 0.0002204 |  |  | 590.3209 | 0 | 723.2373 | -8.7945e-05 | 723.2373 | 0.00015455 | 723.4998 | 0.00042255 | 723.2373 | 0.00031165
| 723.4722 | -0.00044292 |  |  | 590.4388 | 0.0016473 | 723.4722 | -0.00088675 | 723.4722 | -0.00062948 | 723.7344 | -0.00043828 | 723.4722 | -0.00055226
| 723.707 | -0.00053687 |  |  | 590.5568 | 0 | 723.707 | 0.00040747 | 723.707 | 9.4726e-05 | 723.969 | -0.00016615 | 723.707 | 0.00028157
| 723.9419 | -0.0014419 |  |  | 590.6748 | 0.0014219 | 723.9419 | -0.00087207 | 723.9419 | -0.00079229 | 724.2037 | -0.00048285 | 723.9419 | -0.00061932
| 724.1769 | 0.00057792 |  |  | 590.7928 | 0 | 724.1769 | -0.00042796 | 724.1769 | 0.00021166 | 724.4383 | -0.0002998 | 724.1769 | 0.00033004
| 724.4118 | -0.0005952 |  |  | 590.9108 | 0.00097105 | 724.4118 | -0.0010079 | 724.4118 | -0.00083715 | 724.673 | 0.00024447 | 724.4118 | -0.00058524
| 724.6467 | 0.00043641 |  |  | 591.0287 | 0 | 724.6467 | 0.00038731 | 724.6467 | 0.00026242 | 724.9076 | 0.0004226 | 724.6467 | 0.00034002
| 724.8816 | -0.00053679 |  |  | 591.1467 | 0.00091902 | 724.8816 | -0.00065772 | 724.8816 | -0.00081584 | 725.1423 | -0.00073511 | 724.8816 | -0.00057545
| 725.1166 | -0.00034741 |  |  | 591.2648 | 0 | 725.1166 | 0.00019272 | 725.1166 | 0.00015613 | 725.377 | 0.00030386 | 725.1166 | 0.00046208
| 725.3515 | -0.00040848 |  |  | 591.3828 | 0.0020808 | 725.3515 | -0.00076015 | 725.3515 | -0.00096993 | 725.6117 | 6.6385e-05 | 725.3515 | -0.00059895
| 725.5865 | -0.00048978 |  |  | 591.5008 | 0 | 725.5865 | 0.00010484 | 725.5865 | 2.4184e-05 | 725.8464 | 0.0002247 | 725.5865 | 0.00038914
| 725.8215 | -0.0010086 |  |  | 591.6188 | 0.0018207 | 725.8215 | -0.00071686 | 725.8215 | -0.00077736 | 726.0811 | -0.00018595 | 725.8215 | -0.00047596
| 726.0564 | 0.00083883 |  |  | 591.7369 | 0 | 726.0564 | 0.00032392 | 726.0564 | 0.00024283 | 726.3158 | -2.2736e-05 | 726.0564 | 0.00033441
| 726.2914 | -0.00049935 |  |  | 591.8549 | 0.0003468 | 726.2914 | -0.0013045 | 726.2914 | -0.00053484 | 726.5505 | -0.0003542 | 726.2914 | -0.00047554
| 726.5264 | -1.1624e-05 |  |  | 591.9729 | 0 | 726.5264 | 0.00024137 | 726.5264 | 0.00023753 | 726.7853 | 0.00019497 | 726.5264 | 0.00047191
| 726.7615 | -0.00021065 |  |  | 592.091 | 0.0010924 | 726.7615 | -0.00022897 | 726.7615 | -0.00072976 | 727.02 | -0.00035919 | 726.7615 | -0.00063621
| 726.9965 | 5.6675e-05 |  |  | 592.2091 | 0 | 726.9965 | 0.00028182 | 726.9965 | 0.00025513 | 727.2548 | 0.00039289 | 726.9965 | 0.00037173
| 727.2315 | -0.00078495 |  |  | 592.3271 | 0.00058956 | 727.2315 | -0.0007016 | 727.2315 | -0.00074967 | 727.4896 | -0.00013157 | 727.2315 | -0.00062404
| 727.4665 | 0.00022445 |  |  | 592.4452 | 0 | 727.4665 | -0.00023672 | 727.4665 | 0.00015229 | 727.7244 | 0.00036321 | 727.4665 | 0.00030602
| 727.7016 | -0.00033641 |  |  | 592.5633 | 0.0017687 | 727.7016 | -0.00076987 | 727.7016 | -0.00042684 | 727.9592 | -0.00025522 | 727.7016 | -0.00065126
| 727.9366 | -8.4535e-05 |  |  | 592.6814 | 0 | 727.9366 | 0.00032472 | 727.9366 | 0.00020399 | 728.194 | 0.00052156 | 727.9366 | 0.00034332
| 728.1717 | -0.00010781 |  |  | 592.7995 | 0.0012485 | 728.1717 | -0.00058406 | 728.1717 | -0.00077723 | 728.4288 | -0.00049764 | 728.1717 | -0.00066728
| 728.4068 | -0.00011329 |  |  | 592.9176 | 0 | 728.4068 | 0.00049679 | 728.4068 | 0.00026855 | 728.6636 | 0.00010594 | 728.4068 | 0.00041058
| 728.6419 | -0.00066392 |  |  | 593.0357 | 0.0003468 | 728.6419 | -0.00073178 | 728.6419 | -0.00070443 | 728.8984 | -0.00082416 | 728.6419 | -0.00064506
| 728.877 | -0.00019414 |  |  | 593.1538 | 0 | 728.877 | 0.00016333 | 728.877 | 0.00054226 | 729.1332 | 0.00022465 | 728.877 | 0.00031992
| 729.1121 | -0.00021684 |  |  | 593.2719 | 0.0013005 | 729.1121 | -0.0011058 | 729.1121 | -0.00078595 | 729.3681 | -0.00016118 | 729.1121 | -0.00066801
| 729.3472 | 0.0011745 |  |  | 593.3901 | 0 | 729.3472 | 0.0004999 | 729.3472 | 0.00051909 | 729.603 | 0.00033846 | 729.3472 | 0.0003193
| 729.5823 | -0.00023691 |  |  | 593.5082 | 0.0015606 | 729.5823 | -0.00073053 | 729.5823 | -0.00062581 | 729.8378 | -0.00016119 | 729.5823 | -0.00057356
| 729.8174 | 0.00056316 |  |  | 593.6264 | 0 | 729.8174 | -0.00018699 | 729.8174 | 0.00015332 | 730.0727 | 0.00031865 | 729.8174 | 0.00037423
| 730.0526 | -0.00093176 |  |  | 593.7445 | 0.0010577 | 730.0526 | -0.0013453 | 730.0526 | -0.00083011 | 730.3076 | -0.00069061 | 730.0526 | -0.00060058
| 730.2877 | -6.2994e-05 |  |  | 593.8627 | 0 | 730.2877 | 0.00042461 | 730.2877 | 0.00019336 | 730.5425 | 0.00045726 | 730.2877 | 0.00036035
| 730.5229 | -0.00024896 |  |  | 593.9808 | 0.0012312 | 730.5229 | -0.00044009 | 730.5229 | -0.00081998 | 730.7774 | -0.000562 | 730.5229 | -0.00063039
| 730.758 | 0.00026802 |  |  | 594.099 | 0 | 730.758 | 0.00030762 | 730.758 | 2.2166e-05 | 731.0123 | 7.1286e-05 | 730.758 | 0.00039034
| 730.9932 | -0.001546 |  |  | 594.2172 | 0.00031212 | 730.9932 | -0.00052202 | 730.9932 | -0.00079011 | 731.2473 | -0.00034427 | 730.9932 | -0.00055393
| 731.2284 | 0.00022411 |  |  | 594.3354 | 0 | 731.2284 | 0.00013857 | 731.2284 | 0.00031439 | 731.4822 | 0.00081839 | 731.2284 | 0.00027875
| 731.4636 | -0.00061525 |  |  | 594.4536 | 0.0015606 | 731.4636 | -0.0004237 | 731.4636 | -0.00076511 | 731.7171 | -0.00045301 | 731.4636 | -0.00056104
| 731.6988 | -7.6257e-05 |  |  | 594.5718 | 0 | 731.6988 | 0.00036711 | 731.6988 | 0.00023065 | 731.9521 | 0.0010212 | 731.6988 | 0.0003234
| 731.934 | -0.00056935 |  |  | 594.69 | 0.0012832 | 731.934 | -0.00088647 | 731.934 | -0.00094543 | 732.187 | -0.00052734 | 731.934 | -0.0006384
| 732.1692 | 0.00078891 |  |  | 594.8082 | 0 | 732.1692 | 0.00057616 | 732.1692 | 0.00065592 | 732.422 | -2.9229e-06 | 732.1692 | 0.00048471
| 732.4045 | -0.0013901 |  |  | 594.9264 | 0.0011618 | 732.4045 | -0.00097594 | 732.4045 | -0.00089851 | 732.657 | -0.00075986 | 732.4045 | -0.00065301
| 732.6397 | -0.00027667 |  |  | 595.0446 | 0 | 732.6397 | -7.6821e-05 | 732.6397 | 8.445e-05 | 732.892 | 0.00035831 | 732.6397 | 0.00040154
| 732.8749 | -0.00047631 |  |  | 595.1629 | 0.00093636 | 732.8749 | -0.0010799 | 732.8749 | -0.00070909 | 733.127 | -0.00076479 | 732.8749 | -0.00064821
| 733.1102 | -0.000662 |  |  | 595.2811 | 0 | 733.1102 | 0.00011417 | 733.1102 | 2.246e-05 | 733.362 | -5.7361e-05 | 733.1102 | 0.0002959
| 733.3455 | 5.06e-06 |  |  | 595.3994 | 0.00039883 | 733.3455 | -0.0008623 | 733.3455 | -0.00030967 | 733.597 | 0.00031373 | 733.3455 | -0.00051441
| 733.5808 | -0.00046447 |  |  | 595.5176 | 0 | 733.5808 | 0.00026762 | 733.5808 | 0.00023254 | 733.832 | 0.00032855 | 733.5808 | 0.00035159
| 733.816 | -8.4593e-06 |  |  | 595.6359 | 0.00091902 | 733.816 | -0.00059409 | 733.816 | -0.00052781 | 734.0671 | 6.6387e-05 | 733.816 | -0.00066012
| 734.0513 | 0.00026189 |  |  | 595.7541 | 0 | 734.0513 | 7.1678e-05 | 734.0513 | -0.00011345 | 734.3021 | 0.00045716 | 734.0513 | 0.00034355
| 734.2866 | 1.5041e-05 |  |  | 595.8724 | 0.00091902 | 734.2866 | -0.00092464 | 734.2866 | -0.00052968 | 734.5372 | -0.00029976 | 734.2866 | -0.00062814
| 734.5219 | 5.4509e-05 |  |  | 595.9907 | 0 | 734.5219 | 0.00035753 | 734.5219 | 0.00018522 | 734.7723 | 0.00052152 | 734.5219 | 0.00040795
| 734.7573 | -0.00082933 |  |  | 596.109 | 0.0016473 | 734.7573 | -0.00054353 | 734.7573 | -0.00083128 | 735.0073 | -0.00030963 | 734.7573 | -0.00056648
| 734.9926 | 0.00022215 |  |  | 596.2273 | 0 | 734.9926 | -0.0001966 | 734.9926 | 0.00014183 | 735.2424 | 0.00024942 | 734.9926 | 0.00036239
| 735.2279 | -0.001014 |  |  | 596.3456 | 0.00091902 | 735.2279 | 9.2617e-06 | 735.2279 | -0.00088291 | 735.4775 | -0.00092315 | 735.2279 | -0.00064363
| 735.4633 | -0.00035492 |  |  | 596.4639 | 0 | 735.4633 | -0.00020765 | 735.4633 | 5.711e-05 | 735.7126 | 0.00040769 | 735.4633 | 0.00029091
| 735.6987 | 0.00020365 |  |  | 596.5822 | 0.00083233 | 735.6987 | -0.00076175 | 735.6987 | -0.00033144 | 735.9478 | -0.00020081 | 735.6987 | -0.00057993
| 735.934 | 0.0001719 |  |  | 596.7006 | 0 | 735.934 | -7.5628e-05 | 735.934 | 0.00041128 | 736.1829 | 0.00046219 | 735.934 | 0.00042856
| 736.1694 | -0.00070614 |  |  | 596.8189 | 0.00088435 | 736.1694 | -0.0012311 | 736.1694 | -0.00086252 | 736.418 | -0.00013646 | 736.1694 | -0.00043858
| 736.4048 | 0.00024269 |  |  | 596.9372 | 0 | 736.4048 | 0.00023171 | 736.4048 | 0.00024482 | 736.6531 | 0.0004869 | 736.4048 | 0.00037214
| 736.6402 | -0.00093018 |  |  | 597.0556 | 0.00065893 | 736.6402 | -0.00084701 | 736.6402 | -0.00080713 | 736.8883 | -0.00054715 | 736.6402 | -0.00062215
| 736.8756 | -0.00077834 |  |  | 597.1739 | 0 | 736.8756 | 2.0605e-05 | 736.8756 | -0.00012333 | 737.1235 | 0.000665 | 736.8756 | 0.00030721
| 737.111 | -0.00018154 |  |  | 597.2923 | 0.0010404 | 737.111 | -0.0010401 | 737.111 | -0.00042783 | 737.3586 | -0.00020076 | 737.111 | -0.00051301
| 737.3464 | -0.00064355 |  |  | 597.4107 | 0 | 737.3464 | 9.3499e-05 | 737.3464 | 4.6579e-06 | 737.5938 | 0.00023956 | 737.3464 | 0.00028654
| 737.5818 | -0.00086355 |  |  | 597.529 | 0.00076297 | 737.5818 | -0.00094343 | 737.5818 | -0.00077963 | 737.829 | -0.00026018 | 737.5818 | -0.00059361
| 737.8173 | -0.00032853 |  |  | 597.6474 | 0 | 737.8173 | -0.00013853 | 737.8173 | -1.5593e-05 | 738.0642 | 0.0004028 | 737.8173 | 0.00026557
| 738.0527 | -0.00021424 |  |  | 597.7658 | 0.0010751 | 738.0527 | -0.0010302 | 738.0527 | -0.00041919 | 738.2994 | -0.00014138 | 738.0527 | -0.00060373
| 738.2882 | 0.00012167 |  |  | 597.8842 | 0 | 738.2882 | 7.171e-05 | 738.2882 | 0.00019904 | 738.5347 | -0.00029972 | 738.2882 | 0.00047359
| 738.5237 | -0.00095451 |  |  | 598.0026 | 0.00090168 | 738.5237 | -0.00063832 | 738.5237 | -0.0008185 | 738.7699 | -0.00046303 | 738.5237 | -0.00060662
| 738.7591 | 0.0013189 |  |  | 598.121 | 0 | 738.7591 | 0.00026986 | 738.7591 | 0.00042577 | 739.0051 | 0.00040777 | 738.7591 | 0.00028746
| 738.9946 | -0.00089751 |  |  | 598.2394 | 0.00081498 | 738.9946 | -0.00098787 | 738.9946 | -0.00061271 | 739.2404 | -0.00093304 | 738.9946 | -0.0005896
| 739.2301 | 0.00018647 |  |  | 598.3579 | 0 | 739.2301 | 3.8663e-05 | 739.2301 | 0.0003935 | 739.4756 | -0.00012163 | 739.2301 | 0.0003736
| 739.4656 | -0.00025624 |  |  | 598.4763 | 0.00074563 | 739.4656 | -0.0006349 | 739.4656 | -0.00072087 | 739.7109 | 0.00022968 | 739.4656 | -0.00060657
| 739.7011 | -6.7492e-05 |  |  | 598.5947 | 0 | 739.7011 | 5.3618e-05 | 739.7011 | 0.00040326 | 739.9462 | 0.00010099 | 739.7011 | 0.00040892
| 739.9367 | -0.0006837 |  |  | 598.7132 | 0.00074563 | 739.9367 | -0.000268 | 739.9367 | -0.0005706 | 740.1815 | -0.00015622 | 739.9367 | -0.0006301
| 740.1722 | 0.0001168 |  |  | 598.8316 | 0 | 740.1722 | -0.00038332 | 740.1722 | 8.1997e-05 | 740.4168 | 0.00025433 | 740.1722 | 0.00036525
| 740.4077 | -0.00017461 |  |  | 598.9501 | 0.0014913 | 740.4077 | -0.00036937 | 740.4077 | -0.00044127 | 740.6521 | -0.00010186 | 740.4077 | -0.0005534
| 740.6433 | 0.00015105 |  |  | 599.0686 | 0 | 740.6433 | 0.00024521 | 740.6433 | 0.00013423 | 740.8874 | 0.00053144 | 740.6433 | 0.00038945
| 740.8788 | -0.0011992 |  |  | 599.187 | 0.0014045 | 740.8788 | -0.00073247 | 740.8788 | -0.00094069 | 741.1227 | -0.00046798 | 740.8788 | -0.00064037
| 741.1144 | -9.8225e-05 |  |  | 599.3055 | 0 | 741.1144 | 0.00032433 | 741.1144 | 0.00011589 | 741.3581 | -0.00037894 | 741.1144 | 0.00036003
| 741.35 | -0.0010585 |  |  | 599.424 | 0.00097105 | 741.35 | -0.001059 | 741.35 | -0.0007284 | 741.5934 | -0.00038881 | 741.35 | -0.00062214
| 741.5856 | 0.00025232 |  |  | 599.5425 | 0 | 741.5856 | 0.00049022 | 741.5856 | 0.00052578 | 741.8288 | 0.00047207 | 741.5856 | 0.00020054
| 741.8212 | -0.00067976 |  |  | 599.661 | 0.001682 | 741.8212 | -0.00067121 | 741.8212 | -0.00073514 | 742.0641 | -0.00044816 | 741.8212 | -0.00061013
| 742.0568 | -0.00029631 |  |  | 599.7795 | 0 | 742.0568 | 0.00020948 | 742.0568 | 0.00027934 | 742.2995 | 0.00030384 | 742.0568 | 0.00032249
| 742.2924 | -0.00049097 |  |  | 599.898 | 0.00053755 | 742.2924 | -0.00065033 | 742.2924 | -0.00081925 | 742.5349 | -0.00047787 | 742.2924 | -0.00056979
| 742.528 | 0.00025911 |  |  | 600.0166 | 0 | 742.528 | -0.00011285 | 742.528 | 0.00019403 | 742.7703 | 0.00025435 | 742.528 | 0.00029051
| 742.7636 | -0.00030676 |  |  | 600.1351 | 0.0015953 | 742.7636 | -0.0013005 | 742.7636 | -0.00042884 | 743.0057 | -5.7287e-05 | 742.7636 | -0.00056804
| 742.9993 | 1.3662e-05 |  |  | 600.2536 | 0 | 742.9993 | -0.00013625 | 742.9993 | 6.4845e-05 | 743.2411 | -2.2675e-05 | 742.9993 | 0.00019575
| 743.2349 | -0.00037956 |  |  | 600.3722 | 0.0014739 | 743.2349 | -0.00054558 | 743.2349 | -0.0007651 | 743.4765 | -0.00046798 | 743.2349 | -0.0005077
| 743.4706 | 0.00045805 |  |  | 600.4907 | 0 | 743.4706 | 0.0001117 | 743.4706 | 0.00011481 | 743.712 | 0.000289 | 743.4706 | 0.0002765
| 743.7062 | -0.00085939 |  |  | 600.6093 | 0.0011618 | 743.7062 | -0.0009659 | 743.7062 | -0.00071767 | 743.9474 | -0.00067584 | 743.7062 | -0.0006464
| 743.9419 | 0.00042704 |  |  | 600.7278 | 0 | 743.9419 | 7.7315e-05 | 743.9419 | 6.2785e-05 | 744.1829 | -0.0005125 | 743.9419 | 0.00030561
| 744.1776 | -0.00086672 |  |  | 600.8464 | 0.0013872 | 744.1776 | -0.00087442 | 744.1776 | -0.00089679 | 744.4183 | 0.00014058 | 744.1776 | -0.00072086
| 744.4133 | -0.00017724 |  |  | 600.965 | 0 | 744.4133 | 0.00015375 | 744.4133 | -2.6683e-05 | 744.6537 | 0.00028406 | 744.4133 | 0.00027141
| 744.649 | -0.00044438 |  |  | 601.0836 | 0.0010404 | 744.649 | -0.00098607 | 744.649 | -0.00053848 | 744.8892 | 6.1467e-05 | 744.649 | -0.00054763
| 744.8847 | -6.6796e-05 |  |  | 601.2022 | 0 | 744.8847 | 2.1882e-05 | 744.8847 | -3.7952e-05 | 745.1248 | 0.00013561 | 744.8847 | 0.00038925
| 745.1204 | -0.0008781 |  |  | 601.3208 | 0.00088435 | 745.1204 | -0.0011822 | 745.1204 | -0.00071128 | 745.3602 | -0.00012654 | 745.1204 | -0.000571
| 745.3561 | 0.00059739 |  |  | 601.4394 | 0 | 745.3561 | -5.301e-05 | 745.3561 | 0.0004162 | 745.5957 | 0.00028903 | 745.3561 | 0.00035857
| 745.5919 | 0.00018913 |  |  | 601.558 | 0.0016126 | 745.5919 | -0.00067248 | 745.5919 | -0.00065472 | 745.8312 | 4.1642e-05 | 745.5919 | -0.00053983
| 745.8276 | 4.9859e-05 |  |  | 601.6766 | 0 | 745.8276 | 0.00044707 | 745.8276 | -8.1513e-05 | 746.0668 | 0.00089754 | 745.8276 | 0.00042458
| 746.0634 | -0.00098816 |  |  | 601.7953 | 0.0013352 | 746.0634 | -0.00080148 | 746.0634 | -0.0010911 | 746.3023 | -0.00071043 | 746.0634 | -0.00062356
| 746.2992 | 0.0004066 |  |  | 601.9139 | 0 | 746.2992 | 0.00040157 | 746.2992 | 0.00053005 | 746.5378 | 0.00085298 | 746.2992 | 0.00020061
| 746.5349 | -0.00072323 |  |  | 602.0326 | 0.00027745 | 746.5349 | -0.0007873 | 746.5349 | -0.00049762 | 746.7734 | -0.00026511 | 746.5349 | -0.000633
| 746.7707 | 0.00033658 |  |  | 602.1512 | 0 | 746.7707 | 2.5122e-05 | 746.7707 | 0.00025129 | 747.009 | 0.0003533 | 746.7707 | 0.00046308
| 747.0065 | -2.2276e-05 |  |  | 602.2699 | 0.0015606 | 747.0065 | -0.00074161 | 747.0065 | -0.00064921 | 747.2445 | -0.00028988 | 747.0065 | -0.00053166
| 747.2423 | -0.00029493 |  |  | 602.3885 | 0 | 747.2423 | 0.0003359 | 747.2423 | 0.00036582 | 747.4801 | 0.00045724 | 747.2423 | 0.00035605
| 747.4781 | -0.00019677 |  |  | 602.5072 | 0.00081498 | 747.4781 | -0.00054523 | 747.4781 | -0.00023709 | 747.7157 | -0.00060157 | 747.4781 | -0.0005005
| 747.7139 | -0.0003353 |  |  | 602.6259 | 0 | 747.7139 | -0.00017873 | 747.7139 | 0.00017442 | 747.9513 | 0.00040281 | 747.7139 | 0.00029522
| 747.9498 | -7.2412e-07 |  |  | 602.7446 | 0.0010577 | 747.9498 | -0.00097066 | 747.9498 | -0.00080792 | 748.1869 | -0.00037397 | 747.9498 | -0.0005504
| 748.1856 | 0.0008658 |  |  | 602.8633 | 0 | 748.1856 | 0.00064785 | 748.1856 | 0.00012869 | 748.4225 | 3.1733e-05 | 748.1856 | 0.00034959
| 748.4214 | -0.001186 |  |  | 602.982 | 0.001682 | 748.4214 | -0.0008492 | 748.4214 | -0.00084884 | 748.6581 | -0.00092312 | 748.4214 | -0.00063863
| 748.6573 | 0.0002328 |  |  | 603.1007 | 0 | 748.6573 | 0.00031551 | 748.6573 | 0.00017536 | 748.8938 | 0.0010163 | 748.6573 | 0.00036116
| 748.8931 | 0.00023477 |  |  | 603.2194 | 0.0013005 | 748.8931 | -0.00062571 | 748.8931 | -0.00064824 | 749.1295 | -0.00040863 | 748.8931 | -0.00048436
| 749.129 | -0.00020896 |  |  | 603.3381 | 0 | 749.129 | 0.00038081 | 749.129 | -0.00013544 | 749.3651 | 0.00073924 | 749.129 | 0.00033913
| 749.3649 | -0.00051712 |  |  | 603.4569 | 0.0014913 | 749.3649 | -0.00043762 | 749.3649 | -0.00088152 | 749.6008 | -0.00037394 | 749.3649 | -0.00053443
| 749.6008 | -8.4027e-05 |  |  | 603.5756 | 0 | 749.6008 | -0.00041685 | 749.6008 | 0.00022121 | 749.8364 | 0.00020983 | 749.6008 | 0.00029136
| 749.8367 | -0.0015473 |  |  | 603.6944 | 0.0012485 | 749.8367 | -0.00070556 | 749.8367 | -0.00085047 | 750.0721 | -0.00019586 | 749.8367 | -0.00067626
| 750.0726 | 0.00062527 |  |  | 603.8131 | 0 | 750.0726 | 0.00036973 | 750.0726 | 0.00049511 | 750.3078 | 0.00010596 | 750.0726 | 0.00044255
| 750.3085 | -0.0012608 |  |  | 603.9319 | 0.0012832 | 750.3085 | -0.00099451 | 750.3085 | -0.00089574 | 750.5435 | -0.00052236 | 750.3085 | -0.0007226
| 750.5444 | -0.0008114 |  |  | 604.0506 | 0 | 750.5444 | 3.4977e-05 | 750.5444 | 0.00023736 | 750.7792 | -7.8706e-06 | 750.5444 | 0.00033519
| 750.7804 | -0.00073309 |  |  | 604.1694 | 0.0006069 | 750.7804 | -0.00052719 | 750.7804 | -0.00035675 | 751.015 | -0.00028985 | 750.7804 | -0.00060396
| 751.0163 | 0.00011706 |  |  | 604.2882 | 0 | 751.0163 | -3.1618e-05 | 751.0163 | 0.00034442 | 751.2507 | 0.00035828 | 751.0163 | 0.00034915
| 751.2523 | -0.00010421 |  |  | 604.407 | 0.0016993 | 751.2523 | -0.00083229 | 751.2523 | -0.00045577 | 751.4865 | -0.00046296 | 751.2523 | -0.00060131
| 751.4882 | 0.00058274 |  |  | 604.5258 | 0 | 751.4882 | -0.00015919 | 751.4882 | 0.00048472 | 751.7222 | 0.00020988 | 751.4882 | 0.00028609
| 751.7242 | 3.2185e-05 |  |  | 604.6446 | 0.0004335 | 751.7242 | -0.00090005 | 751.7242 | -0.00074937 | 751.9579 | 1.1925e-05 | 751.7242 | -0.00058398
| 751.9602 | -0.00025477 |  |  | 604.7634 | 0 | 751.9602 | 0.00012466 | 751.9602 | 0.00021068 | 752.1937 | 0.0003929 | 751.9602 | 0.0004613
| 752.1961 | -0.00013954 |  |  | 604.8822 | 0.00097105 | 752.1961 | -0.0011242 | 752.1961 | -0.00097742 | 752.4295 | -0.0006164 | 752.1961 | -0.00064503
| 752.4321 | -0.00065568 |  |  | 605.0011 | 0 | 752.4321 | 0.0005533 | 752.4321 | 9.5942e-05 | 752.6653 | 0.00028403 | 752.4321 | 0.00044602
| 752.6681 | -0.00082346 |  |  | 605.1199 | 0.0012485 | 752.6681 | -0.0012264 | 752.6681 | -0.00086762 | 752.9011 | -0.00052237 | 752.6681 | -0.0006347
| 752.9042 | 0.00088564 |  |  | 605.2387 | 0 | 752.9042 | 0.00030786 | 752.9042 | 0.0005921 | 753.1368 | 0.00058585 | 752.9042 | 0.00027432
| 753.1402 | -0.00092345 |  |  | 605.3576 | 0.00083233 | 753.1402 | -0.0010786 | 753.1402 | -0.0007468 | 753.3727 | 7.6303e-05 | 753.1402 | -0.00068624
| 753.3762 | 0.00060498 |  |  | 605.4764 | 0 | 753.3762 | 2.5641e-05 | 753.3762 | 6.3591e-05 | 753.6085 | 0.00027414 | 753.3762 | 0.00039265
| 753.6122 | -0.0006619 |  |  | 605.5953 | 0.0014913 | 753.6122 | -0.0013971 | 753.6122 | -0.00093986 | 753.8444 | 0.0007145 | 753.6122 | -0.00063879
| 753.8483 | 0.00074144 |  |  | 605.7142 | 0 | 753.8483 | 0.00033729 | 753.8483 | 0.00038122 | 754.0802 | 0.00020984 | 753.8483 | 0.00031619
| 754.0844 | -0.0012213 |  |  | 605.8331 | 0.001682 | 754.0844 | -0.00060964 | 754.0844 | -0.00084986 | 754.316 | -0.00029972 | 754.0844 | -0.00069385
| 754.3204 | -0.0002367 |  |  | 605.952 | 0 | 754.3204 | 0.00036339 | 754.3204 | 5.4227e-05 | 754.5519 | 0.00019999 | 754.3204 | 0.00038834
| 754.5565 | 4.5092e-05 |  |  | 606.0708 | 0.00055488 | 754.5565 | -0.0005773 | 754.5565 | -0.00064013 | 754.7878 | -0.00026018 | 754.5565 | -0.00060489
| 754.7926 | -0.00090091 |  |  | 606.1897 | 0 | 754.7926 | -0.0001853 | 754.7926 | 8.6703e-05 | 755.0236 | -0.00054215 | 754.7926 | 0.00043876
| 755.0287 | -0.00025272 |  |  | 606.3087 | 0.00090168 | 755.0287 | -0.00095395 | 755.0287 | -0.00046537 | 755.2595 | -7.2125e-05 | 755.0287 | -0.00057213
| 755.2648 | -0.00043452 |  |  | 606.4276 | 0 | 755.2648 | 0.00019057 | 755.2648 | 0.00010978 | 755.4954 | -3.753e-05 | 755.2648 | 0.00023778
| 755.5009 | -0.00046926 |  |  | 606.5465 | 0 | 755.5009 | -0.00070201 | 755.5009 | -0.00057088 | 755.7313 | -2.8825e-06 | 755.5009 | -0.00057589
| 755.737 | -0.00022316 |  |  | 606.6654 | 0 | 755.737 | 0.00019881 | 755.737 | 0.00014235 | 755.9673 | -2.7598e-05 | 755.737 | 0.00040493
| 755.9731 | 0.00035851 |  |  | 606.7844 | 0.00076297 | 755.9731 | -0.0010677 | 755.9731 | -0.00042204 | 756.2032 | -0.00032448 | 755.9731 | -0.0005308
| 756.2093 | -0.00055859 |  |  | 606.9033 | 0 | 756.2093 | 0.00044519 | 756.2093 | 0.00019657 | 756.4391 | -0.00026509 | 756.2093 | 0.00036121
| 756.4454 | -0.0010873 |  |  | 607.0223 | 0.00072829 | 756.4454 | -0.0011017 | 756.4454 | -0.00081866 | 756.675 | -3.7541e-05 | 756.4454 | -0.00063736
| 756.6816 | 0.00022215 |  |  | 607.1412 | 0 | 756.6816 | 0.0001859 | 756.6816 | 0.00015412 | 756.911 | 1.6897e-05 | 756.6816 | 0.00028312
| 756.9177 | -0.00068704 |  |  | 607.2602 | 0.00079764 | 756.9177 | -0.00060348 | 756.9177 | -0.0008618 | 757.147 | -0.00027991 | 756.9177 | -0.00078125
| 757.1539 | -0.00096561 |  |  | 607.3792 | 0 | 757.1539 | 4.4505e-05 | 757.1539 | -0.00021791 | 757.3829 | 0.00019008 | 757.1539 | 0.0002868
| 757.3901 | -0.00051836 |  |  | 607.4981 | 0 | 757.3901 | -0.00093683 | 757.3901 | -0.00071865 | 757.619 | -0.00066086 | 757.3901 | -0.00057201
| 757.6263 | -0.00046569 |  |  | 607.6171 | 0 | 757.6263 | 0.00024722 | 757.6263 | 7.2578e-05 | 757.8549 | -0.00015627 | 757.6263 | 0.00014307
| 757.8624 | -0.00045908 |  |  | 607.7361 | 0.0013178 | 757.8624 | -0.00070342 | 757.8624 | -0.00048217 | 758.0909 | -0.0001464 | 757.8624 | -0.0005822
| 758.0987 | 0.00026144 |  |  | 607.8551 | 0 | 758.0987 | 0.00025108 | 758.0987 | 0.00069646 | 758.327 | 0.00048688 | 758.0987 | 0.00039999
| 758.3349 | -0.0011 |  |  | 607.9742 | 0 | 758.3349 | -0.00090388 | 758.3349 | -0.00095983 | 758.563 | 0.00054626 | 758.3349 | -0.00068605
| 758.5711 | -0.0010996 |  |  | 608.0932 | 0 | 758.5711 | -0.00073317 | 758.5711 | -0.00053081 | 758.799 | -0.00016122 | 758.5711 | -0.00062893
| 758.8073 | 0.00022009 |  |  | 608.2122 | 0.00076297 | 758.8073 | 0.00063969 | 758.8073 | 0.00038396 | 759.035 | 0.00068481 | 758.8073 | 0.00039585
| 759.0436 | -0.00055986 |  |  | 608.3312 | 0 | 759.0436 | -0.0010842 | 759.0436 | -0.00076319 | 759.2711 | 0.0001752 | 759.0436 | -0.00079885
| 759.2798 | 0.00065691 |  |  | 608.4503 | 0.0011791 | 759.2798 | 0.00012408 | 759.2798 | 0.00045737 | 759.5071 | 0.00015546 | 759.2798 | 0.000348
| 759.5161 | -0.00028445 |  |  | 608.5693 | 0 | 759.5161 | -0.00031298 | 759.5161 | -0.0010736 | 759.7432 | -0.00041358 | 759.5161 | -0.00062988
| 759.7523 | 0.00034142 |  |  | 608.6884 | 0 | 759.7523 | -0.00027998 | 759.7523 | -0.00013214 | 759.9792 | 0.00027908 | 759.7523 | 0.0002627
| 759.9886 | -0.00085999 |  |  | 608.8074 | 0 | 759.9886 | -0.0012161 | 759.9886 | -0.00043882 | 760.2153 | -0.0003888 | 759.9886 | -0.00056653
| 760.2249 | 0.00033972 |  |  | 608.9265 | 0.0014219 | 760.2249 | -0.00039721 | 760.2249 | 0.00018139 | 760.4515 | 0.00072442 | 760.2249 | 0.00031771
| 760.4612 | -0.00019986 |  |  | 609.0456 | 0 | 760.4612 | -0.00088058 | 760.4612 | -0.00089043 | 760.6876 | -0.00068561 | 760.4612 | -0.00055346
| 760.6975 | 0.00024105 |  |  | 609.1647 | 0.0024623 | 760.6975 | 0.00056923 | 760.6975 | 0.00058248 | 760.9236 | 0.0004325 | 760.6975 | 0.00035731
| 760.9338 | -0.00086964 |  |  | 609.2838 | 0 | 760.9338 | -0.00046707 | 760.9338 | -0.00028734 | 761.1598 | -0.00030472 | 760.9338 | -0.00074921
| 761.1701 | 0.00046125 |  |  | 609.4029 | 0.0015086 | 761.1701 | 0.00011336 | 761.1701 | 0.00032234 | 761.3959 | 0.00030883 | 761.1701 | 0.00047187
| 761.4064 | -0.00035389 |  |  | 609.522 | 0 | 761.4064 | -0.00049527 | 761.4064 | -0.00060186 | 761.6321 | -0.00042837 | 761.4064 | -0.00060905
| 761.6428 | -0.00038328 |  |  | 609.6411 | 0.0018554 | 761.6428 | 0.0004909 | 761.6428 | 0.00025613 | 761.8682 | 0.00044741 | 761.6428 | 0.00026923
| 761.8791 | -0.00062985 |  |  | 609.7602 | 0 | 761.8791 | -0.00072164 | 761.8791 | -0.00078786 | 762.1044 | 0.00031869 | 761.8791 | -0.00069743
| 762.1155 | 0.00010752 |  |  | 609.8794 | 0.00053755 | 762.1155 | 0.00037829 | 762.1155 | 0.00031856 | 762.3405 | 0.00042264 | 762.1155 | 0.00026914
| 762.3518 | -0.00032559 |  |  | 609.9985 | 0 | 762.3518 | -0.00056751 | 762.3518 | -0.00067393 | 762.5767 | -0.00019585 | 762.3518 | -0.0006706
| 762.5882 | -0.00038072 |  |  | 610.1176 | 0.001786 | 762.5882 | 0.00057153 | 762.5882 | -0.00037129 | 762.8129 | 0.00022468 | 762.5882 | 0.00034139
| 762.8246 | -8.8976e-05 |  |  | 610.2368 | 0 | 762.8246 | -0.0011793 | 762.8246 | -0.00081353 | 763.0491 | -0.00027506 | 762.8246 | -0.00060535
| 763.061 | 0.00020468 |  |  | 610.356 | 0.00052021 | 763.061 | 0.00032826 | 763.061 | 0.00052615 | 763.2853 | 0.00046219 | 763.061 | 0.0003841
| 763.2974 | -0.00053419 |  |  | 610.4751 | 0 | 763.2974 | -0.0014697 | 763.2974 | -0.00064345 | 763.5215 | -9.2011e-05 | 763.2974 | -0.00075402
| 763.5338 | -5.4626e-06 |  |  | 610.5943 | 0.0010057 | 763.5338 | 0.00024733 | 763.5338 | 0.00036952 | 763.7577 | 0.00066997 | 763.5338 | 0.00035677
| 763.7702 | 0.00012595 |  |  | 610.7135 | 0 | 763.7702 | -0.0014071 | 763.7702 | -0.00083049 | 763.994 | 0.00039288 | 763.7702 | -0.00069134
| 764.0066 | 0.00017568 |  |  | 610.8327 | 0.0014566 | 764.0066 | 3.4684e-05 | 764.0066 | 0.00064164 | 764.2302 | 0.0002791 | 764.0066 | 0.0004009
| 764.243 | -0.0010666 |  |  | 610.9519 | 0 | 764.243 | -0.0011996 | 764.243 | -0.00058423 | 764.4664 | -0.00029976 | 764.243 | -0.00060053
| 764.4795 | 7.46e-06 |  |  | 611.0711 | 0.0017513 | 764.4795 | 2.2023e-05 | 764.4795 | -1.7046e-06 | 764.7027 | 0.0014368 | 764.4795 | 0.00050515
| 764.7159 | -0.00035983 |  |  | 611.1903 | 0 | 764.7159 | -0.00097867 | 764.7159 | -0.00095048 | 764.939 | 0.00021478 | 764.7159 | -0.00073228
| 764.9524 | 0.00019135 |  |  | 611.3095 | 0.0014739 | 764.9524 | 0.00053543 | 764.9524 | 0.0004234 | 765.1752 | 0.00052651 | 764.9524 | 0.00041833
| 765.1888 | -0.0011325 |  |  | 611.4288 | 0 | 765.1888 | -0.0011918 | 765.1888 | -0.00057225 | 765.4115 | 0.00011092 | 765.1888 | -0.00069681
| 765.4253 | -0.00029288 |  |  | 611.548 | 0.0012832 | 765.4253 | 5.7508e-05 | 765.4253 | -0.00011258 | 765.6478 | -4.2507e-05 | 765.4253 | 0.0002486
| 765.6618 | -0.0017702 |  |  | 611.6672 | 0 | 765.6618 | -0.00057884 | 765.6618 | -0.001109 | 765.8842 | -0.00048775 | 765.6618 | -0.00074031
| 765.8983 | -0.00018326 |  |  | 611.7865 | 0.0020982 | 765.8983 | 0.00023169 | 765.8983 | 0.00065483 | 766.1204 | -0.0002107 | 765.8983 | 0.00035748
| 766.1348 | -0.00031493 |  |  | 611.9058 | 0 | 766.1348 | -0.0010933 | 766.1348 | -0.00043752 | 766.3568 | -0.00021564 | 766.1348 | -0.00069913
| 766.3713 | -0.00036806 |  |  | 612.025 | 0.0013872 | 766.3713 | 0.0002531 | 766.3713 | 0.00021691 | 766.5931 | 0.00075902 | 766.3713 | 0.00022808
| 766.6078 | -0.00039682 |  |  | 612.1443 | 0 | 766.6078 | -0.00072914 | 766.6078 | -0.00055463 | 766.8294 | -0.00022058 | 766.6078 | -0.000728
| 766.8443 | -0.00018566 |  |  | 612.2636 | 0.00076297 | 766.8443 | -0.0001549 | 766.8443 | 0.00013931 | 767.0658 | 0.00058094 | 766.8443 | 0.00044218
| 767.0809 | -0.00050451 |  |  | 612.3829 | 0 | 767.0809 | -0.001132 | 767.0809 | -0.0009679 | 767.3021 | -0.00047291 | 767.0809 | -0.00063855
| 767.3174 | 0.00010617 |  |  | 612.5022 | 0.0011098 | 767.3174 | 0.00011918 | 767.3174 | 0.00011127 | 767.5385 | 0.00012577 | 767.3174 | 0.00031026
| 767.554 | -0.0001873 |  |  | 612.6215 | 0 | 767.554 | -0.00047879 | 767.554 | -0.00090462 | 767.7749 | -0.00032942 | 767.554 | -0.00071259
| 767.7905 | -0.00015859 |  |  | 612.7408 | 0.0010057 | 767.7905 | 0.00048609 | 767.7905 | 0.00014571 | 768.0113 | 0.00057103 | 767.7905 | 0.00047768
| 768.0271 | -0.0011215 |  |  | 612.8601 | 0 | 768.0271 | -0.0015988 | 768.0271 | -0.00089285 | 768.2477 | 8.1175e-05 | 768.0271 | -0.0007843
| 768.2637 | 0.00061665 |  |  | 612.9794 | 0.0015086 | 768.2637 | 0.00041526 | 768.2637 | 0.00048791 | 768.4841 | 0.00012573 | 768.2637 | 0.00045857
| 768.5003 | -0.00088112 |  |  | 613.0988 | 0 | 768.5003 | -0.0011406 | 768.5003 | -0.00079408 | 768.7205 | -0.00027007 | 768.5003 | -0.00078898
| 768.7369 | 0.00039754 |  |  | 613.2181 | 0.0014566 | 768.7369 | -0.00042104 | 768.7369 | 0.00089626 | 768.9569 | 0.00031378 | 768.7369 | 0.00063255
| 768.9735 | -0.00088375 |  |  | 613.3375 | 0 | 768.9735 | -0.0004212 | 768.9735 | -0.0010667 | 769.1934 | -0.00080935 | 768.9735 | -0.00086723
| 769.2101 | 0.0008132 |  |  | 613.4568 | 0.0011618 | 769.2101 | 0.00076863 | 769.2101 | 0.00059105 | 769.4298 | 0.0002049 | 769.2101 | 0.000437
| 769.4467 | -0.00014509 |  |  | 613.5762 | 0 | 769.4467 | -0.00046952 | 769.4467 | -0.00047277 | 769.6663 | 4.6564e-05 | 769.4467 | -0.00077912
| 769.6833 | -4.7279e-05 |  |  | 613.6956 | 0.0018381 | 769.6833 | 0.0002614 | 769.6833 | -1.7041e-05 | 769.9027 | 0.0001109 | 769.6833 | 0.00049605
| 769.9199 | -0.00062736 |  |  | 613.815 | 0 | 769.9199 | -0.00044205 | 769.9199 | -0.00048321 | 770.1392 | 0.00013562 | 769.9199 | -0.00078103
| 770.1566 | 7.495e-05 |  |  | 613.9343 | 0.0023583 | 770.1566 | -5.3671e-05 | 770.1566 | 0.00055358 | 770.3757 | 0.00039287 | 770.1566 | 0.00044516
| 770.3932 | -0.00049297 |  |  | 614.0537 | 0 | 770.3932 | -0.0019698 | 770.3932 | -0.0006205 | 770.6121 | -0.00019089 | 770.3932 | -0.00081061
| 770.6299 | -0.00012088 |  |  | 614.1731 | 0.0013525 | 770.6299 | -6.1205e-05 | 770.6299 | -8.2045e-06 | 770.8486 | 1.6876e-05 | 770.6299 | 0.00037409
| 770.8666 | -0.0015612 |  |  | 614.2926 | 0 | 770.8666 | -0.00112 | 770.8666 | -0.0012013 | 771.0851 | -0.00025026 | 770.8666 | -0.00079418
| 771.1033 | -0.00042793 |  |  | 614.412 | 0.00053755 | 771.1033 | 8.0084e-05 | 771.1033 | -9.0883e-05 | 771.3217 | -0.00021564 | 771.1033 | 0.00036291
| 771.3399 | 0.00060768 |  |  | 614.5314 | 0 | 771.3399 | -0.00077028 | 771.3399 | -0.00035693 | 771.5582 | -0.00025519 | 771.3399 | -0.00075709
| 771.5766 | -0.00026823 |  |  | 614.6508 | 0.00064159 | 771.5766 | 0.00012073 | 771.5766 | 0.00032511 | 771.7947 | 0.00039786 | 771.5766 | 0.00025526
| 771.8133 | -8.7704e-05 |  |  | 614.7703 | 0 | 771.8133 | -0.00082334 | 771.8133 | -0.00096406 | 772.0312 | 6.1428e-05 | 771.8133 | -0.00062959
| 772.0501 | -0.0012716 |  |  | 614.8897 | 0.0014739 | 772.0501 | 0.00021983 | 772.0501 | 0.00023801 | 772.2678 | 0.0004325 | 772.0501 | 0.00037628
| 772.2868 | -0.0001004 |  |  | 615.0092 | 0 | 772.2868 | -0.00096568 | 772.2868 | -0.00027207 | 772.5043 | -0.00052237 | 772.2868 | -0.00084884
| 772.5235 | -0.00016037 |  |  | 615.1287 | 0.00062425 | 772.5235 | -5.9872e-05 | 772.5235 | 0.00037182 | 772.7409 | 0.00014559 | 772.5235 | 0.00029851
| 772.7602 | -0.00075842 |  |  | 615.2481 | 0 | 772.7602 | -0.0015018 | 772.7602 | -0.0010045 | 772.9775 | 0.00024941 | 772.7602 | -0.00070248
| 772.997 | 0.00069081 |  |  | 615.3676 | 0.0014913 | 772.997 | -0.00020169 | 772.997 | 0.00046831 | 773.2141 | 0.00067493 | 772.997 | 0.00057014
| 773.2338 | -0.00025028 |  |  | 615.4871 | 0 | 773.2338 | -0.00096729 | 773.2338 | -0.00080613 | 773.4507 | -0.00058173 | 773.2338 | -0.0007632
| 773.4705 | 0.00067414 |  |  | 615.6066 | 0.0016473 | 773.4705 | -0.0001158 | 773.4705 | 0.00037408 | 773.6873 | 5.6485e-05 | 773.4705 | 0.00045554
| 773.7073 | -0.0015804 |  |  | 615.7261 | 0 | 773.7073 | -0.00080698 | 773.7073 | -0.0013641 | 773.9239 | -0.00030965 | 773.7073 | -0.00074791
| 773.9441 | 0.00047636 |  |  | 615.8456 | 0.00079764 | 773.9441 | -0.00032054 | 773.9441 | 4.1919e-05 | 774.1605 | 0.00028407 | 773.9441 | 0.00045852
| 774.1809 | -0.0008034 |  |  | 615.9651 | 0 | 774.1809 | -0.0019704 | 774.1809 | -0.0012746 | 774.3972 | -0.00028982 | 774.1809 | -0.00076355
| 774.4177 | -0.00069411 |  |  | 616.0847 | 0.0018034 | 774.4177 | 0.00068184 | 774.4177 | 7.9408e-05 | 774.6338 | -1.2864e-05 | 774.4177 | 0.00046569
| 774.6545 | -0.0002094 |  |  | 616.2042 | 0 | 774.6545 | -0.00076591 | 774.6545 | -0.00083109 | 774.8704 | -0.00059162 | 774.6545 | -0.0005899
| 774.8913 | 0.00049365 |  |  | 616.3237 | 0.0010057 | 774.8913 | 0.00049286 | 774.8913 | 0.00074506 | 775.1071 | 0.00064521 | 774.8913 | 0.00061134
| 775.1281 | -0.00091385 |  |  | 616.4433 | 0 | 775.1281 | -0.0011668 | 775.1281 | -0.00096968 | 775.3438 | -0.00039372 | 775.1281 | -0.0008781
| 775.3649 | 0.00047869 |  |  | 616.5629 | 0.0013005 | 775.3649 | 0.00016401 | 775.3649 | 0.00096602 | 775.5804 | 0.00029395 | 775.3649 | 0.00044989
| 775.6018 | -0.00083593 |  |  | 616.6824 | 0 | 775.6018 | -0.0012954 | 775.6018 | -0.0013506 | 775.8171 | 0.00016527 | 775.6018 | -0.00072036
| 775.8386 | -0.00094513 |  |  | 616.802 | 0.00088435 | 775.8386 | -0.00024978 | 775.8386 | 0.00035081 | 776.0538 | 0.0001901 | 775.8386 | 0.00040296
| 776.0755 | -0.00088976 |  |  | 616.9216 | 0 | 776.0755 | -0.00084825 | 776.0755 | -0.001191 | 776.2905 | -0.00017113 | 776.0755 | -0.00076554
| 776.3123 | 2.5614e-05 |  |  | 617.0412 | 0.0018901 | 776.3123 | 0.00011505 | 776.3123 | 0.00035068 | 776.5272 | -0.00027011 | 776.3123 | 0.00054268
| 776.5492 | -0.0013974 |  |  | 617.1608 | 0 | 776.5492 | -0.001247 | 776.5492 | -0.0012457 | 776.764 | -0.00014638 | 776.5492 | -0.00086876
| 776.7861 | -9.2887e-05 |  |  | 617.2804 | 0.0014913 | 776.7861 | 0.00034533 | 776.7861 | 0.00015788 | 777.0007 | 0.00043252 | 776.7861 | 0.00040228
| 777.023 | -8.2665e-05 |  |  | 617.4 | 0 | 777.023 | -0.00092539 | 777.023 | -0.00053538 | 777.2374 | -0.00024534 | 777.023 | -0.0008347
| 777.2599 | 0.00012445 |  |  | 617.5196 | 0.0011271 | 777.2599 | 0.00071265 | 777.2599 | 0.00046036 | 777.4742 | 0.00035339 | 777.2599 | 0.00039348
| 777.4968 | -0.00082171 |  |  | 617.6392 | 0 | 777.4968 | -0.00098189 | 777.4968 | -0.0012968 | 777.7109 | -0.00010681 | 777.4968 | -0.0007813
| 777.7337 | 0.00025849 |  |  | 617.7589 | 0.00084967 | 777.7337 | -0.00024881 | 777.7337 | 0.00062644 | 777.9477 | -0.00024038 | 777.7337 | 0.00043384
| 777.9706 | -0.00054362 |  |  | 617.8785 | 0 | 777.9706 | -0.00052847 | 777.9706 | -0.00068957 | 778.1845 | -8.6975e-05 | 777.9706 | -0.00077442
| 778.2076 | 0.00079388 |  |  | 617.9982 | 0.00084967 | 778.2076 | 0.00033819 | 778.2076 | 0.00082184 | 778.4213 | 0.0007343 | 778.2076 | 0.00055811
| 778.4445 | -0.00078895 |  |  | 618.1178 | 0 | 778.4445 | -0.00057682 | 778.4445 | -0.0010144 | 778.6581 | -0.00038385 | 778.4445 | -0.00082191
| 778.6815 | -0.00024955 |  |  | 618.2375 | 0.00091902 | 778.6815 | 0.00016035 | 778.6815 | 0.00016445 | 778.8948 | 0.00066506 | 778.6815 | 0.00057184
| 778.9184 | -0.0013294 |  |  | 618.3572 | 0 | 778.9184 | -0.00076481 | 778.9184 | -0.00091864 | 779.1317 | -0.00043826 | 778.9184 | -0.00079391
| 779.1554 | 0.00020812 |  |  | 618.4769 | 0.0011965 | 779.1554 | 0.00020613 | 779.1554 | 0.00068552 | 779.3685 | 0.00044238 | 779.1554 | 0.00055174
| 779.3923 | -0.0004809 |  |  | 618.5966 | 0 | 779.3923 | -0.0011842 | 779.3923 | -0.0009511 | 779.6053 | -0.00037887 | 779.3923 | -0.00083711
| 779.6293 | -0.00039502 |  |  | 618.7162 | 0.00076297 | 779.6293 | 0.00047548 | 779.6293 | 0.0002854 | 779.8422 | 0.00047696 | 779.6293 | 0.00041235
| 779.8663 | -0.00093346 |  |  | 618.836 | 0 | 779.8663 | -0.00099517 | 779.8663 | -0.00090795 | 780.079 | -0.00050753 | 779.8663 | -0.0008875
| 780.1033 | 0.0013327 |  |  | 618.9557 | 0.00095371 | 780.1033 | 0.00035939 | 780.1033 | 0.00075642 | 780.3159 | -0.00020081 | 780.1033 | 0.00069433
| 780.3403 | -0.00045008 |  |  | 619.0754 | 0 | 780.3403 | -0.0005233 | 780.3403 | -0.00099678 | 780.5527 | -0.00024535 | 780.3403 | -0.0008918
| 780.5773 | -0.0011014 |  |  | 619.1951 | 0.0013699 | 780.5773 | -0.00012105 | 780.5773 | 0.00083539 | 780.7896 | 0.00037315 | 780.5773 | 0.00051605
| 780.8144 | -0.00078012 |  |  | 619.3149 | 0 | 780.8144 | -0.00083956 | 780.8144 | -0.0010796 | 781.0265 | -0.00033927 | 780.8144 | -0.0010468
| 781.0514 | -0.00092021 |  |  | 619.4346 | 0.0012312 | 781.0514 | 0.00017698 | 781.0514 | 0.00082272 | 781.2634 | 5.647e-05 | 781.0514 | 0.00052951
| 781.2884 | 0.00025914 |  |  | 619.5544 | 0 | 781.2884 | -0.00092348 | 781.2884 | -0.0010476 | 781.5003 | -0.00067081 | 781.2884 | -0.00075136
| 781.5255 | 0.00061003 |  |  | 619.6741 | 0.0011618 | 781.5255 | 0.00050873 | 781.5255 | -0.00014352 | 781.7372 | 0.00040782 | 781.5255 | 0.00061864
| 781.7625 | -0.00091783 |  |  | 619.7939 | 0 | 781.7625 | -0.00081614 | 781.7625 | -0.0011021 | 781.9741 | -0.00065099 | 781.7625 | -0.00089602
| 781.9996 | -0.00033929 |  |  | 619.9137 | 0.0013699 | 781.9996 | 0.00038794 | 781.9996 | 0.00056546 | 782.2111 | 0.00051658 | 781.9996 | 0.00052711
| 782.2367 | -0.00059488 |  |  | 620.0335 | 0 | 782.2367 | -0.00055833 | 782.2367 | -0.0011195 | 782.448 | -0.00074994 | 782.2367 | -0.00095577
| 782.4738 | 0.00022416 |  |  | 620.1533 | 0.0014566 | 782.4738 | 0.00037308 | 782.4738 | 0.00043702 | 782.6849 | 0.00037312 | 782.4738 | 0.00040438
| 782.7109 | -0.00056699 |  |  | 620.2731 | 0 | 782.7109 | -0.0009213 | 782.7109 | -0.00060355 | 782.9219 | 0.00049681 | 782.7109 | -0.00085799
| 782.948 | 0.00029218 |  |  | 620.3929 | 0.0011271 | 782.948 | 6.9054e-05 | 782.948 | 0.00013329 | 783.1589 | 0.00026922 | 782.948 | 0.00056402
| 783.1851 | -3.6391e-05 |  |  | 620.5127 | 0 | 783.1851 | -0.001503 | 783.1851 | -0.00089435 | 783.3958 | 0.00050671 | 783.1851 | -0.001022
| 783.4222 | 0.00013502 |  |  | 620.6325 | 0.0010577 | 783.4222 | 0.00027205 | 783.4222 | 0.00023006 | 783.6328 | -0.00030471 | 783.4222 | 0.0003628
| 783.6593 | -0.00014284 |  |  | 620.7523 | 0 | 783.6593 | -0.0012676 | 783.6593 | -0.0012042 | 783.8698 | -0.00045809 | 783.6593 | -0.00093424
| 783.8964 | -0.00014884 |  |  | 620.8722 | 1.7342e-05 | 783.8964 | 2.7707e-05 | 783.8964 | 0.00061348 | 784.1068 | 0.00031868 | 783.8964 | 0.00054156
| 784.1336 | -0.0014857 |  |  | 620.992 | 0 | 784.1336 | -0.00097045 | 784.1336 | -0.0015556 | 784.3438 | -0.00042346 | 784.1336 | -0.00091739
| 784.3707 | -0.00021232 |  |  | 621.1119 | 0.001682 | 784.3707 | -0.000148 | 784.3707 | 0.00048556 | 784.5808 | 0.00080357 | 784.3707 | 0.00042304
| 784.6079 | -0.00036206 |  |  | 621.2318 | 0 | 784.6079 | -0.0012137 | 784.6079 | -0.00089905 | 784.8179 | -0.00010186 | 784.6079 | -0.00091675
| 784.845 | 0.00018681 |  |  | 621.3516 | 0.00031212 | 784.845 | 4.3434e-06 | 784.845 | 0.00073716 | 785.0549 | 0.00083816 | 784.845 | 0.00040091
| 785.0822 | -0.00096899 |  |  | 621.4715 | 0 | 785.0822 | -0.001533 | 785.0822 | -0.0014487 | 785.2919 | 9.5993e-05 | 785.0822 | -0.00078945
| 785.3194 | 9.2178e-05 |  |  | 621.5914 | 0.0012312 | 785.3194 | 0.00048577 | 785.3194 | -3.6194e-05 | 785.529 | -0.00011171 | 785.3194 | 0.00047696
| 785.5566 | 9.431e-06 |  |  | 621.7113 | 0 | 785.5566 | -0.00053216 | 785.5566 | -0.00063175 | 785.7661 | -0.00056689 | 785.5566 | -0.00085481
| 785.7938 | 0.00029189 |  |  | 621.8312 | 0.0018034 | 785.7938 | 0.00028667 | 785.7938 | 2.0858e-05 | 786.0031 | 0.00046218 | 785.7938 | 0.00053762
| 786.031 | -0.00072626 |  |  | 621.9511 | 0 | 786.031 | -0.0017196 | 786.031 | -0.00097065 | 786.2402 | -0.00025527 | 786.031 | -0.00095995
| 786.2682 | 0.00052667 |  |  | 622.071 | 0.00038148 | 786.2682 | 0.000636 | 786.2682 | 0.00034131 | 786.4773 | 0.00044238 | 786.2682 | 0.00044812
| 786.5054 | -0.0018132 |  |  | 622.191 | 0 | 786.5054 | -0.00080241 | 786.5054 | -0.00096444 | 786.7144 | -0.00065598 | 786.5054 | -0.00096185
| 786.7427 | 0.00026362 |  |  | 622.3109 | 0.0015953 | 786.7427 | -0.00025815 | 786.7427 | 0.00054522 | 786.9515 | -0.00021071 | 786.7427 | 0.00032003
| 786.9799 | -0.00071395 |  |  | 622.4308 | 0 | 786.9799 | -0.00099418 | 786.9799 | -0.00071641 | 787.1886 | -0.00029485 | 786.9799 | -0.00098517
| 787.2172 | 0.00013831 |  |  | 622.5508 | 0.00093636 | 787.2172 | 0.00034083 | 787.2172 | 0.00045879 | 787.4257 | 0.00069965 | 787.2172 | 0.00067117
| 787.4544 | -0.00082344 |  |  | 622.6707 | 0 | 787.4544 | -0.0019143 | 787.4544 | -0.0012994 | 787.6628 | -0.00040359 | 787.4544 | -0.001062
| 787.6917 | 0.00012645 |  |  | 622.7907 | 0.0007803 | 787.6917 | 0.00032541 | 787.6917 | 0.00055424 | 787.9 | 0.00039782 | 787.6917 | 0.00058556
| 787.9289 | -0.00087234 |  |  | 622.9107 | 0 | 787.9289 | -0.0005613 | 787.9289 | -0.001129 | 788.1371 | -0.00017602 | 787.9289 | -0.00088392
| 788.1662 | 0.00088576 |  |  | 623.0307 | 0.00084967 | 788.1662 | 0.00093624 | 788.1662 | 0.00060959 | 788.3743 | -3.7532e-05 | 788.1662 | 0.00048865
| 788.4035 | -0.00040336 |  |  | 623.1507 | 0 | 788.4035 | -0.0010071 | 788.4035 | -0.0011902 | 788.6115 | -0.00077468 | 788.4035 | -0.00090039
| 788.6408 | 0.00020659 |  |  | 623.2707 | 0.0012312 | 788.6408 | 1.0003e-05 | 788.6408 | 0.00028988 | 788.8486 | 0.00011584 | 788.6408 | 0.00063228
| 788.8781 | -0.0013054 |  |  | 623.3907 | 0 | 788.8781 | -0.0014191 | 788.8781 | -0.00093767 | 789.0858 | -0.00071042 | 788.8781 | -0.0011324
| 789.1154 | -0.00024825 |  |  | 623.5107 | 0.00065893 | 789.1154 | 0.00028333 | 789.1154 | 0.00056476 | 789.3231 | 0.00073925 | 789.1154 | 0.00045147
| 789.3528 | 0.00023836 |  |  | 623.6307 | 0 | 789.3528 | -0.000854 | 789.3528 | -0.00051473 | 789.5602 | 3.6691e-05 | 789.3528 | -0.00085923
| 789.5901 | -1.7768e-05 |  |  | 623.7508 | 0.0014045 | 789.5901 | 0.00033722 | 789.5901 | 0.00053791 | 789.7974 | 0.00029394 | 789.5901 | 0.00038701
| 789.8274 | -0.0007029 |  |  | 623.8708 | 0 | 789.8274 | -0.00020271 | 789.8274 | -0.00084992 | 790.0347 | 0.00016533 | 789.8274 | -0.00098772
| 790.0648 | -0.00012641 |  |  | 623.9908 | 0.00031212 | 790.0648 | -0.00050832 | 790.0648 | 0.00048909 | 790.2719 | 0.00013563 | 790.0648 | 0.00057056
| 790.3021 | -0.0006502 |  |  | 624.1109 | 0 | 790.3021 | -0.00099374 | 790.3021 | -0.0010343 | 790.5092 | 0.00023459 | 790.3021 | -0.00096604
| 790.5395 | 0.00011209 |  |  | 624.231 | 0.0018901 | 790.5395 | 0.00068095 | 790.5395 | 0.0003792 | 790.7464 | 0.00032367 | 790.5395 | 0.00052061
| 790.7769 | -0.00087963 |  |  | 624.351 | 0 | 790.7769 | -0.0016086 | 790.7769 | -0.0011255 | 790.9836 | -0.00044326 | 790.7769 | -0.0010035
| 791.0142 | -0.00024963 |  |  | 624.4711 | 0.0014739 | 791.0142 | 0.00035173 | 791.0142 | 0.00011792 | 791.2209 | 0.00066503 | 791.0142 | 0.00048959
| 791.2516 | -0.00068003 |  |  | 624.5912 | 0 | 791.2516 | -0.0015928 | 791.2516 | -0.0012782 | 791.4582 | -0.00014143 | 791.2516 | -0.0011354
| 791.489 | 0.00016531 |  |  | 624.7113 | 0.0011791 | 791.489 | -0.00038103 | 791.489 | 0.0005903 | 791.6955 | 0.0007145 | 791.489 | 0.00035696
| 791.7264 | -0.0001797 |  |  | 624.8314 | 0 | 791.7264 | -0.00072352 | 791.7264 | -0.00099572 | 791.9327 | 2.1874e-05 | 791.7264 | -0.00092001
| 791.9638 | 4.6702e-05 |  |  | 624.9515 | 0.00095371 | 791.9638 | 0.00033102 | 791.9638 | 0.00029786 | 792.17 | 0.00080352 | 791.9638 | 0.00050899
| 792.2013 | -0.00096329 |  |  | 625.0716 | 0 | 792.2013 | -0.0014893 | 792.2013 | -0.0013262 | 792.4073 | -0.00035915 | 792.2013 | -0.0011389
| 792.4387 | -0.00021792 |  |  | 625.1918 | 0.0015606 | 792.4387 | 0.00088677 | 792.4387 | -1.5662e-05 | 792.6447 | 0.00049676 | 792.4387 | 0.00043181
| 792.6761 | -0.0012345 |  |  | 625.3119 | 0 | 792.6761 | -0.0017077 | 792.6761 | -0.0012394 | 792.882 | 0.00026428 | 792.6761 | -0.0011541
| 792.9136 | -0.00065172 |  |  | 625.432 | 0.0015606 | 792.9136 | -0.0004872 | 792.9136 | 0.00015833 | 793.1193 | 0.00060071 | 792.9136 | 0.00032795
| 793.151 | -3.8458e-05 |  |  | 625.5522 | 0 | 793.151 | -0.00098859 | 793.151 | -0.0011602 | 793.3567 | -0.00011172 | 793.151 | -0.00090396
| 793.3885 | -2.0992e-05 |  |  | 625.6724 | 0.0010577 | 793.3885 | 0.00075219 | 793.3885 | 0.00052284 | 793.5941 | 0.00054133 | 793.3885 | 0.00062873
| 793.6259 | -0.00089912 |  |  | 625.7925 | 0 | 793.6259 | -0.0010633 | 793.6259 | -0.0011635 | 793.8314 | -0.00068072 | 793.6259 | -0.00090423
| 793.8634 | -0.00035489 |  |  | 625.9127 | 0.0019594 | 793.8634 | -0.00020202 | 793.8634 | 9.0744e-05 | 794.0688 | 0.0011894 | 793.8634 | 0.00053283
| 794.1009 | -0.00080307 |  |  | 626.0329 | 0 | 794.1009 | -0.00093684 | 794.1009 | -0.0010929 | 794.3062 | -0.00068563 | 794.1009 | -0.00081375
| 794.3384 | -4.8602e-05 |  |  | 626.1531 | 0.0014219 | 794.3384 | -0.00027211 | 794.3384 | 0.00020391 | 794.5436 | 0.0003236 | 794.3384 | 0.00034555
| 794.5759 | -0.00016037 |  |  | 626.2733 | 0 | 794.5759 | -0.0011898 | 794.5759 | -0.00089678 | 794.7809 | 0.00028411 | 794.5759 | -0.0010796
| 794.8134 | -0.00049565 |  |  | 626.3935 | 0.0015259 | 794.8134 | 0.00018414 | 794.8134 | 0.00066549 | 795.0184 | 0.00054135 | 794.8134 | 0.00061931
| 795.0509 | -0.00093196 |  |  | 626.5137 | 0 | 795.0509 | -0.00070584 | 795.0509 | -0.00097808 | 795.2558 | -0.00030966 | 795.0509 | -0.00080498
| 795.2884 | 0.00040369 |  |  | 626.6339 | 0.0019248 | 795.2884 | 0.00056271 | 795.2884 | 0.00023178 | 795.4932 | 2.1834e-05 | 795.2884 | 0.0006306
| 795.526 | -0.00022323 |  |  | 626.7542 | 0 | 795.526 | -0.00052239 | 795.526 | -0.0012527 | 795.7307 | -7.2134e-05 | 795.526 | -0.00084385
| 795.7635 | -0.00033919 |  |  | 626.8744 | 0.0010577 | 795.7635 | 0.0013752 | 795.7635 | 0.00035816 | 795.9681 | 0.00030882 | 795.7635 | 0.00038994
| 796.0011 | -0.00017908 |  |  | 626.9947 | 0 | 796.0011 | -0.0012899 | 796.0011 | -0.00090972 | 796.2055 | -0.0002651 | 796.0011 | -0.00093033
| 796.2386 | 0.00056614 |  |  | 627.1149 | 0.001578 | 796.2386 | 0.00066014 | 796.2386 | 0.00070341 | 796.443 | 0.00015543 | 796.2386 | 0.00054416
| 796.4762 | -0.00084641 |  |  | 627.2352 | 0 | 796.4762 | -0.00089367 | 796.4762 | -0.0011356 | 796.6804 | 0.00023951 | 796.4762 | -0.0010551
| 796.7138 | -0.00019275 |  |  | 627.3555 | 0.0010231 | 796.7138 | 0.0003399 | 796.7138 | 0.00076548 | 796.9179 | 0.00038303 | 796.7138 | 0.00057151
| 796.9514 | -0.00021078 |  |  | 627.4757 | 0 | 796.9514 | -0.00082844 | 796.9514 | -0.001157 | 797.1554 | -0.00047286 | 796.9514 | -0.00086249
| 797.1889 | 0.00041995 |  |  | 627.596 | 0.0013699 | 797.1889 | 0.00021477 | 797.1889 | 8.0476e-05 | 797.3929 | 0.00042259 | 797.1889 | 0.00072096
| 797.4265 | -0.0014821 |  |  | 627.7163 | 0 | 797.4265 | -0.0014679 | 797.4265 | -0.0012766 | 797.6304 | -0.00041352 | 797.4265 | -0.0010756
| 797.6641 | -0.0010847 |  |  | 627.8366 | 0.0018901 | 797.6641 | 0.0002436 | 797.6641 | -1.5452e-05 | 797.8679 | 0.00027418 | 797.6641 | 0.00038754
| 797.9018 | -0.00059238 |  |  | 627.957 | 0 | 797.9018 | -0.0012497 | 797.9018 | -0.0012378 | 798.1054 | -0.0001513 | 797.9018 | -0.00094043
| 798.1394 | -0.00027868 |  |  | 628.0773 | 0.0018901 | 798.1394 | 0.00023124 | 798.1394 | 5.8445e-05 | 798.343 | 0.00071452 | 798.1394 | 0.00036794
| 798.377 | -0.001074 |  |  | 628.1976 | 0 | 798.377 | -0.0010492 | 798.377 | -0.0014667 | 798.5805 | -6.7218e-05 | 798.377 | -0.0012354
| 798.6147 | 0.00054144 |  |  | 628.318 | 0.0017513 | 798.6147 | 0.00027558 | 798.6147 | 0.00063268 | 798.8181 | 1.189e-05 | 798.6147 | 0.00064295
| 798.8523 | -0.00050099 |  |  | 628.4383 | 0 | 798.8523 | -0.0020059 | 798.8523 | -0.0013219 | 799.0556 | -0.00058177 | 798.8523 | -0.00099285
| 799.09 | 0.00065063 |  |  | 628.5587 | 0.0019074 | 799.09 | 0.00063361 | 799.09 | 0.00096705 | 799.2932 | 0.00044238 | 799.09 | 0.00054578
| 799.3276 | -0.0015082 |  |  | 628.679 | 0 | 799.3276 | -0.00056241 | 799.3276 | -0.0013537 | 799.5308 | -0.00038386 | 799.3276 | -0.001078
| 799.5653 | 0.00029528 |  |  | 628.7994 | 0.001734 | 799.5653 | -0.00027826 | 799.5653 | 0.00027492 | 799.7683 | 0.0005908 | 799.5653 | 0.00058751
| 799.803 | -0.00052489 |  |  | 628.9198 | 0 | 799.803 | -0.0010359 | 799.803 | -0.0014216 | 800.0059 | 0.00018015 | 799.803 | -0.00083676
| 800.0406 | 0.00046713 |  |  | 629.0402 | 0.0021155 | 800.0406 | 0.00053929 | 800.0406 | 8.4584e-05 | 800.2435 | 0.00044236 | 800.0406 | 0.0004228
| 800.2783 | -0.0012321 |  |  | 629.1606 | 0 | 800.2783 | -0.00058757 | 800.2783 | -0.0014423 | 800.4811 | -0.00068564 | 800.2783 | -0.0011651
| 800.516 | -0.00020044 |  |  | 629.281 | 0.0013699 | 800.516 | 0.00037693 | 800.516 | 0.00039249 | 800.7188 | -8.7001e-05 | 800.516 | 0.00053494
| 800.7538 | -0.0011809 |  |  | 629.4014 | 0 | 800.7538 | -0.0020376 | 800.7538 | -0.0013261 | 800.9564 | 6.9572e-06 | 800.7538 | -0.0010301
| 800.9915 | 0.00024693 |  |  | 629.5218 | 0.0021328 | 800.9915 | 0.00013686 | 800.9915 | 0.00032874 | 801.194 | 0.00020983 | 800.9915 | 0.00042485
| 801.2292 | -0.00020831 |  |  | 629.6422 | 0 | 801.2292 | -0.0015735 | 801.2292 | -0.0012496 | 801.4316 | -8.2104e-05 | 801.2292 | -0.00079719
| 801.4669 | -0.00064015 |  |  | 629.7627 | 0.0010057 | 801.4669 | 0.00014965 | 801.4669 | -2.7203e-05 | 801.6693 | -0.00015627 | 801.4669 | 0.00051128
| 801.7047 | -0.00045045 |  |  | 629.8831 | 0 | 801.7047 | -0.0010778 | 801.7047 | -0.0010368 | 801.9069 | -0.00018101 | 801.7047 | -0.0012404
| 801.9424 | -0.00026914 |  |  | 630.0036 | 0.0017513 | 801.9424 | 0.00016066 | 801.9424 | 0.00031891 | 802.1446 | 2.0786e-06 | 801.9424 | 0.00054556
| 802.1802 | -0.00077602 |  |  | 630.124 | 0 | 802.1802 | -0.00084831 | 802.1802 | -0.0010569 | 802.3823 | -0.00033928 | 802.1802 | -0.00093549
| 802.418 | -0.00043016 |  |  | 630.2445 | 0.001682 | 802.418 | 0.00028318 | 802.418 | -5.5926e-05 | 802.62 | 0.00045722 | 802.418 | 0.00043345
| 802.6557 | -5.1287e-05 |  |  | 630.365 | 0 | 802.6557 | -0.00063857 | 802.6557 | -0.00089364 | 802.8577 | -0.00083407 | 802.6557 | -0.00093931
| 802.8935 | 0.00049705 |  |  | 630.4855 | 0.00071094 | 802.8935 | 0.00021932 | 802.8935 | 0.0006266 | 803.0953 | 0.00018017 | 802.8935 | 0.00057697
| 803.1313 | -0.00084924 |  |  | 630.606 | 3.4765e-05 | 803.1313 | -0.0019928 | 803.1313 | -0.00098157 | 803.3331 | 0.00043739 | 803.1313 | -0.00099993
| 803.3691 | 0.00086726 |  |  | 630.7265 | 0.0013005 | 803.3691 | 0.00070712 | 803.3691 | 0.00042371 | 803.5708 | 0.00047702 | 803.3691 | 0.0004678
| 803.6069 | -0.00048853 |  |  | 630.847 | 0 | 803.6069 | -0.001301 | 803.6069 | -0.0012167 | 803.8085 | -0.00032447 | 803.6069 | -0.0010366
| 803.8447 | 8.6339e-05 |  |  | 630.9675 | 0.00093636 | 803.8447 | 3.9845e-05 | 803.8447 | 0.00039353 | 804.0463 | 0.00020489 | 803.8447 | 0.00047304
| 804.0825 | -0.00051664 |  |  | 631.0881 | 0 | 804.0825 | -0.0017986 | 804.0825 | -0.0011547 | 804.284 | -0.00031455 | 804.0825 | -0.00088351
| 804.3204 | -0.00017149 |  |  | 631.2086 | 0.0011791 | 804.3204 | 0.00081535 | 804.3204 | 0.00013068 | 804.5218 | 0.00080358 | 804.3204 | 0.00046949
| 804.5582 | -0.00077223 |  |  | 631.3291 | 0 | 804.5582 | -0.0013532 | 804.5582 | -0.0010879 | 804.7595 | -0.00035915 | 804.5582 | -0.00093009
| 804.7961 | 0.00037887 |  |  | 631.4497 | 0.0013352 | 804.7961 | 0.00057106 | 804.7961 | 0.00043644 | 804.9973 | 8.1202e-05 | 804.7961 | 0.00066903
| 805.0339 | -0.00047311 |  |  | 631.5703 | 0 | 805.0339 | -0.0016056 | 805.0339 | -0.00099057 | 805.235 | -0.00045809 | 805.0339 | -0.00094699
| 805.2718 | 0.00049977 |  |  | 631.6908 | 0.0018381 | 805.2718 | 0.00039763 | 805.2718 | 0.00078304 | 805.4728 | 0.00013562 | 805.2718 | 0.00061932
| 805.5096 | -0.00019692 |  |  | 631.8114 | 0 | 805.5096 | -0.00083684 | 805.5096 | -0.00081799 | 805.7106 | -0.00065099 | 805.5096 | -0.00093322
| 805.7475 | -0.00030635 |  |  | 631.932 | 0.001682 | 805.7475 | -0.00022937 | 805.7475 | 6.3332e-05 | 805.9485 | 0.00027417 | 805.7475 | 0.00045619
| 805.9854 | 8.8419e-05 |  |  | 632.0526 | 0 | 805.9854 | -0.0015744 | 805.9854 | -0.00015241 | 806.1863 | -1.281e-05 | 805.9854 | -0.00083135
| 806.2233 | 0.00057821 |  |  | 632.1732 | 0.0011444 | 806.2233 | 0.00054295 | 806.2233 | 0.0005507 | 806.4241 | -2.7616e-05 | 806.2233 | 0.00048357
| 806.4612 | -0.00055445 |  |  | 632.2938 | 0 | 806.4612 | -0.0014448 | 806.4612 | -0.0013342 | 806.6619 | -0.00064612 | 806.4612 | -0.0012077
| 806.6991 | -0.00027833 |  |  | 632.4144 | 0.0015086 | 806.6991 | 0.00048589 | 806.6991 | 0.00048589 | 806.8998 | 0.00027911 | 806.6991 | 0.00039582
| 806.937 | -0.00028332 |  |  | 632.5351 | 0 | 806.937 | -0.00089388 | 806.937 | -0.00091928 | 807.1376 | -0.00047291 | 806.937 | -0.00075011
| 807.1749 | -0.00019966 |  |  | 632.6557 | 0.00071094 | 807.1749 | 0.000122 | 807.1749 | 0.00016514 | 807.3755 | 0.00011092 | 807.1749 | 0.00043979
| 807.4129 | -0.001085 |  |  | 632.7763 | 0 | 807.4129 | -0.00090756 | 807.4129 | -0.0016392 | 807.6133 | 0.00043252 | 807.4129 | -0.0010033
| 807.6508 | -0.00012353 |  |  | 632.897 | 0.0010751 | 807.6508 | 0.00016267 | 807.6508 | 0.00023591 | 807.8512 | 0.00033355 | 807.6508 | 0.0003984
| 807.8888 | -0.00020297 |  |  | 633.0177 | 0 | 807.8888 | -0.0014475 | 807.8888 | -0.0013689 | 808.0891 | -0.00036406 | 807.8888 | -0.00088836
| 808.1267 | -0.00017572 |  |  | 633.1383 | 0.0011618 | 808.1267 | 0.00019281 | 808.1267 | 0.00033938 | 808.327 | -0.00012662 | 808.1267 | 0.00045601
| 808.3647 | -0.00066688 |  |  | 633.259 | 0 | 808.3647 | -0.0006858 | 808.3647 | -0.0012453 | 808.5649 | -0.001121 | 808.3647 | -0.00084126
| 808.6027 | -0.00012386 |  |  | 633.3797 | 0.00020808 | 808.6027 | -0.0006453 | 808.6027 | 0.00056564 | 808.8028 | 0.00032857 | 808.6027 | 0.00057642
| 808.8406 | -0.0018189 |  |  | 633.5004 | 0 | 808.8406 | -0.0017622 | 808.8406 | -0.0016012 | 809.0407 | -5.2359e-05 | 808.8406 | -0.00098331
| 809.0786 | -0.00056549 |  |  | 633.6211 | 0 | 809.0786 | 0.00049695 | 809.0786 | -6.3202e-05 | 809.2787 | -2.9181e-06 | 809.0786 | 0.00044576
| 809.3166 | -0.00097766 |  |  | 633.7418 | 0 | 809.3166 | -0.0010264 | 809.3166 | -0.0013001 | 809.5166 | -0.00053721 | 809.3166 | -0.00096423
| 809.5546 | 0.0008047 |  |  | 633.8625 | 0.0013352 | 809.5546 | 0.00071237 | 809.5546 | 0.00048913 | 809.7545 | 0.00051657 | 809.5546 | 0.0006705
| 809.7926 | -0.0007525 |  |  | 633.9833 | 0 | 809.7926 | -0.0016062 | 809.7926 | -0.0012316 | 809.9925 | -0.00040366 | 809.7926 | -0.00093641
| 810.0307 | 0.0013118 |  |  | 634.104 | 0.0006069 | 810.0307 | 0.0005059 | 810.0307 | 0.00065136 | 810.2305 | 0.00057099 | 810.0307 | 0.00071284
| 810.2687 | -0.00052789 |  |  | 634.2247 | 0 | 810.2687 | -0.0011654 | 810.2687 | -0.00093723 | 810.4684 | -0.00035416 | 810.2687 | -0.0009351
| 810.5067 | 8.3865e-05 |  |  | 634.3455 | 0.00038148 | 810.5067 | -0.00014942 | 810.5067 | 0.00062226 | 810.7064 | 7.1318e-05 | 810.5067 | 0.00046152
| 810.7448 | -0.00035297 |  |  | 634.4663 | 0 | 810.7448 | -0.0013684 | 810.7448 | -0.0010409 | 810.9444 | -0.0009875 | 810.7448 | -0.0009464
| 810.9828 | -0.00038888 |  |  | 634.587 | 0.0010577 | 810.9828 | 0.00028521 | 810.9828 | 0.00032624 | 811.1824 | 0.00090251 | 810.9828 | 0.00044984
| 811.2209 | -0.00043312 |  |  | 634.7078 | 0 | 811.2209 | -0.0010543 | 811.2209 | -0.0011967 | 811.4204 | -0.00050755 | 811.2209 | -0.0011341
| 811.4589 | -0.00040865 |  |  | 634.8286 | 0.0019594 | 811.4589 | -0.00049305 | 811.4589 | -4.1089e-05 | 811.6584 | 0.00078375 | 811.4589 | 0.00034264
| 811.697 | -0.00069186 |  |  | 634.9494 | 0 | 811.697 | -0.00091638 | 811.697 | -0.0010374 | 811.8964 | 0.00028407 | 811.697 | -0.00080241
| 811.9351 | -0.00044487 |  |  | 635.0702 | 0.0019594 | 811.9351 | 0.00020736 | 811.9351 | -3.7662e-05 | 812.1345 | 0.00041765 | 811.9351 | 0.00044699
| 812.1732 | -0.00067396 |  |  | 635.191 | 0 | 812.1732 | -0.0014242 | 812.1732 | -0.0011011 | 812.3725 | -0.00035908 | 812.1732 | -0.00091535
| 812.4113 | -0.00036685 |  |  | 635.3118 | 0.0015086 | 812.4113 | 0.00022248 | 812.4113 | 0.00015542 | 812.6105 | 0.00028407 | 812.4113 | 0.00045596
| 812.6494 | 2.5177e-05 |  |  | 635.4327 | 0 | 812.6494 | -0.001244 | 812.6494 | -0.00042592 | 812.8486 | -0.00063122 | 812.6494 | -0.00085244
| 812.8875 | 0.00079095 |  |  | 635.5535 | 0.0011444 | 812.8875 | 0.00057356 | 812.8875 | 0.00088634 | 813.0867 | 0.00019994 | 812.8875 | 0.00058879
| 813.1256 | -7.2443e-05 |  |  | 635.6744 | 0 | 813.1256 | -0.0011614 | 813.1256 | -0.0012238 | 813.3247 | -0.00022056 | 813.1256 | -0.0010838
| 813.3638 | 0.00070654 |  |  | 635.7952 | 0.0013699 | 813.3638 | 1.7935e-05 | 813.3638 | 0.0006487 | 813.5628 | 0.00051167 | 813.3638 | 0.00061197
| 813.6019 | -0.00088556 |  |  | 635.9161 | 0 | 813.6019 | -0.0013702 | 813.6019 | -0.00093157 | 813.8009 | 8.1229e-05 | 813.6019 | -0.00087875
| 813.84 | 7.5688e-05 |  |  | 636.037 | 0.00074563 | 813.84 | 0.00026757 | 813.84 | 0.0006096 | 814.039 | 0.00039295 | 813.84 | 0.0005163
| 814.0782 | -0.00067209 |  |  | 636.1578 | 0 | 814.0782 | -0.0013269 | 814.0782 | -0.0010199 | 814.2771 | -0.00053227 | 814.0782 | -0.0010583
| 814.3164 | 0.0010147 |  |  | 636.2787 | 0.0018207 | 814.3164 | 0.00065896 | 814.3164 | 0.001027 | 814.5152 | 0.0007442 | 814.3164 | 0.00073992
| 814.5545 | -0.00096455 |  |  | 636.3996 | 0 | 814.5545 | -0.001368 | 814.5545 | -0.0013141 | 814.7534 | -0.00086377 | 814.5545 | -0.00090763
| 814.7927 | 0.0016216 |  |  | 636.5205 | 0.0020808 | 814.7927 | 0.00033201 | 814.7927 | 0.00054428 | 814.9915 | 0.00039786 | 814.7927 | 0.00064903
| 815.0309 | -0.00046976 |  |  | 636.6414 | 0 | 815.0309 | -0.0010456 | 815.0309 | -0.00085249 | 815.2296 | -0.00051248 | 815.0309 | -0.00096724
| 815.2691 | 0.00013086 |  |  | 636.7624 | 0.00062425 | 815.2691 | 0.0011589 | 815.2691 | 0.00060467 | 815.4678 | 0.00085799 | 815.2691 | 0.00062167
| 815.5073 | -0.00031423 |  |  | 636.8833 | 0 | 815.5073 | -0.0019367 | 815.5073 | -0.00043662 | 815.7059 | 0.00020987 | 815.5073 | -0.00087785
| 815.7455 | 0.00027099 |  |  | 637.0042 | 0.0019248 | 815.7455 | 0.0002775 | 815.7455 | 0.00066358 | 815.9441 | 0.00040283 | 815.7455 | 0.00047263
| 815.9837 | -0.00067362 |  |  | 637.1252 | 0 | 815.9837 | -0.00063435 | 815.9837 | -0.0010633 | 816.1823 | -0.00056198 | 815.9837 | -0.00087927
| 816.2219 | -0.00014449 |  |  | 637.2462 | 0.0014739 | 816.2219 | -9.4309e-05 | 816.2219 | 0.00059161 | 816.4204 | 0.00011089 | 816.2219 | 0.00038935
| 816.4601 | -0.00062748 |  |  | 637.3671 | 0 | 816.4601 | -0.00085008 | 816.4601 | -0.0015847 | 816.6586 | 7.6246e-05 | 816.4601 | -0.00081617
| 816.6984 | -0.00082753 |  |  | 637.4881 | 0.00064159 | 816.6984 | 8.9405e-05 | 816.6984 | -0.00029522 | 816.8969 | 9.1063e-05 | 816.6984 | 0.00030498
| 816.9366 | 0.0003906 |  |  | 637.6091 | 0 | 816.9366 | -0.0015159 | 816.9366 | -0.00057286 | 817.135 | 0.00015545 | 816.9366 | -0.00089753
| 817.1749 | 0.00025675 |  |  | 637.7301 | 0.0015086 | 817.1749 | 0.00030846 | 817.1749 | 0.00030672 | 817.3732 | 0.00075413 | 817.1749 | 0.0004256
| 817.4131 | -0.001499 |  |  | 637.8511 | 0 | 817.4131 | -0.00099871 | 817.4131 | -0.0016969 | 817.6115 | 0.00011091 | 817.4131 | -0.00083806
| 817.6514 | 0.00041084 |  |  | 637.9721 | 0.0006936 | 817.6514 | 0.00050257 | 817.6514 | 0.00037951 | 817.8497 | 0.00050673 | 817.6514 | 0.00063327
| 817.8897 | -0.00070889 |  |  | 638.0931 | 0 | 817.8897 | -0.00097288 | 817.8897 | -0.00099273 | 818.088 | -0.0006164 | 817.8897 | -0.00093202
| 818.128 | 0.00033166 |  |  | 638.2141 | 0.00084967 | 818.128 | 2.6354e-05 | 818.128 | 0.00046135 | 818.3262 | 0.00038795 | 818.128 | 0.00065395
| 818.3663 | -0.00064429 |  |  | 638.3352 | 0 | 818.3663 | -0.0018064 | 818.3663 | -0.00085318 | 818.5645 | -0.0006906 | 818.3663 | -0.00075207
| 818.6046 | -6.3956e-05 |  |  | 638.4562 | 0.0016126 | 818.6046 | 0.00011542 | 818.6046 | 0.00021242 | 818.8027 | 0.00045233 | 818.6046 | 0.00058628
| 818.8429 | -0.00099088 |  |  | 638.5773 | 0 | 818.8429 | -0.0019735 | 818.8429 | -0.001406 | 819.041 | -0.00031953 | 818.8429 | -0.00093673
| 819.0812 | 0.00029892 |  |  | 638.6983 | 0.00090168 | 819.0812 | 0.00043302 | 819.0812 | 0.00034189 | 819.2793 | -1.7724e-05 | 819.0812 | 0.00072379
| 819.3195 | 6.5615e-05 |  |  | 638.8194 | 0 | 819.3195 | 0.00034797 | 819.3195 | 0.00021961 | 819.5176 | 0.00019007 | 819.3195 | 0.00064563
| 819.5578 | -0.00044162 |  |  | 638.9405 | 0.0011791 | 819.5578 | -0.0012138 | 819.5578 | -0.00094045 | 819.7559 | -0.00022551 | 819.5578 | -0.00085742
| 819.7962 | 0.00031063 |  |  | 639.0615 | 0 | 819.7962 | 0.00094151 | 819.7962 | 0.00057335 | 819.9942 | -0.0001909 | 819.7962 | 0.00058941
| 820.0345 | -0.0010455 |  |  | 639.1826 | 0.0010231 | 820.0345 | -0.0010104 | 820.0345 | -0.00082307 | 820.2325 | -0.00044818 | 820.0345 | -0.00091338
| 820.2729 | -0.00016504 |  |  | 639.3037 | 0 | 820.2729 | 0.00025291 | 820.2729 | -5.3307e-05 | 820.4708 | 0.00056115 | 820.2729 | 0.00055162
| 820.5112 | -0.0011225 |  |  | 639.4249 | 0.0014566 | 820.5112 | -0.0015604 | 820.5112 | -0.0014585 | 820.7092 | 3.6674e-05 | 820.5112 | -0.0010218
| 820.7496 | 0.00085649 |  |  | 639.546 | 0 | 820.7496 | 0.00043718 | 820.7496 | 0.00091922 | 820.9475 | 0.00056599 | 820.7496 | 0.0004985
| 820.988 | -0.0012305 |  |  | 639.6671 | 0.0018034 | 820.988 | -0.0018399 | 820.988 | -0.0012189 | 821.1859 | 0.00040281 | 820.988 | -0.00093327
| 821.2264 | 0.00017325 |  |  | 639.7882 | 0 | 821.2264 | 0.00071984 | 821.2264 | -0.00012985 | 821.4242 | 0.00039783 | 821.2264 | 0.00055502
| 821.4647 | -0.0011752 |  |  | 639.9094 | 0.00091902 | 821.4647 | -0.0016195 | 821.4647 | -0.0014929 | 821.6626 | -0.00052237 | 821.4647 | -0.00085986
| 821.7031 | -0.00011184 |  |  | 640.0305 | 0 | 821.7031 | 0.00053431 | 821.7031 | 0.00024405 | 821.9009 | -0.00019087 | 821.7031 | 0.00074643
| 821.9416 | -0.00088313 |  |  | 640.1517 | 0.00074563 | 821.9416 | -0.0013861 | 821.9416 | -0.00099302 | 822.1393 | -0.00016614 | 821.9416 | -0.0010089
| 822.18 | 0.0007721 |  |  | 640.2729 | 0 | 822.18 | 0.0010593 | 822.18 | 0.00071116 | 822.3777 | 0.00021976 | 822.18 | 0.00056769
| 822.4184 | -0.001114 |  |  | 640.3941 | 0.0010577 | 822.4184 | -0.00090708 | 822.4184 | -0.001421 | 822.6161 | -0.00054218 | 822.4184 | -0.00081624
| 822.6568 | 0.00058789 |  |  | 640.5153 | 0 | 822.6568 | -0.00025962 | 822.6568 | -6.1629e-05 | 822.8546 | 0.00043247 | 822.6568 | 0.00054129
| 822.8953 | -0.00098092 |  |  | 640.6365 | 0.0013352 | 822.8953 | -0.0011421 | 822.8953 | -0.001549 | 823.093 | 0.00029397 | 822.8953 | -0.000971
| 823.1337 | -1.4866e-05 |  |  | 640.7577 | 0 | 823.1337 | 0.000553 | 823.1337 | 0.00023537 | 823.3314 | 0.00044238 | 823.1337 | 0.00060764
| 823.3722 | -0.00096045 |  |  | 640.8789 | 0.00010404 | 823.3722 | -0.0008153 | 823.3722 | -0.0011068 | 823.5698 | -0.00027496 | 823.3722 | -0.00098461
| 823.6106 | -7.8232e-05 |  |  | 641.0001 | 0 | 823.6106 | -0.00013217 | 823.6106 | -9.6951e-05 | 823.8083 | 0.00047207 | 823.6106 | 0.0005851
| 823.8491 | -0.001097 |  |  | 641.1213 | 0.00093636 | 823.8491 | -0.0014502 | 823.8491 | -0.00095466 | 824.0468 | -0.00025025 | 823.8491 | -0.0010624
| 824.0876 | 0.00091862 |  |  | 641.2426 | 0 | 824.0876 | -0.0002775 | 824.0876 | 0.0006099 | 824.2852 | 0.00016039 | 824.0876 | 0.00074212
| 824.326 | -0.00017864 |  |  | 641.3638 | 0.0010404 | 824.326 | -0.00066687 | 824.326 | -0.0010943 | 824.5237 | -0.000374 | 824.326 | -0.00095586
| 824.5645 | 0.00045062 |  |  | 641.4851 | 0 | 824.5645 | 0.0013009 | 824.5645 | 0.00048944 | 824.7621 | -0.00032943 | 824.5645 | 0.00057126
| 824.803 | -0.00061365 |  |  | 641.6063 | 0.00067626 | 824.803 | -0.0011369 | 824.803 | -0.0010539 | 825.0006 | -0.00038882 | 824.803 | -0.00088623
| 825.0415 | 0.00010926 |  |  | 641.7276 | 0 | 825.0415 | 0.00060417 | 825.0415 | 0.00039734 | 825.2391 | 0.00041767 | 825.0415 | 0.00058618
| 825.2801 | -0.0010164 |  |  | 641.8489 | 0.0012485 | 825.2801 | -0.0016494 | 825.2801 | -0.0015521 | 825.4776 | -0.00028985 | 825.2801 | -0.0010329
| 825.5186 | -0.00032175 |  |  | 641.9702 | 0 | 825.5186 | 0.00068276 | 825.5186 | 9.3002e-05 | 825.7161 | 0.00059078 | 825.5186 | 0.00068653
| 825.7571 | -0.0004763 |  |  | 642.0915 | 0.0014739 | 825.7571 | -0.00065505 | 825.7571 | -0.00099137 | 825.9547 | -0.00078952 | 825.7571 | -0.00094986
| 825.9956 | 0.00014143 |  |  | 642.2128 | 0 | 825.9956 | 0.00075452 | 825.9956 | -0.00013626 | 826.1932 | 0.00065019 | 825.9956 | 0.00071982
| 826.2342 | -0.00093617 |  |  | 642.3341 | 0.0013699 | 826.2342 | -0.001927 | 826.2342 | -0.0016111 | 826.4317 | 0.0002444 | 826.2342 | -0.0011151
| 826.4727 | -0.00016983 |  |  | 642.4555 | 0 | 826.4727 | -6.7124e-05 | 826.4727 | 0.00010716 | 826.6703 | 0.00040278 | 826.4727 | 0.00055766
| 826.7113 | -0.0015016 |  |  | 642.5768 | 0.0012312 | 826.7113 | -0.001226 | 826.7113 | -0.0013413 | 826.9088 | -0.00035418 | 826.7113 | -0.00097069
| 826.9499 | 0.00052322 |  |  | 642.6981 | 0 | 826.9499 | -8.9623e-05 | 826.9499 | 0.001054 | 827.1474 | 0.00097672 | 826.9499 | 0.0006391
| 827.1884 | -0.00022598 |  |  | 642.8195 | 0.00088435 | 827.1884 | -0.0012727 | 827.1884 | -0.00077923 | 827.3859 | -0.00015625 | 827.1884 | -0.00084049
| 827.427 | 0.00050371 |  |  | 642.9409 | 0 | 827.427 | 8.0677e-05 | 827.427 | 0.0002384 | 827.6245 | 0.00053146 | 827.427 | 0.000458
| 827.6656 | -0.00078341 |  |  | 643.0622 | 0.0022716 | 827.6656 | -0.00036329 | 827.6656 | -0.0014758 | 827.8631 | -0.00050757 | 827.6656 | -0.00091702
| 827.9042 | -0.001405 |  |  | 643.1836 | 0 | 827.9042 | 0.00013795 | 827.9042 | 0.00031169 | 828.1017 | 0.00030881 | 827.9042 | 0.00062465
| 828.1428 | -0.00019644 |  |  | 643.305 | 0.00097105 | 828.1428 | -0.00062396 | 828.1428 | -0.0010582 | 828.3403 | 0.0004226 | 828.1428 | -0.0009179
| 828.3814 | -1.0645e-05 |  |  | 643.4264 | 0 | 828.3814 | 0.00016209 | 828.3814 | 0.00031184 | 828.5789 | 2.1834e-05 | 828.3814 | 0.00044626
| 828.62 | -0.0007045 |  |  | 643.5478 | 0.00095371 | 828.62 | -0.00063986 | 828.62 | -0.0010076 | 828.8176 | 0.00034838 | 828.62 | -0.00096467
| 828.8587 | 1.5491e-05 |  |  | 643.6692 | 0 | 828.8587 | 0.00013656 | 828.8587 | 0.00025567 | 829.0562 | 0.00049186 | 828.8587 | 0.00058029
| 829.0973 | 0.00016545 |  |  | 643.7907 | 0.00019074 | 829.0973 | -0.0012139 | 829.0973 | -0.00076309 | 829.2948 | -0.00043829 | 829.0973 | -0.00092074
| 829.3359 | -0.00018709 |  |  | 643.9121 | 0 | 829.3359 | 0.00096551 | 829.3359 | 8.2327e-05 | 829.5334 | -0.00036409 | 829.3359 | 0.00044492
| 829.5746 | -0.0012565 |  |  | 644.0335 | 0.00098839 | 829.5746 | -0.00098262 | 829.5746 | -0.0015098 | 829.7721 | -0.00026011 | 829.5746 | -0.001029
| 829.8132 | -0.00018926 |  |  | 644.155 | 0 | 829.8132 | 0.00072211 | 829.8132 | -0.00025252 | 830.0107 | 0.00048196 | 829.8132 | 0.00073406
| 830.0519 | -0.00050993 |  |  | 644.2764 | 0.00079764 | 830.0519 | -0.0010232 | 830.0519 | -0.0013094 | 830.2495 | -0.00051743 | 830.0519 | -0.00078545
| 830.2906 | -0.00043661 |  |  | 644.3979 | 0 | 830.2906 | 0.0010201 | 830.2906 | 0.00014537 | 830.4881 | 0.00021481 | 830.2906 | 0.00063112
| 830.5293 | -0.00093348 |  |  | 644.5194 | 0.00090168 | 830.5293 | -0.001006 | 830.5293 | -0.0012068 | 830.7268 | -8.7005e-05 | 830.5293 | -0.00094963
| 830.7679 | -0.00092056 |  |  | 644.6409 | 0 | 830.7679 | 0.00034851 | 830.7679 | 0.00036237 | 830.9655 | 0.00026924 | 830.7679 | 0.00048621
| 831.0066 | 0.00075319 |  |  | 644.7624 | 0.0012312 | 831.0066 | -0.0011091 | 831.0066 | -0.00042286 | 831.2042 | -0.00018101 | 831.0066 | -0.00078871
| 831.2453 | 0.00038225 |  |  | 644.8839 | 0 | 831.2453 | 0.0007525 | 831.2453 | 0.00049509 | 831.4429 | -0.00028495 | 831.2453 | 0.00046553
| 831.4841 | -0.00088968 |  |  | 645.0054 | 0.0010924 | 831.4841 | -0.0014632 | 831.4841 | -0.001457 | 831.6816 | -0.00029975 | 831.4841 | -0.0010712
| 831.7228 | 0.00062835 |  |  | 645.1269 | 0 | 831.7228 | 0.0001126 | 831.7228 | 0.00029887 | 831.9203 | -4.7448e-05 | 831.7228 | 0.00047401
| 831.9615 | -0.00034423 |  |  | 645.2484 | 0.00038148 | 831.9615 | -0.0012058 | 831.9615 | -0.00065682 | 832.1591 | -0.00028984 | 831.9615 | -0.00096233
| 832.2002 | 7.4528e-05 |  |  | 645.37 | 0 | 832.2002 | -0.00073939 | 832.2002 | 0.00022291 | 832.3978 | -0.00047784 | 832.2002 | 0.00043644
| 832.439 | -0.0011024 |  |  | 645.4915 | 0.0010057 | 832.439 | -0.0017978 | 832.439 | -0.00094727 | 832.6366 | -0.00044814 | 832.439 | -0.00089269
| 832.6777 | -2.7828e-05 |  |  | 645.6131 | 0 | 832.6777 | 0.00043246 | 832.6777 | 9.6105e-05 | 832.8754 | 0.00043747 | 832.6777 | 0.00042902
| 832.9165 | -0.00081291 |  |  | 645.7346 | 0.0019768 | 832.9165 | -0.0010959 | 832.9165 | -0.0013986 | 833.1141 | -0.00053232 | 832.9165 | -0.0010892
| 833.1552 | 0.00053358 |  |  | 645.8562 | 0 | 833.1552 | 0.00032107 | 833.1552 | 0.00042564 | 833.3529 | 0.00079863 | 833.1552 | 0.00060075
| 833.394 | -0.00047906 |  |  | 645.9778 | 0.0019594 | 833.394 | -0.0012253 | 833.394 | -0.0011198 | 833.5917 | -0.00074999 | 833.394 | -0.00089507
| 833.6328 | 0.00029375 |  |  | 646.0994 | 6.9519e-05 | 833.6328 | -7.2705e-05 | 833.6328 | 0.00061105 | 833.8304 | 0.00055122 | 833.6328 | 0.00067608
| 833.8716 | -0.0018244 |  |  | 646.221 | 0.0015259 | 833.8716 | -0.0010031 | 833.8716 | -0.0015777 | 834.0693 | -0.00061633 | 833.8716 | -0.00082909
| 834.1103 | 5.6487e-05 |  |  | 646.3426 | 0 | 834.1103 | 0.00045745 | 834.1103 | -0.00025864 | 834.3081 | 0.00054635 | 834.1103 | 0.00054796
| 834.3491 | -0.0010937 |  |  | 646.4642 | 0.0019941 | 834.3491 | -0.0010534 | 834.3491 | -0.001534 | 834.5469 | -0.00035911 | 834.3491 | -0.00097575
| 834.588 | 0.0004081 |  |  | 646.5858 | 0 | 834.588 | -0.00018924 | 834.588 | 0.00030413 | 834.7857 | -0.00023544 | 834.588 | 0.00039724
| 834.8268 | -2.0975e-05 |  |  | 646.7075 | 0.00090168 | 834.8268 | -0.0017242 | 834.8268 | -0.0011725 | 835.0245 | -0.00032448 | 834.8268 | -0.00093095
| 835.0656 | -0.00015595 |  |  | 646.8291 | 0 | 835.0656 | 0.00020898 | 835.0656 | 0.00031318 | 835.2634 | 0.00055117 | 835.0656 | 0.00047177
| 835.3044 | -0.00074265 |  |  | 646.9508 | 0.00079764 | 835.3044 | -0.00061943 | 835.3044 | -0.0011689 | 835.5023 | -0.00025522 | 835.3044 | -0.0010766
| 835.5433 | 5.3214e-05 |  |  | 647.0724 | 0 | 835.5433 | 0.0014726 | 835.5433 | 0.00041096 | 835.7411 | 0.00042757 | 835.5433 | 0.00044446
| 835.7821 | 0.00015348 |  |  | 647.1941 | 0.0022889 | 835.7821 | -0.0013744 | 835.7821 | -0.00065147 | 835.98 | -0.00055701 | 835.7821 | -0.00083172
| 836.021 | 0.00055007 |  |  | 647.3158 | 0 | 836.021 | 0.00061141 | 836.021 | 0.00076077 | 836.2189 | 0.00017032 | 836.021 | 0.00057087
| 836.2598 | -0.00041284 |  |  | 647.4375 | 0.0012312 | 836.2598 | -0.0010969 | 836.2598 | -0.00074481 | 836.4578 | -0.00069555 | 836.2598 | -0.00092338
| 836.4987 | -0.00066099 |  |  | 647.5592 | 0 | 836.4987 | 0.00015562 | 836.4987 | 0.00036938 | 836.6967 | 0.00040279 | 836.4987 | 0.00058357
| 836.7375 | -0.00068272 |  |  | 647.6809 | 0.00057222 | 836.7375 | -0.0013253 | 836.7375 | -0.0013616 | 836.9355 | -0.00079951 | 836.7375 | -0.00090232
| 836.9764 | 0.00064038 |  |  | 647.8026 | 0 | 836.9764 | 0.00051144 | 836.9764 | 0.00030021 | 837.1744 | 0.00088267 | 836.9764 | 0.00079566
| 837.2153 | -0.0003904 |  |  | 647.9243 | 0.001578 | 837.2153 | -0.0014576 | 837.2153 | -0.00074999 | 837.4134 | -0.00031454 | 837.2153 | -0.00076538
| 837.4542 | 3.0349e-05 |  |  | 648.0461 | 0 | 837.4542 | 0.00057714 | 837.4542 | 0.00047671 | 837.6523 | 0.00026926 | 837.4542 | 0.00062142
| 837.6931 | -0.0011795 |  |  | 648.1678 | 0.0006936 | 837.6931 | -0.0013506 | 837.6931 | -0.0018338 | 837.8912 | -0.00011176 | 837.6931 | -0.00091138
| 837.932 | 0.00025749 |  |  | 648.2895 | 0 | 837.932 | 0.00027766 | 837.932 | 0.00028476 | 838.1302 | 0.00028403 | 837.932 | 0.00061673
| 838.1709 | -4.2752e-05 |  |  | 648.4113 | 0.0013178 | 838.1709 | -0.00089888 | 838.1709 | -0.00092134 | 838.3691 | -0.00039869 | 838.1709 | -0.00080861
| 838.4099 | 0.00045501 |  |  | 648.5331 | 0 | 838.4099 | 0.00068217 | 838.4099 | -9.788e-05 | 838.6081 | 2.1836e-05 | 838.4099 | 0.00048262
| 838.6488 | -0.0010855 |  |  | 648.6549 | 0.00065893 | 838.6488 | -0.0012822 | 838.6488 | -0.00096722 | 838.847 | 0.00052153 | 838.6488 | -0.0009405
| 838.8877 | 0.00057781 |  |  | 648.7766 | 0 | 838.8877 | -0.00040816 | 838.8877 | 0.00061516 | 839.086 | 0.00031379 | 838.8877 | 0.00054158
| 839.1267 | -0.00089677 |  |  | 648.8984 | 0.0016473 | 839.1267 | -0.0016575 | 839.1267 | -0.0009685 | 839.325 | -0.00020074 | 839.1267 | -0.0010866
| 839.3656 | 6.4228e-05 |  |  | 649.0202 | 0 | 839.3656 | 0.00050688 | 839.3656 | 0.00047309 | 839.564 | 0.00015049 | 839.3656 | 0.00046055
| 839.6046 | -0.00088283 |  |  | 649.1421 | 0.00065893 | 839.6046 | -0.0015223 | 839.6046 | -0.001436 | 839.803 | -0.00062631 | 839.6046 | -0.00097006
| 839.8436 | -0.00015116 |  |  | 649.2639 | 0 | 839.8436 | 0.00022173 | 839.8436 | 0.0001483 | 840.042 | 0.00026425 | 839.8436 | 0.00030918
| 840.0825 | -0.00077543 |  |  | 649.3857 | 0.0013352 | 840.0825 | -0.00092229 | 840.0825 | -0.0011315 | 840.281 | -0.00041346 | 840.0825 | -0.0010816
| 840.3215 | 0.00022148 |  |  | 649.5075 | 0 | 840.3215 | -0.0005078 | 840.3215 | 0.00052586 | 840.52 | 0.0004127 | 840.3215 | 0.00052382
| 840.5605 | -0.0014242 |  |  | 649.6294 | 0.0013872 | 840.5605 | -0.0015663 | 840.5605 | -0.0013563 | 840.7591 | 7.1314e-05 | 840.5605 | -0.0011479
| 840.7995 | 0.00036575 |  |  | 649.7513 | 0 | 840.7995 | 0.00012919 | 840.7995 | 0.00050021 | 840.9981 | -0.00021074 | 840.7995 | 0.00051528
| 841.0385 | -0.00049298 |  |  | 649.8731 | 0.0012658 | 841.0385 | -0.0011089 | 841.0385 | -0.0010264 | 841.2372 | -0.00024529 | 841.0385 | -0.00085439
| 841.2775 | -0.00011651 |  |  | 649.995 | 0 | 841.2775 | 0.00073949 | 841.2775 | 0.00016384 | 841.4762 | 0.00044735 | 841.2775 | 0.00046044
| 841.5166 | -0.00063143 |  |  | 650.1169 | 0.0010231 | 841.5166 | -0.001217 | 841.5166 | -0.0014619 | 841.7153 | -0.00027996 | 841.5166 | -0.00088371
| 841.7556 | 0.0006204 |  |  | 650.2388 | 0 | 841.7556 | -0.00034538 | 841.7556 | 0.00016952 | 841.9543 | -0.00010681 | 841.7556 | 0.00034692
| 841.9946 | -0.00017677 |  |  | 650.3607 | 0.00093636 | 841.9946 | -0.00093462 | 841.9946 | -0.001069 | 842.1934 | -0.00040855 | 841.9946 | -0.00092966
| 842.2337 | 0.00035809 |  |  | 650.4826 | 0 | 842.2337 | 0.00097299 | 842.2337 | 0.00013474 | 842.4325 | 0.000383 | 842.2337 | 0.0007113
| 842.4727 | -0.00058977 |  |  | 650.6045 | 0.00041617 | 842.4727 | -0.0010873 | 842.4727 | -0.00098653 | 842.6716 | -0.00020082 | 842.4727 | -0.00096332
| 842.7118 | -0.00034726 |  |  | 650.7264 | 0 | 842.7118 | 0.00092149 | 842.7118 | 0.00045442 | 842.9107 | 0.00037307 | 842.7118 | 0.00047791
| 842.9508 | -0.00042944 |  |  | 650.8484 | 0.00041617 | 842.9508 | -0.0013582 | 842.9508 | -0.0010131 | 843.1498 | -0.00024037 | 842.9508 | -0.00072008
| 843.1899 | -0.00059082 |  |  | 650.9703 | 0 | 843.1899 | -0.00040637 | 843.1899 | -0.00023463 | 843.389 | 7.6304e-05 | 843.1899 | 0.00028997
| 843.429 | -0.00058386 |  |  | 651.0923 | 0.00086701 | 843.429 | -0.001395 | 843.429 | -0.00079411 | 843.6281 | -0.00047786 | 843.429 | -0.00097172
| 843.6681 | 0.00037882 |  |  | 651.2143 | 0 | 843.6681 | -9.8906e-05 | 843.6681 | 0.00065524 | 843.8672 | 8.1205e-05 | 843.6681 | 0.0005252
| 843.9072 | 0.00046635 |  |  | 651.3362 | 0.00031212 | 843.9072 | -0.00086261 | 843.9072 | -0.0010503 | 844.1064 | -4.7426e-05 | 843.9072 | -0.00092051
| 844.1463 | -0.00062961 |  |  | 651.4582 | 0 | 844.1463 | 0.0002705 | 844.1463 | 0.00033894 | 844.3455 | 0.00038795 | 844.1463 | 0.00045146
| 844.3854 | 0.00014809 |  |  | 651.5802 | 0.00055488 | 844.3854 | -0.0010679 | 844.3854 | -0.00096285 | 844.5847 | -0.00035909 | 844.3854 | -0.00089094
| 844.6245 | 0.00039586 |  |  | 651.7022 | 0 | 844.6245 | 8.04e-05 | 844.6245 | 0.00034797 | 844.8239 | 0.00043247 | 844.6245 | 0.00051965
| 844.8636 | -0.00011087 |  |  | 651.8242 | 0.00095371 | 844.8636 | -0.0016556 | 844.8636 | -0.00077088 | 845.063 | 0.00015054 | 844.8636 | -0.00087897
| 845.1027 | 5.392e-05 |  |  | 651.9462 | 0 | 845.1027 | 0.00015751 | 845.1027 | 0.00045383 | 845.3022 | -6.2229e-05 | 845.1027 | 0.00050315
| 845.3419 | 0.00011842 |  |  | 652.0683 | 0.0006069 | 845.3419 | -0.0004136 | 845.3419 | -0.00071966 | 845.5414 | -2.2659e-05 | 845.3419 | -0.00086369
| 845.581 | 0.00020853 |  |  | 652.1903 | 0 | 845.581 | -0.00017813 | 845.581 | 0.00018517 | 845.7806 | 0.00023458 | 845.581 | 0.00033754
| 845.8202 | -0.00073547 |  |  | 652.3124 | 0.00079764 | 845.8202 | -0.00092067 | 845.8202 | -0.0011735 | 846.0198 | -0.001032 | 845.8202 | -0.00076668
| 846.0593 | -0.00051913 |  |  | 652.4344 | 0 | 846.0593 | 6.6965e-05 | 846.0593 | 2.8018e-05 | 846.259 | 0.00025433 | 846.0593 | 0.00052632
| 846.2985 | 0.00087974 |  |  | 652.5565 | 0.0010924 | 846.2985 | -0.00079488 | 846.2985 | -0.00039327 | 846.4983 | 0.00050181 | 846.2985 | -0.00084666
| 846.5377 | 0.00069077 |  |  | 652.6786 | 0 | 846.5377 | 0.00043784 | 846.5377 | 0.00039451 | 846.7375 | -0.0001414 | 846.5377 | 0.00052841
| 846.7769 | -0.001178 |  |  | 652.8006 | 0.0017167 | 846.7769 | -0.0016298 | 846.7769 | -0.0012424 | 846.9767 | -0.00056695 | 846.7769 | -0.00096836
| 847.016 | 0.00049504 |  |  | 652.9227 | 0 | 847.016 | 0.00061571 | 847.016 | 0.0003364 | 847.216 | 0.00078871 | 847.016 | 0.00055633
| 847.2552 | -0.0015097 |  |  | 653.0448 | 0.0012832 | 847.2552 | -0.0010853 | 847.2552 | -0.001437 | 847.4553 | -0.00055702 | 847.2552 | -0.0011707
| 847.4944 | -0.00037278 |  |  | 653.167 | 0 | 847.4944 | 3.9747e-05 | 847.4944 | 0.00012612 | 847.6945 | -0.00020081 | 847.4944 | 0.00052548
| 847.7336 | -0.00041164 |  |  | 653.2891 | 0.0013872 | 847.7336 | -0.0011089 | 847.7336 | -0.00092498 | 847.9338 | -0.00066092 | 847.7336 | -0.0010134
| 847.9729 | 9.9388e-05 |  |  | 653.4112 | 0 | 847.9729 | 0.00049408 | 847.9729 | 5.3979e-05 | 848.1731 | 0.00011088 | 847.9729 | 0.00045932
| 848.2121 | -0.00027868 |  |  | 653.5333 | 0.0013178 | 848.2121 | -0.0014382 | 848.2121 | -0.00092104 | 848.4124 | -0.00017605 | 848.2121 | -0.00084037
| 848.4513 | -9.5109e-05 |  |  | 653.6555 | 0 | 848.4513 | 0.00051919 | 848.4513 | -7.373e-05 | 848.6517 | -0.00012657 | 848.4513 | 0.00051041
| 848.6906 | 0.00035555 |  |  | 653.7776 | 0.0010924 | 848.6906 | -0.0010085 | 848.6906 | -0.00099864 | 848.891 | 3.1789e-05 | 848.6906 | -0.00083013
| 848.9298 | -0.0004299 |  |  | 653.8998 | 0 | 848.9298 | 0.0012237 | 848.9298 | -3.7121e-05 | 849.1303 | 0.00065018 | 848.9298 | 0.00047265
| 849.1691 | -0.00092674 |  |  | 654.022 | 0.0012312 | 849.1691 | -0.0012132 | 849.1691 | -0.0010431 | 849.3696 | -0.00010677 | 849.1691 | -0.00086091
| 849.4083 | -8.7259e-06 |  |  | 654.1442 | 0 | 849.4083 | -0.00054215 | 849.4083 | 0.00080764 | 849.6089 | 0.00042755 | 849.4083 | 0.00068861
| 849.6476 | -0.00025348 |  |  | 654.2664 | 0.00088435 | 849.6476 | -0.0015592 | 849.6476 | -0.0011406 | 849.8483 | -0.00024535 | 849.6476 | -0.001002
| 849.8869 | -0.00028765 |  |  | 654.3886 | 0 | 849.8869 | 0.00083122 | 849.8869 | 0.00056668 | 850.0876 | 0.00028409 | 849.8869 | 0.00042356
| 850.1261 | -0.00020479 |  |  | 654.5108 | 0.0011271 | 850.1261 | -0.0013477 | 850.1261 | -0.001211 | 850.327 | -0.00042337 | 850.1261 | -0.0010097
| 850.3654 | -1.0644e-05 |  |  | 654.633 | 0 | 850.3654 | 0.00083493 | 850.3654 | 0.00049 | 850.5664 | 0.00048694 | 850.3654 | 0.00059241
| 850.6047 | -3.0674e-05 |  |  | 654.7552 | 0.0012312 | 850.6047 | -0.0015418 | 850.6047 | -0.00054628 | 850.8057 | 0.00030874 | 850.6047 | -0.0008924
| 850.844 | 0.00010738 |  |  | 654.8775 | 0 | 850.844 | 0.0005409 | 850.844 | 0.00045122 | 851.0451 | -6.7207e-05 | 850.844 | 0.00042855
| 851.0833 | -0.00032409 |  |  | 654.9997 | 0.0014913 | 851.0833 | -0.0012026 | 851.0833 | -0.00067699 | 851.2845 | -0.00038382 | 851.0833 | -0.001026
| 851.3227 | -0.00073246 |  |  | 655.122 | 0 | 851.3227 | -0.00020863 | 851.3227 | -4.9059e-05 | 851.5239 | 0.00013067 | 851.3227 | 0.00047411
| 851.562 | -0.00057652 |  |  | 655.2442 | 0.0012485 | 851.562 | -0.001511 | 851.562 | -0.00072032 | 851.7633 | -9.1972e-05 | 851.562 | -0.0011245
| 851.8013 | 9.6875e-07 |  |  | 655.3665 | 0 | 851.8013 | 0.0011537 | 851.8013 | 0.00049343 | 852.0027 | 2.1836e-05 | 851.8013 | 0.00060085
| 852.0406 | -0.00070589 |  |  | 655.4888 | 0.00013872 | 852.0406 | -0.0014045 | 852.0406 | -0.0014193 | 852.2421 | -0.00014639 | 852.0406 | -0.00084767
| 852.28 | -0.00033591 |  |  | 655.6111 | 0 | 852.28 | 0.00026512 | 852.28 | -3.2812e-05 | 852.4816 | -3.7531e-05 | 852.28 | 0.00042609
| 852.5193 | -0.00085021 |  |  | 655.7334 | 0.00086701 | 852.5193 | -0.0015432 | 852.5193 | -0.0016847 | 852.721 | -0.00016613 | 852.5193 | -0.0010619
| 852.7587 | 0.00011064 |  |  | 655.8557 | 0 | 852.7587 | 0.0006366 | 852.7587 | 0.00024718 | 852.9604 | 0.00085799 | 852.7587 | 0.00051912
| 852.9981 | 0.00012371 |  |  | 655.978 | 0.0012312 | 852.9981 | -0.0014198 | 852.9981 | -0.0012036 | 853.1999 | 0.00035333 | 852.9981 | -0.0011022
| 853.2374 | 0.0010496 |  |  | 656.1004 | 0 | 853.2374 | 0.00038062 | 853.2374 | 0.00025725 | 853.4394 | 0.00058582 | 853.2374 | 0.00086162
| 853.4768 | -0.00096779 |  |  | 656.2227 | 0.00022542 | 853.4768 | -0.0013809 | 853.4768 | -0.0013917 | 853.6788 | -0.0010073 | 853.4768 | -0.0011841
| 853.7162 | -0.00024597 |  |  | 656.3451 | 3.4765e-05 | 853.7162 | 0.0007424 | 853.7162 | 0.00048957 | 853.9183 | 0.00071946 | 853.7162 | 0.00063288
| 853.9556 | -0.0010724 |  |  | 656.4674 | 0.0012138 | 853.9556 | -0.0015746 | 853.9556 | -0.0017 | 854.1578 | -0.00054715 | 853.9556 | -0.0010904
| 854.195 | -2.946e-05 |  |  | 656.5898 | 0 | 854.195 | -0.00013057 | 854.195 | 0.00038516 | 854.3973 | 0.00041764 | 854.195 | 0.00062845
| 854.4344 | -0.00072055 |  |  | 656.7122 | 0.00079764 | 854.4344 | -0.0012425 | 854.4344 | -0.0013483 | 854.6368 | 7.021e-06 | 854.4344 | -0.00099846
| 854.6738 | 9.7223e-05 |  |  | 656.8345 | 0 | 854.6738 | 0.00024835 | 854.6738 | 0.001468 | 854.8763 | 0.00043748 | 854.6738 | 0.0004959
| 854.9133 | 3.2232e-05 |  |  | 656.9569 | 0.00090168 | 854.9133 | -0.0018944 | 854.9133 | -0.0012713 | 855.1158 | -0.00028985 | 854.9133 | -0.0013142
| 855.1527 | 0.00032704 |  |  | 657.0793 | 0 | 855.1527 | 0.00082365 | 855.1527 | 0.00051725 | 855.3553 | 0.00061559 | 855.1527 | 0.00050982
| 855.3921 | -0.00086159 |  |  | 657.2018 | 0.00027745 | 855.3921 | -0.0013878 | 855.3921 | -0.0011178 | 855.5948 | -0.00018101 | 855.3921 | -0.0010608
| 855.6316 | 0.00048682 |  |  | 657.3242 | 0 | 855.6316 | 0.00057782 | 855.6316 | 0.00049118 | 855.8344 | 6.9434e-06 | 855.6316 | 0.00081632
| 855.871 | -5.017e-05 |  |  | 657.4466 | 0.0010924 | 855.871 | -0.00066059 | 855.871 | -0.00089158 | 856.074 | -0.00031458 | 855.871 | -0.0011335
| 856.1105 | 9.1654e-05 |  |  | 657.5691 | 0 | 856.1105 | -6.1507e-05 | 856.1105 | 3.0474e-05 | 856.3135 | 0.00053636 | 856.1105 | 0.00051605
| 856.35 | -0.00025876 |  |  | 657.6915 | 0.0015086 | 856.35 | -0.0018423 | 856.35 | -0.0012744 | 856.5531 | -0.00068565 | 856.35 | -0.00082274
| 856.5894 | -0.0009979 |  |  | 657.814 | 0 | 856.5894 | 0.00060937 | 856.5894 | 0.00030867 | 856.7927 | 0.0002148 | 856.5894 | 0.00058298
| 856.8289 | -0.0011043 |  |  | 657.9364 | 0.0011791 | 856.8289 | -0.0011212 | 856.8289 | -0.0017342 | 857.0322 | -0.00063122 | 856.8289 | -0.0012134
| 857.0684 | -0.00061885 |  |  | 658.0589 | 0 | 857.0684 | 0.00045171 | 857.0684 | -0.00029044 | 857.2719 | 0.00026424 | 857.0684 | 0.00065987
| 857.3079 | -0.00065857 |  |  | 658.1814 | 0.0016993 | 857.3079 | -0.00081094 | 857.3079 | -0.001025 | 857.5114 | -0.00023039 | 857.3079 | -0.001101
| 857.5474 | 0.00034709 |  |  | 658.3039 | 0 | 857.5474 | 0.00050249 | 857.5474 | 0.00048382 | 857.751 | 0.00059079 | 857.5474 | 0.00051697
| 857.7869 | 8.8006e-06 |  |  | 658.4264 | 0.0003468 | 857.7869 | -0.0016286 | 857.7869 | -0.0011901 | 857.9907 | -0.00047292 | 857.7869 | -0.0011042
| 858.0264 | 0.00067981 |  |  | 658.5489 | 0 | 858.0264 | 0.0010712 | 858.0264 | 0.0004529 | 858.2303 | 0.00057597 | 858.0264 | 0.00076105
| 858.2659 | -0.00056277 |  |  | 658.6715 | 0.0012138 | 858.2659 | -0.002335 | 858.2659 | -0.0013959 | 858.4699 | -0.00028493 | 858.2659 | -0.001263
| 858.5055 | 3.8529e-05 |  |  | 658.794 | 0 | 858.5055 | 0.00064698 | 858.5055 | 0.00072663 | 858.7095 | 0.00032859 | 858.5055 | 0.00063423
| 858.745 | -0.00039825 |  |  | 658.9165 | 0.0014913 | 858.745 | -0.0015014 | 858.745 | -0.00066156 | 858.9492 | 0.00021972 | 858.745 | -0.0012536
| 858.9846 | 2.012e-06 |  |  | 659.0391 | 0 | 858.9846 | -0.00036429 | 858.9846 | 0.00080103 | 859.1888 | 0.00049186 | 858.9846 | 0.00060312
| 859.2241 | -0.0011444 |  |  | 659.1616 | 0.00091902 | 859.2241 | -0.0015493 | 859.2241 | -0.0016322 | 859.4285 | -0.00058674 | 859.2241 | -0.0011393
| 859.4637 | -0.00034094 |  |  | 659.2842 | 0 | 859.4637 | 0.00012839 | 859.4637 | 0.00020415 | 859.6682 | 0.0003781 | 859.4637 | 0.00066851
| 859.7032 | -0.00057528 |  |  | 659.4068 | 0.00095371 | 859.7032 | -0.0021295 | 859.7032 | -0.00063446 | 859.9078 | -0.00035913 | 859.7032 | -0.0012811
| 859.9428 | -0.00010612 |  |  | 659.5294 | 0 | 859.9428 | 0.00068114 | 859.9428 | 0.00031779 | 860.1475 | 0.00036318 | 859.9428 | 0.00072647
| 860.1824 | 5.9422e-05 |  |  | 659.652 | 0.0018034 | 860.1824 | -0.0013442 | 860.1824 | -0.0016143 | 860.3872 | -0.00067574 | 860.1824 | -0.00095218
| 860.422 | 0.00063231 |  |  | 659.7746 | 0 | 860.422 | 0.00022434 | 860.422 | 0.00018893 | 860.6269 | 1.1934e-05 | 860.422 | 0.00062486
| 860.6616 | -9.076e-05 |  |  | 659.8972 | 0.0012312 | 860.6616 | -0.0011025 | 860.6616 | -0.0010687 | 860.8666 | -0.0002651 | 860.6616 | -0.0011147
| 860.9012 | 2.5016e-05 |  |  | 660.0198 | 0 | 860.9012 | -0.00011099 | 860.9012 | 0.00038631 | 861.1063 | -2.8552e-06 | 860.9012 | 0.0006281
| 861.1408 | -0.00047251 |  |  | 660.1425 | 0.001578 | 861.1408 | -0.0013157 | 861.1408 | -0.00084421 | 861.3461 | -0.00032449 | 861.1408 | -0.0010762
| 861.3804 | 0.00034677 |  |  | 660.2651 | 0 | 861.3804 | 0.00054381 | 861.3804 | 0.00043067 | 861.5858 | 0.00068477 | 861.3804 | 0.00069669
| 861.62 | -0.00053139 |  |  | 660.3878 | 0.00062425 | 861.62 | -0.0013658 | 861.62 | -0.0011501 | 861.8255 | -0.00081433 | 861.62 | -0.00098892
| 861.8596 | -0.00015901 |  |  | 660.5104 | 0 | 861.8596 | 0.001078 | 861.8596 | 0.00015452 | 862.0652 | 0.0011498 | 861.8596 | 0.00048688
| 862.0993 | -0.00027066 |  |  | 660.6331 | 0.00041617 | 862.0993 | -0.0019265 | 862.0993 | -0.0010074 | 862.305 | -0.00055206 | 862.0993 | -0.0011552
| 862.3389 | 0.00025783 |  |  | 660.7558 | 0 | 862.3389 | 0.00062762 | 862.3389 | 0.00071917 | 862.5448 | 0.00072932 | 862.3389 | 0.00077634
| 862.5786 | -0.0016655 |  |  | 660.8785 | 0.00097105 | 862.5786 | -0.0013689 | 862.5786 | -0.00152 | 862.7845 | -0.00061642 | 862.5786 | -0.0013845
| 862.8182 | 0.00053528 |  |  | 661.0012 | 0 | 862.8182 | -0.00074228 | 862.8182 | 0.00035294 | 863.0243 | -0.00054215 | 862.8182 | 0.00054864
| 863.0579 | -0.00059314 |  |  | 661.1239 | 0.0014045 | 863.0579 | -0.0012358 | 863.0579 | -0.0019447 | 863.2641 | -0.00030475 | 863.0579 | -0.0013562
| 863.2976 | -0.00054068 |  |  | 661.2466 | 0 | 863.2976 | -0.0008993 | 863.2976 | 0.00013838 | 863.5039 | 0.00051163 | 863.2976 | 0.00068614
| 863.5372 | -0.00031989 |  |  | 661.3694 | 0.00072829 | 863.5372 | -0.0018085 | 863.5372 | -0.00087889 | 863.7437 | -0.00036405 | 863.5372 | -0.0010602
| 863.7769 | 0.00063745 |  |  | 661.4921 | 0 | 863.7769 | 0.00051679 | 863.7769 | 0.0005162 | 863.9835 | 9.1093e-05 | 863.7769 | 0.00083759
| 864.0166 | -0.00079149 |  |  | 661.6149 | 0.00072829 | 864.0166 | -0.00119 | 864.0166 | -0.0018576 | 864.2233 | -0.00012165 | 864.0166 | -0.0010731
| 864.2563 | -0.00053966 |  |  | 661.7376 | 0 | 864.2563 | -2.8099e-05 | 864.2563 | 0.0005533 | 864.4631 | 0.00081348 | 864.2563 | 0.00091077
| 864.496 | -0.0010692 |  |  | 661.8604 | 0.00090168 | 864.496 | -0.002008 | 864.496 | -0.0015096 | 864.703 | -0.00041848 | 864.496 | -0.0012939
| 864.7357 | 0.00043851 |  |  | 661.9832 | 0 | 864.7357 | 0.0011125 | 864.7357 | 0.00086167 | 864.9428 | 0.00016531 | 864.7357 | 0.00084702
| 864.9754 | -0.00034716 |  |  | 662.1059 | 0.0018727 | 864.9754 | -0.0019709 | 864.9754 | -0.0014841 | 865.1827 | -0.00048285 | 864.9754 | -0.0010543
| 865.2152 | -0.00016926 |  |  | 662.2287 | 0 | 865.2152 | -0.00015667 | 865.2152 | 0.00011823 | 865.4225 | 0.00041765 | 865.2152 | 0.0005147
| 865.4549 | -2.601e-05 |  |  | 662.3516 | 0.00058956 | 865.4549 | -0.0015806 | 865.4549 | -0.00087658 | 865.6624 | -0.0010369 | 865.4549 | -0.0014483
| 865.6946 | 0.0009371 |  |  | 662.4744 | 0 | 865.6946 | 0.00051949 | 865.6946 | 0.0010981 | 865.9023 | -0.00010185 | 865.6946 | 0.00088338
| 865.9344 | -0.00070527 |  |  | 662.5972 | 0.00062425 | 865.9344 | -0.0014929 | 865.9344 | -0.0015246 | 866.1422 | -0.00040368 | 865.9344 | -0.0010231
| 866.1741 | 6.9992e-05 |  |  | 662.72 | 0 | 866.1741 | 0.00045095 | 866.1741 | 0.00022288 | 866.382 | 0.00038799 | 866.1741 | 0.00052342
| 866.4139 | -0.00039889 |  |  | 662.8429 | 0.00031212 | 866.4139 | -0.0020792 | 866.4139 | -0.00090323 | 866.6219 | -3.2578e-05 | 866.4139 | -0.0013751
| 866.6537 | -0.00018478 |  |  | 662.9657 | 0 | 866.6537 | 0.00081033 | 866.6537 | 0.00051855 | 866.8618 | 0.00051165 | 866.6537 | 0.00086613
| 866.8934 | -0.00088543 |  |  | 663.0886 | 0.00097105 | 866.8934 | -0.001893 | 866.8934 | -0.00079348 | 867.1017 | -0.00018592 | 866.8934 | -0.0013035
| 867.1332 | 0.00037497 |  |  | 663.2115 | 0 | 867.1332 | -0.00014871 | 867.1332 | 7.2324e-05 | 867.3417 | 0.00043251 | 867.1332 | 0.00060305
| 867.373 | -0.00089752 |  |  | 663.3343 | 0.0014739 | 867.373 | -0.001006 | 867.373 | -0.0017159 | 867.5816 | -2.9319e-06 | 867.373 | -0.0012689
| 867.6128 | 4.1634e-06 |  |  | 663.4572 | 0 | 867.6128 | 0.00061675 | 867.6128 | -2.287e-05 | 867.8215 | 0.00074918 | 867.6128 | 0.0006873
| 867.8526 | -0.00028708 |  |  | 663.5801 | 0.001734 | 867.8526 | -0.0023954 | 867.8526 | -0.0012259 | 868.0615 | -0.00038883 | 867.8526 | -0.0011415
| 868.0924 | -0.00073376 |  |  | 663.703 | 0 | 868.0924 | 0.00010429 | 868.0924 | 0.00074332 | 868.3015 | 0.00067487 | 868.0924 | 0.0007215
| 868.3322 | -0.0012279 |  |  | 663.826 | 0.00083233 | 868.3322 | -0.0019117 | 868.3322 | -0.0026978 | 868.5414 | 0.0001455 | 868.3322 | -0.0014872
| 868.572 | -0.00023608 |  |  | 663.9489 | 0 | 868.572 | 0.0003324 | 868.572 | 0.00025828 | 868.7814 | 0.00028907 | 868.572 | 0.00079404
| 868.8119 | -0.00044405 |  |  | 664.0718 | 0.0019248 | 868.8119 | -0.0014603 | 868.8119 | -0.0012236 | 869.0213 | -0.00056194 | 868.8119 | -0.0014404
| 869.0517 | 0.00069035 |  |  | 664.1948 | 0 | 869.0517 | 0.00063308 | 869.0517 | 0.00066219 | 869.2613 | -0.00015631 | 869.0517 | 0.0011353
| 869.2916 | -0.0012681 |  |  | 664.3177 | 0.0022542 | 869.2916 | -0.0022884 | 869.2916 | -0.0020516 | 869.5013 | -0.00019579 | 869.2916 | -0.0014828
| 869.5314 | -8.4305e-05 |  |  | 664.4407 | 0 | 869.5314 | -0.00050972 | 869.5314 | 0.00033448 | 869.7413 | 0.0012785 | 869.5314 | 0.0010123
| 869.7713 | -0.00037257 |  |  | 664.5637 | 0.0006936 | 869.7713 | -0.0017907 | 869.7713 | -0.0019837 | 869.9813 | 0.0003781 | 869.7713 | -0.001143
| 870.0111 | -0.00012583 |  |  | 664.6867 | 0 | 870.0111 | 0.00041273 | 870.0111 | 0.00065203 | 870.2213 | 0.00014062 | 870.0111 | 0.00091874
| 870.251 | -0.0001555 |  |  | 664.8097 | 0.0013178 | 870.251 | -0.0011645 | 870.251 | -0.0015418 | 870.4613 | -0.0001711 | 870.251 | -0.0013944
| 870.4909 | -0.00062617 |  |  | 664.9327 | 0 | 870.4909 | 0.00082212 | 870.4909 | -0.00010466 | 870.7014 | 0.00048689 | 870.4909 | 0.00072203
| 870.7308 | 3.7172e-05 |  |  | 665.0557 | 0.0015953 | 870.7308 | -0.002292 | 870.7308 | -0.0016749 | 870.9414 | -0.00053225 | 870.7308 | -0.0010007
| 870.9706 | 0.00027637 |  |  | 665.1787 | 0 | 870.9706 | 0.00038934 | 870.9706 | 0.00062103 | 871.1815 | 0.00020489 | 870.9706 | 0.00088483
| 871.2105 | -0.00074669 |  |  | 665.3017 | 0.0020461 | 871.2105 | -0.0015341 | 871.2105 | -0.0015907 | 871.4215 | -9.1991e-05 | 871.2105 | -0.0013325
| 871.4504 | -3.5864e-05 |  |  | 665.4248 | 0 | 871.4504 | 0.00035302 | 871.4504 | -0.00028969 | 871.6616 | 5.1542e-05 | 871.4504 | 0.00082566
| 871.6904 | -0.0015053 |  |  | 665.5478 | 0.0017513 | 871.6904 | -0.0013998 | 871.6904 | -0.0026394 | 871.9016 | -0.00034922 | 871.6904 | -0.0012244
| 871.9303 | 0.00029402 |  |  | 665.6709 | 0 | 871.9303 | -0.0012747 | 871.9303 | 0.00040337 | 872.1417 | 0.0001505 | 871.9303 | 0.00093492
| 872.1702 | -0.0001378 |  |  | 665.794 | 0.0013352 | 872.1702 | -0.0028297 | 872.1702 | -0.0018649 | 872.3818 | -0.0005026 | 872.1702 | -0.0013197
| 872.4101 | -0.00022599 |  |  | 665.917 | 0 | 872.4101 | 0.00090977 | 872.4101 | 0.00089109 | 872.6219 | 0.00014056 | 872.4101 | 0.00084127
| 872.6501 | -0.0016052 |  |  | 666.0401 | 0.00029479 | 872.6501 | -0.0016285 | 872.6501 | -0.0020193 | 872.862 | -0.00084891 | 872.6501 | -0.0014866
| 872.89 | -0.00025799 |  |  | 666.1632 | 0 | 872.89 | -0.00076427 | 872.89 | 0.00027514 | 873.1021 | 0.0005661 | 872.89 | 0.00072039
| 873.13 | -0.00046217 |  |  | 666.2863 | 0.0011271 | 873.13 | -0.00034464 | 873.13 | -0.0014696 | 873.3422 | -0.0001563 | 873.13 | -0.0013472
| 873.3699 | -0.00020771 |  |  | 666.4095 | 0 | 873.3699 | 0.0016619 | 873.3699 | 0.00043292 | 873.5823 | 0.0010361 | 873.3699 | 0.0006694
| 873.6099 | -0.0010623 |  |  | 666.5326 | 0.0025663 | 873.6099 | -0.0020968 | 873.6099 | -0.0021184 | 873.8224 | -0.00021563 | 873.6099 | -0.0014664
| 873.8499 | 0.0013865 |  |  | 666.6557 | 0 | 873.8499 | -0.00014193 | 873.8499 | 0.0017846 | 874.0626 | 0.00042257 | 873.8499 | 0.00059965
| 874.0898 | -0.00090594 |  |  | 666.7789 | 0.00048552 | 874.0898 | -0.0010862 | 874.0898 | -0.0016299 | 874.3027 | 0.00019004 | 874.0898 | -0.0011658
| 874.3298 | -0.00039321 |  |  | 666.902 | 0 | 874.3298 | -2.8736e-05 | 874.3298 | 0.00019377 | 874.5428 | 0.00040774 | 874.3298 | 0.00065242
| 874.5698 | -0.0015175 |  |  | 667.0252 | 0.0012138 | 874.5698 | -0.0020933 | 874.5698 | -0.0013585 | 874.783 | -0.00064114 | 874.5698 | -0.0015441
| 874.8098 | -0.00063185 |  |  | 667.1484 | 0 | 874.8098 | 0.00025018 | 874.8098 | 0.00013286 | 875.0232 | 0.00063042 | 874.8098 | 0.0006489
| 875.0498 | -0.00014583 |  |  | 667.2716 | 0.001786 | 875.0498 | -0.0028893 | 875.0498 | -0.00069458 | 875.2634 | -3.262e-05 | 875.0498 | -0.0013264
| 875.2898 | -0.00046543 |  |  | 667.3948 | 0 | 875.2898 | -0.00028821 | 875.2898 | -0.00021636 | 875.5035 | 0.00062546 | 875.2898 | 0.00075772
| 875.5299 | -0.00099737 |  |  | 667.518 | 0.0014045 | 875.5299 | -0.002358 | 875.5299 | -0.0021084 | 875.7438 | -0.00073514 | 875.5299 | -0.00161
| 875.7699 | 0.00036954 |  |  | 667.6412 | 0 | 875.7699 | 0.0008655 | 875.7699 | 0.00039184 | 875.9839 | 0.00069469 | 875.7699 | 0.00077354
| 876.0099 | -0.00088146 |  |  | 667.7644 | 0.0017513 | 876.0099 | -0.0010835 | 876.0099 | -0.0021413 | 876.2242 | 0.00041762 | 876.0099 | -0.001799
| 876.25 | -0.00033175 |  |  | 667.8876 | 0 | 876.25 | 0.0013896 | 876.25 | 0.00055652 | 876.4644 | 0.00050179 | 876.25 | 0.00085028
| 876.49 | -0.0011997 |  |  | 668.0109 | 0.0017167 | 876.49 | -0.0019226 | 876.49 | -0.001533 | 876.7046 | -0.00074003 | 876.49 | -0.0014311
| 876.7301 | -0.00023681 |  |  | 668.1341 | 0 | 876.7301 | 0.0002236 | 876.7301 | 0.0007935 | 876.9448 | 0.00066009 | 876.7301 | 0.00057282
| 876.9701 | -0.0011068 |  |  | 668.2574 | 0.0010924 | 876.9701 | -0.0019669 | 876.9701 | -0.002942 | 877.1851 | -0.00045307 | 876.9701 | -0.0013968
| 877.2102 | 0.00012786 |  |  | 668.3807 | 0.00019118 | 877.2102 | 4.3578e-05 | 877.2102 | 0.00047024 | 877.4253 | 0.00031378 | 877.2102 | 0.0010324
| 877.4503 | -0.000746 |  |  | 668.504 | 0.00027745 | 877.4503 | -0.0010304 | 877.4503 | -0.0016628 | 877.6656 | -0.00051248 | 877.4503 | -0.0013221
| 877.6903 | -0.00042128 |  |  | 668.6273 | 0 | 877.6903 | 0.00028523 | 877.6903 | 0.00075256 | 877.9058 | -0.00022553 | 877.6903 | 0.00073955
| 877.9304 | 3.3201e-05 |  |  | 668.7506 | 0.00091902 | 877.9304 | -0.0020299 | 877.9304 | -0.0010146 | 878.1461 | 0.0002841 | 877.9304 | -0.0016112
| 878.1705 | 0.00056726 |  |  | 668.8739 | 0 | 878.1705 | -0.0004879 | 878.1705 | 0.0017741 | 878.3864 | 0.00037308 | 878.1705 | 0.0012941
| 878.4106 | -0.00056422 |  |  | 668.9972 | 0.0010577 | 878.4106 | -0.0017289 | 878.4106 | -0.0020612 | 878.6266 | -0.0005471 | 878.4106 | -0.0017903
| 878.6507 | -0.00073357 |  |  | 669.1205 | 0 | 878.6507 | -0.00058309 | 878.6507 | -0.00092733 | 878.8669 | 4.1614e-05 | 878.6507 | 0.00085453
| 878.8908 | -0.0011953 |  |  | 669.2439 | 0.0012312 | 878.8908 | -0.0026724 | 878.8908 | -0.0019885 | 879.1072 | -0.00050753 | 878.8908 | -0.0016961
| 879.131 | -0.00050822 |  |  | 669.3672 | 0 | 879.131 | -0.00089355 | 879.131 | 0.00059204 | 879.3475 | 5.6481e-05 | 879.131 | 0.00076666
| 879.3711 | -0.00092813 |  |  | 669.4906 | 0.00076297 | 879.3711 | -0.0010594 | 879.3711 | -0.002237 | 879.5879 | -0.00040367 | 879.3711 | -0.001745
| 879.6112 | -0.00083619 |  |  | 669.6139 | 0 | 879.6112 | -0.00029364 | 879.6112 | -9.0248e-05 | 879.8282 | 0.00043746 | 879.6112 | 0.001161
| 879.8514 | -0.00014717 |  |  | 669.7373 | 0.00084967 | 879.8514 | -0.0024696 | 879.8514 | -0.0020906 | 880.0685 | -0.00015128 | 879.8514 | -0.0017085
| 880.0915 | 0.00039784 |  |  | 669.8607 | 0 | 880.0915 | 0.00073075 | 880.0915 | 0.0010369 | 880.3088 | -0.00014141 | 880.0915 | 0.00085362
| 880.3317 | -0.0010704 |  |  | 669.9841 | 0.00065893 | 880.3317 | -0.0025017 | 880.3317 | -0.0012722 | 880.5492 | -0.00022061 | 880.3317 | -0.0017288
| 880.5718 | -0.00079968 |  |  | 670.1075 | 0 | 880.5718 | -0.0024843 | 880.5718 | -0.0026805 | 880.7896 | 0.00018512 | 880.5718 | -0.0014681
| 880.812 | 0.00021107 |  |  | 670.2309 | 0.0012485 | 880.812 | 0.0013227 | 880.812 | 0.0011126 | 881.0299 | 0.00023456 | 880.812 | 0.0011093
| 881.0522 | -0.0011486 |  |  | 670.3544 | 0 | 881.0522 | -0.002897 | 881.0522 | -0.0019644 | 881.2703 | -0.00036404 | 881.0522 | -0.0017545
| 881.2923 | -0.00037674 |  |  | 670.4778 | 0.0014392 | 881.2923 | -0.00096882 | 881.2923 | 0.00057409 | 881.5107 | -0.00024532 | 881.2923 | 0.0010235
| 881.5325 | -0.00059212 |  |  | 670.6013 | 0 | 881.5325 | -0.0031375 | 881.5325 | -0.0014728 | 881.751 | 5.1524e-05 | 881.5325 | -0.0017959
| 881.7727 | 0.00056614 |  |  | 670.7247 | 0.00095371 | 881.7727 | 0.00046659 | 881.7727 | 0.0021437 | 881.9915 | 0.00065506 | 881.7727 | 0.0012332
| 882.0129 | -0.0013377 |  |  | 670.8482 | 0 | 882.0129 | -0.0015189 | 882.0129 | -0.0016051 | 882.2318 | -0.00058172 | 882.0129 | -0.00174
| 882.2531 | 0.00041112 |  |  | 670.9717 | 0.00084967 | 882.2531 | 0.0009611 | 882.2531 | 0.0010441 | 882.4722 | 0.00050666 | 882.2531 | 0.0011016
| 882.4933 | -0.00070035 |  |  | 671.0951 | 0 | 882.4933 | -0.002506 | 882.4933 | -0.001342 | 882.7126 | 0.00010595 | 882.4933 | -0.0016618
| 882.7336 | -0.00057689 |  |  | 671.2186 | 0.0012658 | 882.7336 | 0.00052502 | 882.7336 | 0.00012637 | 882.9531 | 0.0008382 | 882.7336 | 0.00023249
| 882.9738 | -0.00071426 |  |  | 671.3421 | 0 | 882.9738 | -0.0014018 | 882.9738 | -0.002004 | 883.1935 | -0.00026511 | 882.9738 | -0.0018714
| 883.214 | -6.4598e-05 |  |  | 671.4657 | 0.001734 | 883.214 | 0.0024429 | 883.214 | 0.00075002 | 883.4339 | -6.2257e-05 | 883.214 | 0.00090402
| 883.4543 | -0.0016487 |  |  | 671.5892 | 0 | 883.4543 | -0.0010132 | 883.4543 | -0.002904 | 883.6744 | -0.0010963 | 883.4543 | -0.0015568
| 883.6945 | 0.0004777 |  |  | 671.7127 | 0.0012832 | 883.6945 | 0.00077678 | 883.6945 | 0.00067738 | 883.9148 | 0.00012578 | 883.6945 | 0.0013062
| 883.9348 | -0.00058008 |  |  | 671.8363 | 0 | 883.9348 | -0.0021584 | 883.9348 | -0.0016666 | 884.1553 | -0.00033934 | 883.9348 | -0.0017634
| 884.175 | -0.00011891 |  |  | 671.9598 | 0.00050287 | 884.175 | 0.00025984 | 884.175 | 0.00019929 | 884.3958 | 0.00014548 | 884.175 | 0.00096246
| 884.4153 | -0.00080449 |  |  | 672.0834 | 0 | 884.4153 | -0.002428 | 884.4153 | -0.0015055 | 884.6362 | -0.00039382 | 884.4153 | -0.0018837
| 884.6556 | 0.00036886 |  |  | 672.207 | 0.0012485 | 884.6556 | 0.0015821 | 884.6556 | 0.0012643 | 884.8767 | 0.00033351 | 884.6556 | 0.0013123
| 884.8958 | -0.00042356 |  |  | 672.3305 | 0 | 884.8958 | -0.002725 | 884.8958 | -0.0012848 | 885.1172 | -0.0010072 | 884.8958 | -0.0016962
| 885.1361 | 0.00081387 |  |  | 672.4541 | 0.0015606 | 885.1361 | 0.00048945 | 885.1361 | 0.0021088 | 885.3577 | 0.00061553 | 885.1361 | 0.00087411
| 885.3764 | -0.00077138 |  |  | 672.5777 | 0 | 885.3764 | -0.0014568 | 885.3764 | -0.0022924 | 885.5982 | -0.00011172 | 885.3764 | -0.001607
| 885.6167 | 0.00072941 |  |  | 672.7014 | 0.0014566 | 885.6167 | 0.00075176 | 885.6167 | 0.0023819 | 885.8387 | 0.00057099 | 885.6167 | 0.0011042
| 885.857 | 0.00026536 |  |  | 672.825 | 0 | 885.857 | -0.0036156 | 885.857 | -0.00059666 | 886.0792 | -0.0003393 | 885.857 | -0.0017706
| 886.0973 | -0.00044595 |  |  | 672.9486 | 0.001786 | 886.0973 | 0.00035762 | 886.0973 | 0.00078546 | 886.3198 | 0.00064526 | 886.0973 | 0.00067844
| 886.3377 | -0.0014684 |  |  | 673.0723 | 0 | 886.3377 | -0.0024784 | 886.3377 | -0.0030745 | 886.5603 | -0.00033929 | 886.3377 | -0.0021247
| 886.578 | -0.00052066 |  |  | 673.1959 | 0.0012485 | 886.578 | -3.9181e-05 | 886.578 | -8.6729e-05 | 886.8008 | -0.00013655 | 886.578 | 0.00085752
| 886.8183 | -0.0010314 |  |  | 673.3196 | 0 | 886.8183 | -0.0045095 | 886.8183 | -0.0031461 | 887.0414 | -0.00040861 | 886.8183 | -0.0018216
| 887.0587 | 0.00015063 |  |  | 673.4432 | 0.0012138 | 887.0587 | 0.0017099 | 887.0587 | 0.00063298 | 887.2819 | 0.00033346 | 887.0587 | 0.0008978
| 887.299 | -0.0011451 |  |  | 673.5669 | 0 | 887.299 | -0.002671 | 887.299 | -0.0021202 | 887.5225 | -0.00037398 | 887.299 | -0.001612
| 887.5394 | -0.00051503 |  |  | 673.6906 | 0.00083233 | 887.5394 | -0.00054554 | 887.5394 | 0.0010384 | 887.7631 | 0.00015042 | 887.5394 | 0.0012646
| 887.7797 | -0.0005014 |  |  | 673.8143 | 0 | 887.7797 | -0.0030724 | 887.7797 | -0.0024309 | 888.0037 | 0.000383 | 887.7797 | -0.001779
| 888.0201 | -0.0016883 |  |  | 673.938 | 0.001734 | 888.0201 | 0.0020629 | 888.0201 | 0.00045038 | 888.2443 | 0.0007887 | 888.0201 | 0.00095358
| 888.2605 | -0.00035904 |  |  | 674.0617 | 0 | 888.2605 | -0.0023248 | 888.2605 | -0.0020699 | 888.4849 | -0.00035914 | 888.2605 | -0.0016597
| 888.5008 | -0.00022801 |  |  | 674.1855 | 0.00031212 | 888.5008 | 0.001274 | 888.5008 | -6.9129e-05 | 888.7255 | 0.00048692 | 888.5008 | 0.0007863
| 888.7412 | -0.0010503 |  |  | 674.3092 | 0 | 888.7412 | -0.0034288 | 888.7412 | -0.0021637 | 888.9661 | -0.00040856 | 888.7412 | -0.0020795
| 888.9816 | -0.00069981 |  |  | 674.433 | 0.0016993 | 888.9816 | -0.00026783 | 888.9816 | 0.00061437 | 889.2067 | 0.00035827 | 888.9816 | 0.00073305
| 889.222 | -0.00035105 |  |  | 674.5567 | 0 | 889.222 | -0.0026102 | 889.222 | -0.0016861 | 889.4473 | -9.1951e-05 | 889.222 | -0.0018905
| 889.4624 | 0.00010192 |  |  | 674.6805 | 0.0011271 | 889.4624 | 7.7838e-05 | 889.4624 | -1.1024e-05 | 889.6879 | 0.00059578 | 889.4624 | 0.00081929
| 889.7028 | -0.00058204 |  |  | 674.8043 | 0 | 889.7028 | -0.0028366 | 889.7028 | -0.0011773 | 889.9286 | -0.00065596 | 889.7028 | -0.0015977
| 889.9432 | -0.00072544 |  |  | 674.9281 | 0.0012485 | 889.9432 | 4.1967e-05 | 889.9432 | -0.00039789 | 890.1693 | 0.00096187 | 889.9432 | 0.0011263
| 890.1837 | -0.00016115 |  |  | 675.0519 | 0 | 890.1837 | -0.0011269 | 890.1837 | -0.0018238 | 890.4099 | -6.7221e-05 | 890.1837 | -0.0019434
| 890.4241 | -0.00013596 |  |  | 675.1757 | 0.0006069 | 890.4241 | 8.4025e-05 | 890.4241 | 0.0014933 | 890.6506 | 0.00020485 | 890.4241 | 0.00078148
| 890.6645 | -0.00067714 |  |  | 675.2995 | 0 | 890.6645 | -0.0034681 | 890.6645 | -0.0022048 | 890.8912 | -0.00010182 | 890.6645 | -0.0020503
| 890.905 | -0.00096595 |  |  | 675.4233 | 0.0015259 | 890.905 | -0.00067986 | 890.905 | -0.00061739 | 891.1319 | 0.00081839 | 890.905 | 0.00070264
| 891.1454 | -0.0006547 |  |  | 675.5472 | 0 | 891.1454 | -0.0039202 | 891.1454 | -0.0025785 | 891.3726 | -0.00074504 | 891.1454 | -0.0015143
| 891.3859 | 0.00018897 |  |  | 675.671 | 0.00081498 | 891.3859 | 0.0006146 | 891.3859 | 0.00035276 | 891.6133 | 6.9727e-06 | 891.3859 | 0.0011044
| 891.6263 | -0.0012007 |  |  | 675.7949 | 0 | 891.6263 | -0.00465 | 891.6263 | -0.0028808 | 891.854 | -0.00070541 | 891.6263 | -0.0021504
| 891.8668 | 0.00015278 |  |  | 675.9188 | 0.0017513 | 891.8668 | 0.00090425 | 891.8668 | 0.0013496 | 892.0947 | 0.00024449 | 891.8668 | 0.0010047
| 892.1073 | -0.0018795 |  |  | 676.0426 | 0 | 892.1073 | -0.0018585 | 892.1073 | -0.0027553 | 892.3354 | -0.00022555 | 892.1073 | -0.0023182
| 892.3478 | -0.00037997 |  |  | 676.1665 | 0.00048552 | 892.3478 | 0.0013028 | 892.3478 | -0.00013254 | 892.5761 | 0.00026921 | 892.3478 | 0.00084284
| 892.5883 | -0.00066721 |  |  | 676.2904 | 0 | 892.5883 | -0.0024937 | 892.5883 | -0.0022319 | 892.8168 | -0.00019582 | 892.5883 | -0.0016555
| 892.8288 | 0.00010076 |  |  | 676.4143 | 0.0010404 | 892.8288 | 0.00052151 | 892.8288 | 0.0015229 | 893.0576 | 1.6863e-05 | 892.8288 | 0.0012197
| 893.0693 | -0.000303 |  |  | 676.5383 | 0 | 893.0693 | -0.003611 | 893.0693 | -0.0018302 | 893.2983 | -7.71e-05 | 893.0693 | -0.0021412
| 893.3098 | 1.1395e-05 |  |  | 676.6622 | 0.0019074 | 893.3098 | 0.0011192 | 893.3098 | -0.0004893 | 893.5391 | 0.00061552 | 893.3098 | 0.001103
| 893.5503 | -0.00055735 |  |  | 676.7861 | 0 | 893.5503 | -0.0024157 | 893.5503 | -0.0019499 | 893.7798 | 0.00053145 | 893.5503 | -0.0016873
| 893.7908 | -0.00015612 |  |  | 676.9101 | 0.0012485 | 893.7908 | 0.00088542 | 893.7908 | 0.00074648 | 894.0206 | 0.00047701 | 893.7908 | 0.0010191
| 894.0313 | -0.00019919 |  |  | 677.034 | 0 | 894.0313 | -0.0029188 | 894.0313 | -0.0018967 | 894.2614 | -0.00056696 | 894.0313 | -0.0018345
| 894.2719 | 0.00025559 |  |  | 677.158 | 0.00041617 | 894.2719 | 0.00099149 | 894.2719 | 0.00094499 | 894.5022 | -0.00016121 | 894.2719 | 0.0011408
| 894.5124 | -0.0011261 |  |  | 677.282 | 0 | 894.5124 | -0.0027898 | 894.5124 | -0.0031756 | 894.743 | -0.00064606 | 894.5124 | -0.0020412
| 894.753 | -0.0010397 |  |  | 677.406 | 0.0010231 | 894.753 | 0.00098263 | 894.753 | 0.0011278 | 894.9838 | 0.00079366 | 894.753 | 0.0008178
| 894.9935 | -6.6521e-05 |  |  | 677.53 | 0 | 894.9935 | -0.0020976 | 894.9935 | -0.0016246 | 895.2246 | 6.1448e-05 | 894.9935 | -0.0017831
| 895.2341 | 0.00030333 |  |  | 677.654 | 0.0014392 | 895.2341 | -0.00063475 | 895.2341 | -0.00016518 | 895.4654 | 0.00024939 | 895.2341 | 0.00091461
| 895.4746 | -0.0012289 |  |  | 677.778 | 0 | 895.4746 | -0.0021288 | 895.4746 | -0.0024317 | 895.7062 | -0.00087856 | 895.4746 | -0.0023918
| 895.7152 | 0.00020434 |  |  | 677.902 | 0.0016473 | 895.7152 | 0.0013704 | 895.7152 | 0.0011714 | 895.947 | 0.00031376 | 895.7152 | 0.0012297
| 895.9558 | -0.0014424 |  |  | 678.0261 | 0 | 895.9558 | -0.0017969 | 895.9558 | -0.0023951 | 896.1879 | 6.6355e-05 | 895.9558 | -0.0020849
| 896.1964 | -0.00028868 |  |  | 678.1501 | 0.0020635 | 896.1964 | 0.0012687 | 896.1964 | -0.00052469 | 896.4287 | 0.00056109 | 896.1964 | 0.0007305
| 896.437 | -0.00044443 |  |  | 678.2742 | 0 | 896.437 | -0.0018186 | 896.437 | -0.0020015 | 896.6696 | -0.00036897 | 896.437 | -0.001775
| 896.6776 | 6.4318e-05 |  |  | 678.3982 | 0.00064159 | 896.6776 | 0.0014173 | 896.6776 | 0.00045634 | 896.9104 | 0.00019009 | 896.6776 | 0.0013588
| 896.9182 | -0.00089415 |  |  | 678.5223 | 0 | 896.9182 | -0.0015097 | 896.9182 | -0.0018446 | 897.1513 | -0.00035417 | 896.9182 | -0.0021119
| 897.1588 | -0.00032969 |  |  | 678.6464 | 0.0023756 | 897.1588 | 0.00025381 | 897.1588 | 0.00049799 | 897.3922 | -9.1917e-05 | 897.1588 | 0.001184
| 897.3994 | -0.0014012 |  |  | 678.7705 | 0 | 897.3994 | -0.0037542 | 897.3994 | -0.0026871 | 897.6331 | -0.00046796 | 897.3994 | -0.0024782
| 897.64 | 0.00020493 |  |  | 678.8946 | 0.00095371 | 897.64 | -0.0006267 | 897.64 | 0.00078902 | 897.874 | 0.00066005 | 897.64 | 0.0011176
| 897.8806 | -0.0007792 |  |  | 679.0187 | 0 | 897.8806 | -0.0022053 | 897.8806 | -0.0023259 | 898.1148 | -0.00028489 | 897.8806 | -0.0020737
| 898.1213 | -0.00016134 |  |  | 679.1429 | 0.001682 | 898.1213 | 0.00038444 | 898.1213 | 0.00091785 | 898.3557 | -0.00014636 | 898.1213 | 0.00072404
| 898.3619 | -0.00014119 |  |  | 679.267 | 0 | 898.3619 | -0.0034382 | 898.3619 | -0.0030733 | 898.5966 | -0.00074495 | 898.3619 | -0.0019932
| 898.6026 | -0.00086596 |  |  | 679.3911 | 0.0012485 | 898.6026 | -0.0013852 | 898.6026 | 0.00085925 | 898.8376 | 0.00034343 | 898.6026 | 0.001108
| 898.8432 | -0.0013298 |  |  | 679.5153 | 0 | 898.8432 | -0.0025863 | 898.8432 | -0.0032865 | 899.0785 | 0.00021479 | 898.8432 | -0.0023155
| 899.0839 | -3.2941e-05 |  |  | 679.6395 | 0.00098839 | 899.0839 | -0.00033681 | 899.0839 | 0.0010797 | 899.3194 | 0.00067493 | 899.0839 | 0.0012109
| 899.3246 | -0.00097332 |  |  | 679.7637 | 0 | 899.3246 | -0.0024774 | 899.3246 | -0.0024903 | 899.5604 | -0.0009528 | 899.3246 | -0.0020506
| 899.5652 | 0.00021636 |  |  | 679.8878 | 0.0019074 | 899.5652 | -2.7785e-05 | 899.5652 | 0.0016677 | 899.8013 | 0.00097173 | 899.5652 | 0.0010521
| 899.8059 | -0.00082682 |  |  | 680.012 | 0 | 899.8059 | -0.0027416 | 899.8059 | -0.0019362 | 900.0422 | -0.00021068 | 899.8059 | -0.0019907
| 900.0466 | -0.0001556 |  |  | 680.1363 | 0.0014219 | 900.0466 | 0.0017902 | 900.0466 | 0.00090893 | 900.2832 | -2.8814e-06 | 900.0466 | 0.0012865
| 900.2873 | -0.00039617 |  |  | 680.2605 | 0 | 900.2873 | -0.0032417 | 900.2873 | -0.0024969 | 900.5242 | -0.00032944 | 900.2873 | -0.0020945
| 900.528 | -0.00020316 |  |  | 680.3847 | 0.0015953 | 900.528 | 0.00075867 | 900.528 | 0.00069954 | 900.7651 | 0.00039294 | 900.528 | 0.00095186
| 900.7687 | -0.0015655 |  |  | 680.5089 | 0 | 900.7687 | -0.0045091 | 900.7687 | -0.0033062 | 901.0062 | -0.00050751 | 900.7687 | -0.0022693
| 901.0094 | 0.00039234 |  |  | 680.6332 | 0.0011965 | 901.0094 | -0.0005194 | 901.0094 | 0.0023948 | 901.2471 | 0.00023458 | 901.0094 | 0.0014587
| 901.2501 | -0.00095837 |  |  | 680.7575 | 0 | 901.2501 | -0.0022841 | 901.2501 | -0.0026069 | 901.4882 | -0.00028986 | 901.2501 | -0.0017251
| 901.4909 | -1.0834e-05 |  |  | 680.8817 | 0.0013699 | 901.4909 | -0.00022012 | 901.4909 | 0.00076932 | 901.7291 | 0.00055619 | 901.4909 | 0.0011823
| 901.7316 | -0.00031251 |  |  | 681.006 | 0 | 901.7316 | -0.0018227 | 901.7316 | -0.0031665 | 901.9702 | -6.7222e-05 | 901.7316 | -0.0023713
| 901.9723 | -0.00064787 |  |  | 681.1303 | 0.0014045 | 901.9723 | -0.00019544 | 901.9723 | -0.00018131 | 902.2112 | 0.00043251 | 901.9723 | 0.00099799
| 902.2131 | -3.1605e-05 |  |  | 681.2546 | 0 | 902.2131 | -0.004403 | 902.2131 | -0.0018393 | 902.4522 | -0.00074505 | 902.2131 | -0.0020245
| 902.4538 | -0.00026936 |  |  | 681.3789 | 0.00088435 | 902.4538 | 0.0017501 | 902.4538 | 0.00086845 | 902.6932 | 0.00036812 | 902.4538 | 0.00075361
| 902.6946 | -0.00077936 |  |  | 681.5032 | 0 | 902.6946 | -0.0029466 | 902.6946 | -0.003104 | 902.9343 | -0.00025031 | 902.6946 | -0.001794
| 902.9354 | -0.00015725 |  |  | 681.6276 | 0.0013699 | 902.9354 | 0.0013953 | 902.9354 | -0.00033063 | 903.1754 | -0.00010184 | 902.9354 | 0.0011279
| 903.1761 | -0.0014156 |  |  | 681.7519 | 0 | 903.1761 | -0.0039309 | 903.1761 | -0.0030125 | 903.4164 | -0.00037397 | 903.1761 | -0.0026314
| 903.4169 | -9.6508e-05 |  |  | 681.8762 | 0.0013525 | 903.4169 | 0.0010522 | 903.4169 | 0.0012401 | 903.6575 | 0.0002841 | 903.4169 | 0.00097397
| 903.6577 | -0.00099851 |  |  | 682.0006 | 0 | 903.6577 | -0.0021896 | 903.6577 | -0.0026893 | 903.8986 | 2.1818e-05 | 903.6577 | -0.0018841
| 903.8985 | -0.0004647 |  |  | 682.125 | 0.0011444 | 903.8985 | 0.0020246 | 903.8985 | -0.00024348 | 904.1396 | -0.0002651 | 903.8985 | 0.0011149
| 904.1393 | -0.00016995 |  |  | 682.2494 | 0 | 904.1393 | -0.0040432 | 904.1393 | -0.0021589 | 904.3807 | -0.00028982 | 904.1393 | -0.0021166
| 904.3801 | -0.00046082 |  |  | 682.3737 | 0.00163 | 904.3801 | 0.00019792 | 904.3801 | 0.0012743 | 904.6218 | -2.7617e-05 | 904.3801 | 0.0010563
| 904.6209 | -0.00032811 |  |  | 682.4981 | 0 | 904.6209 | -0.0036601 | 904.6209 | -0.0027306 | 904.8629 | -0.00030967 | 904.6209 | -0.0019862
| 904.8617 | 1.8959e-06 |  |  | 682.6226 | 0.0011618 | 904.8617 | 0.00039701 | 904.8617 | 0.00072662 | 905.104 | 0.0002643 | 904.8617 | 0.0010923
| 905.1025 | -0.0011292 |  |  | 682.747 | 0 | 905.1025 | -0.0035328 | 905.1025 | -0.00333 | 905.3451 | 3.667e-05 | 905.1025 | -0.0025724
| 905.3433 | 0.00027883 |  |  | 682.8714 | 0.0019421 | 905.3433 | -9.0941e-05 | 905.3433 | 0.00082708 | 905.5862 | -0.00011671 | 905.3433 | 0.00078525
| 905.5842 | -5.2495e-05 |  |  | 682.9959 | 0 | 905.5842 | -0.0013408 | 905.5842 | -0.0024169 | 905.8274 | 2.6779e-05 | 905.5842 | -0.0019081
| 905.825 | -0.00022835 |  |  | 683.1203 | 0.0014913 | 905.825 | 0.0010164 | 905.825 | 0.00086822 | 906.0685 | 4.1613e-05 | 905.825 | 0.0014165
| 906.0658 | -0.00034986 |  |  | 683.2448 | 0 | 906.0658 | -0.0019995 | 906.0658 | -0.0029591 | 906.3096 | 0.00027414 | 906.0658 | -0.0020632
| 906.3067 | -5.8644e-06 |  |  | 683.3692 | 0.00081498 | 906.3067 | 0.00096919 | 906.3067 | 0.00021787 | 906.5508 | 0.00051168 | 906.3067 | 0.0010406
| 906.5476 | -0.00099231 |  |  | 683.4937 | 0 | 906.5476 | -0.0036572 | 906.5476 | -0.0039596 | 906.792 | -0.00020078 | 906.5476 | -0.0018693
| 906.7884 | -0.00019805 |  |  | 683.6182 | 0.0013352 | 906.7884 | 0.00095769 | 906.7884 | 9.1595e-05 | 907.0331 | 0.00031868 | 906.7884 | 0.0012502
| 907.0293 | -0.00092169 |  |  | 683.7427 | 0 | 907.0293 | -0.0032276 | 907.0293 | -0.0045371 | 907.2743 | -0.00037893 | 907.0293 | -0.002085
| 907.2702 | 0.00019698 |  |  | 683.8672 | 0.00098839 | 907.2702 | 0.00014222 | 907.2702 | 0.0017907 | 907.5155 | 0.00022469 | 907.2702 | 0.0017235
| 907.511 | -0.00051258 |  |  | 683.9918 | 0 | 907.511 | -0.0015369 | 907.511 | -0.0021611 | 907.7567 | -0.0010319 | 907.511 | -0.0021104
| 907.7519 | -0.00060913 |  |  | 684.1163 | 0.0015086 | 907.7519 | 5.2562e-05 | 907.7519 | 0.00018024 | 907.9979 | 0.00054628 | 907.7519 | 0.0014244
| 907.9928 | -0.00071815 |  |  | 684.2408 | 0 | 907.9928 | -0.00060085 | 907.9928 | -0.0018752 | 908.2391 | -0.00052242 | 907.9928 | -0.0026105
| 908.2337 | 2.7286e-05 |  |  | 684.3654 | 0.00098839 | 908.2337 | -0.00019119 | 908.2337 | 0.00099227 | 908.4803 | 0.00052155 | 908.2337 | 0.0012894
| 908.4746 | -0.00074417 |  |  | 684.49 | 0 | 908.4746 | -0.0032927 | 908.4746 | -0.0031726 | 908.7215 | -0.00017606 | 908.4746 | -0.0024823
| 908.7156 | 0.00058955 |  |  | 684.6145 | 5.2025e-05 | 908.7156 | 5.692e-05 | 908.7156 | 0.0015982 | 908.9628 | -8.2101e-05 | 908.7156 | 0.0013789
| 908.9565 | -0.0010559 |  |  | 684.7391 | 0 | 908.9565 | -0.0035051 | 908.9565 | -0.0037322 | 909.204 | 0.00065018 | 908.9565 | -0.0026922
| 909.1974 | -0.00076251 |  |  | 684.8637 | 0.0025317 | 909.1974 | 0.0015248 | 909.1974 | 0.00052795 | 909.4452 | 0.0003781 | 909.1974 | 0.0010842
| 909.4383 | -0.00071556 |  |  | 684.9883 | 0 | 909.4383 | -0.0040027 | 909.4383 | -0.0028784 | 909.6865 | -0.00074011 | 909.4383 | -0.0023953
| 909.6793 | -3.6944e-06 |  |  | 685.1129 | 0.00048552 | 909.6793 | -0.00028281 | 909.6793 | 0.00035134 | 909.9277 | 0.00014061 | 909.6793 | 0.0018002
| 909.9202 | -0.00093396 |  |  | 685.2376 | 0 | 909.9202 | -0.0023791 | 909.9202 | -0.0024105 | 910.169 | -0.00053723 | 909.9202 | -0.0025838
| 910.1612 | -0.00043031 |  |  | 685.3622 | 0.0013005 | 910.1612 | -0.00042563 | 910.1612 | 0.00053462 | 910.4103 | 0.00024948 | 910.1612 | 0.0010997
| 910.4021 | -7.5469e-05 |  |  | 685.4868 | 0 | 910.4021 | -0.0019819 | 910.4021 | -0.0022773 | 910.6516 | -0.0005125 | 910.4021 | -0.0021704
| 910.6431 | 0.00030519 |  |  | 685.6115 | 0.0016126 | 910.6431 | 0.00088483 | 910.6431 | 0.0013452 | 910.8928 | 0.0004671 | 910.6431 | 0.001391
| 910.8841 | -0.00026357 |  |  | 685.7362 | 0 | 910.8841 | -0.0038378 | 910.8841 | -0.0025804 | 911.1341 | -0.00053725 | 910.8841 | -0.0024502
| 911.125 | -0.00082191 |  |  | 685.8608 | 0.002601 | 911.125 | 0.0018821 | 911.125 | 0.0012632 | 911.3754 | 0.00054128 | 911.125 | 0.0010984
| 911.366 | -0.00075959 |  |  | 685.9855 | 0 | 911.366 | -0.0046676 | 911.366 | -0.0034394 | 911.6167 | -0.00056697 | 911.366 | -0.0024717
| 911.607 | -0.0010134 |  |  | 686.1102 | 0.00074563 | 911.607 | 0.00082081 | 911.607 | 0.0011865 | 911.858 | 0.00032363 | 911.607 | 0.0010108
| 911.848 | 0.00017725 |  |  | 686.2349 | 0 | 911.848 | -0.0021958 | 911.848 | -0.0018741 | 912.0994 | -0.00016123 | 911.848 | -0.0017443
| 912.089 | 0.00012785 |  |  | 686.3596 | 0.0024796 | 912.089 | 0.0012933 | 912.089 | 0.0013532 | 912.3406 | 0.00016533 | 912.089 | 0.0014412
| 912.33 | -0.0017662 |  |  | 686.4844 | 0 | 912.33 | -0.00424 | 912.33 | -0.0039251 | 912.582 | -0.00017601 | 912.33 | -0.0022795
| 912.571 | 0.00097237 |  |  | 686.6091 | 0.001682 | 912.571 | 0.0011372 | 912.571 | 0.0018557 | 912.8234 | 0.00043738 | 912.571 | 0.0017297
| 912.812 | -0.000854 |  |  | 686.7339 | 0 | 912.812 | -0.0036546 | 912.812 | -0.0035208 | 913.0647 | -0.00034429 | 912.812 | -0.0026453
| 913.0531 | -0.00028823 |  |  | 686.8586 | 0.0018381 | 913.0531 | -0.0012305 | 913.0531 | 0.0002578 | 913.306 | 0.0004473 | 913.0531 | 0.0011422
| 913.2941 | -0.0014341 |  |  | 686.9834 | 0 | 913.2941 | -0.0022793 | 913.2941 | -0.0033754 | 913.5474 | -0.00025031 | 913.2941 | -0.0027966
| 913.5351 | 0.00040532 |  |  | 687.1082 | 0.00079764 | 913.5351 | 0.00057924 | 913.5351 | 0.00096731 | 913.7888 | 0.00067988 | 913.5351 | 0.0014561
| 913.7762 | -9.2514e-05 |  |  | 687.233 | 0 | 913.7762 | -0.0023277 | 913.7762 | -0.0022648 | 914.0302 | -0.00079448 | 913.7762 | -0.00247
| 914.0172 | 0.00058302 |  |  | 687.3578 | 0.001682 | 914.0172 | 0.00095305 | 914.0172 | 0.0010208 | 914.2715 | 0.00043743 | 914.0172 | 0.0016285
| 914.2583 | -0.00068755 |  |  | 687.4826 | 0 | 914.2583 | -0.0035671 | 914.2583 | -0.0022124 | 914.5129 | 0.00034344 | 914.2583 | -0.0023865
| 914.4993 | 1.8253e-05 |  |  | 687.6074 | 0.002653 | 914.4993 | 0.00024738 | 914.4993 | 0.0009724 | 914.7543 | -0.00023046 | 914.4993 | 0.0013848
| 914.7404 | -0.00059653 |  |  | 687.7322 | 0 | 914.7404 | -0.0026648 | 914.7404 | -0.0021767 | 914.9957 | -0.00055701 | 914.7404 | -0.0026375
| 914.9815 | -4.5262e-05 |  |  | 687.8571 | 0.0013178 | 914.9815 | 0.00082032 | 914.9815 | 0.00043043 | 915.2372 | 0.00026921 | 914.9815 | 0.0010429
| 915.2225 | 9.4726e-05 |  |  | 687.9819 | 0 | 915.2225 | -0.0016277 | 915.2225 | -0.0023258 | 915.4786 | -0.00024532 | 915.2225 | -0.0020861
| 915.4636 | 0.00032618 |  |  | 688.1068 | 0.001786 | 915.4636 | 0.00096184 | 915.4636 | 0.001723 | 915.72 | -0.00028489 | 915.4636 | 0.0013831
| 915.7047 | -0.00112 |  |  | 688.2317 | 0 | 915.7047 | -0.0035854 | 915.7047 | -0.0027014 | 915.9614 | -0.00021067 | 915.7047 | -0.0026572
| 915.9458 | 9.9247e-05 |  |  | 688.3565 | 8.6698e-05 | 915.9458 | 0.00046115 | 915.9458 | 0.0009992 | 916.2029 | 0.00061553 | 915.9458 | 0.0012554
| 916.1869 | -0.0012045 |  |  | 688.4814 | 0 | 916.1869 | -0.0033832 | 916.1869 | -0.0035533 | 916.4443 | -0.00027013 | 916.1869 | -0.0029183
| 916.428 | -0.00081478 |  |  | 688.6063 | 0.00090168 | 916.428 | 0.0009121 | 916.428 | -0.00033304 | 916.6858 | 0.00060564 | 916.428 | 0.00086186
| 916.6692 | -0.00047334 |  |  | 688.7312 | 0 | 916.6692 | -0.0041079 | 916.6692 | -0.0025213 | 916.9272 | -0.00057681 | 916.6692 | -0.0020469
| 916.9103 | 6.3649e-05 |  |  | 688.8562 | 0.00097105 | 916.9103 | 0.0014568 | 916.9103 | 0.00090866 | 917.1688 | 0.00053146 | 916.9103 | 0.001192
| 917.1514 | -0.00081915 |  |  | 688.9811 | 0 | 917.1514 | -0.0028309 | 917.1514 | -0.0037684 | 917.4102 | -0.00076479 | 917.1514 | -0.0024446
| 917.3925 | 0.0008607 |  |  | 689.1061 | 0.0014045 | 917.3925 | 0.00052016 | 917.3925 | 0.0014052 | 917.6517 | 0.00023456 | 917.3925 | 0.001517
| 917.6337 | -0.001015 |  |  | 689.231 | 0 | 917.6337 | -0.0049187 | 917.6337 | -0.0037029 | 917.8932 | 0.0003434 | 917.6337 | -0.0030242
| 917.8748 | -0.00066915 |  |  | 689.356 | 0.0019941 | 917.8748 | 0.00045897 | 917.8748 | -0.00081976 | 918.1347 | -0.00017603 | 917.8748 | 0.0010176
| 918.116 | -0.0010095 |  |  | 689.4809 | 0 | 918.116 | -0.003097 | 918.116 | -0.0030964 | 918.3762 | -0.0002552 | 918.116 | -0.003172
| 918.3571 | 0.0010388 |  |  | 689.6059 | 0.00058956 | 918.3571 | 0.00043609 | 918.3571 | 0.0016716 | 918.6177 | 0.00043743 | 918.3571 | 0.0015871
| 918.5983 | -0.0011891 |  |  | 689.7309 | 0 | 918.5983 | -0.0038826 | 918.5983 | -0.0041217 | 918.8593 | 0.00039786 | 918.5983 | -0.0027754
| 918.8395 | -0.00046993 |  |  | 689.8559 | 0.00088435 | 918.8395 | 0.0027526 | 918.8395 | 0.00012653 | 919.1008 | 0.00056111 | 918.8395 | 0.001365
| 919.0806 | -0.00091101 |  |  | 689.981 | 0 | 919.0806 | -0.0050242 | 919.0806 | -0.0026429 | 919.3423 | -8.2044e-05 | 919.0806 | -0.0023229
| 919.3218 | 0.00021985 |  |  | 690.106 | 0.001786 | 919.3218 | -0.00049578 | 919.3218 | 0.0008613 | 919.5839 | -8.6988e-05 | 919.3218 | 0.0014797
| 919.563 | -0.0001011 |  |  | 690.231 | 0 | 919.563 | -0.0036607 | 919.563 | -0.0029538 | 919.8254 | -0.0011804 | 919.563 | -0.0025482
| 919.8042 | -1.7951e-05 |  |  | 690.3561 | 0.0012832 | 919.8042 | 0.0013457 | 919.8042 | 0.0012577 | 920.067 | 0.00041272 | 919.8042 | 0.0013209
| 920.0454 | -0.00077022 |  |  | 690.4811 | 0 | 920.0454 | -0.0020132 | 920.0454 | -0.0027305 | 920.3085 | -0.00039871 | 920.0454 | -0.0022114
| 920.2866 | 0.00013891 |  |  | 690.6062 | 0.0016473 | 920.2866 | 0.001881 | 920.2866 | 0.00084729 | 920.5501 | -2.2688e-05 | 920.2866 | 0.0013432
| 920.5278 | -0.00050519 |  |  | 690.7313 | 0 | 920.5278 | -0.0027872 | 920.5278 | -0.003139 | 920.7917 | -0.00044325 | 920.5278 | -0.0028008
| 920.769 | -0.0003538 |  |  | 690.8564 | 0.0002601 | 920.769 | -0.00084101 | 920.769 | 0.00079046 | 921.0333 | 0.00062048 | 920.769 | 0.00081238
| 921.0103 | -0.00075488 |  |  | 690.9815 | 0 | 921.0103 | -0.0028319 | 921.0103 | -0.0030253 | 921.2748 | -0.00017606 | 921.0103 | -0.0026719
| 921.2515 | -0.00043266 |  |  | 691.1066 | 0.00081498 | 921.2515 | 0.0011911 | 921.2515 | 0.0015944 | 921.5164 | 3.1726e-05 | 921.2515 | 0.0015116
| 921.4927 | -0.00051371 |  |  | 691.2317 | 0 | 921.4927 | -0.0047991 | 921.4927 | -0.0023987 | 921.7581 | 0.00012573 | 921.4927 | -0.0031183
| 921.734 | 0.00033947 |  |  | 691.3568 | 0.0021328 | 921.734 | -0.0007763 | 921.734 | 0.002081 | 921.9997 | 4.6578e-05 | 921.734 | 0.0015969
| 921.9752 | -0.0011272 |  |  | 691.482 | 0 | 921.9752 | -0.0041203 | 921.9752 | -0.0034529 | 922.2413 | -7.7918e-06 | 921.9752 | -0.002287
| 922.2165 | -0.00034105 |  |  | 691.6071 | 0.0015953 | 922.2165 | 0.00012094 | 922.2165 | 0.0015164 | 922.4829 | 0.00058092 | 922.2165 | 0.0012643
| 922.4577 | -0.00050375 |  |  | 691.7323 | 0 | 922.4577 | -0.0022848 | 922.4577 | -0.0038486 | 922.7245 | -1.7742e-05 | 922.4577 | -0.0029092
| 922.699 | -0.00064336 |  |  | 691.8575 | 0.0021849 | 922.699 | -0.00070507 | 922.699 | 0.00042243 | 922.9662 | 0.00063533 | 922.699 | 0.0010875
| 922.9403 | -0.00096633 |  |  | 691.9827 | 0 | 922.9403 | -0.0032203 | 922.9403 | -0.0044261 | 923.2078 | -0.00056194 | 922.9403 | -0.0026311
| 923.1816 | 0.0001148 |  |  | 692.1079 | 0.0016473 | 923.1816 | 0.0014332 | 923.1816 | 0.00027692 | 923.4495 | 0.00040278 | 923.1816 | 0.0018445
| 923.4228 | -0.00069636 |  |  | 692.2331 | 0 | 923.4228 | -0.0047461 | 923.4228 | -0.0021619 | 923.6912 | -5.7282e-05 | 923.4228 | -0.0025123
| 923.6641 | -1.792e-05 |  |  | 692.3583 | 0.0010231 | 923.6641 | 0.0006735 | 923.6641 | -0.00087405 | 923.9329 | 0.00030879 | 923.6641 | 0.0013834
| 923.9054 | -0.000371 |  |  | 692.4835 | 0 | 923.9054 | -0.0036402 | 923.9054 | -0.0019075 | 924.1745 | -0.00025026 | 923.9054 | -0.0030676
| 924.1467 | -0.00030178 |  |  | 692.6088 | 0.0018727 | 924.1467 | -0.0008211 | 924.1467 | 0.0010248 | 924.4162 | 0.00064031 | 924.1467 | 0.001776
| 924.388 | -0.00093839 |  |  | 692.734 | 0 | 924.388 | -0.0018251 | 924.388 | -0.0045928 | 924.6579 | -0.00015628 | 924.388 | -0.0028641
| 924.6294 | -0.00010039 |  |  | 692.8593 | 0.0022369 | 924.6294 | -0.00092505 | 924.6294 | 0.0011016 | 924.8996 | 0.00018513 | 924.6294 | 0.00087071
| 924.8707 | -0.00084929 |  |  | 692.9845 | 0 | 924.8707 | -0.0032775 | 924.8707 | -0.0028064 | 925.1413 | 4.6603e-05 | 924.8707 | -0.0023156
| 925.112 | -0.00034692 |  |  | 693.1098 | 0.0012832 | 925.112 | 0.00027597 | 925.112 | 0.0016195 | 925.383 | -6.7222e-05 | 925.112 | 0.0014484
| 925.3533 | -0.0013088 |  |  | 693.2351 | 0 | 925.3533 | -0.0043437 | 925.3533 | -0.0023755 | 925.6248 | -0.00062131 | 925.3533 | -0.0024123
| 925.5947 | -2.9256e-06 |  |  | 693.3604 | 0.0002601 | 925.5947 | 0.00061079 | 925.5947 | 0.0016399 | 925.8665 | 0.00015544 | 925.5947 | 0.0015128
| 925.836 | -0.00090361 |  |  | 693.4857 | 0 | 925.836 | -0.0035063 | 925.836 | -0.0027397 | 926.1082 | -0.00055209 | 925.836 | -0.00255
| 926.0774 | 0.00054381 |  |  | 693.611 | 0.0016993 | 926.0774 | 2.3003e-05 | 926.0774 | 0.001874 | 926.35 | 0.00025931 | 926.0774 | 0.001905
| 926.3187 | -0.00058675 |  |  | 693.7364 | 0 | 926.3187 | -0.0025712 | 926.3187 | -0.0027948 | 926.5917 | -0.00064112 | 926.3187 | -0.0021883
| 926.5601 | -0.00078528 |  |  | 693.8617 | 0.0013525 | 926.5601 | 0.00044789 | 926.5601 | 0.00029288 | 926.8334 | -0.00061633 | 926.5601 | 0.0014898
| 926.8014 | -0.00043422 |  |  | 693.9871 | 0 | 926.8014 | -0.0034814 | 926.8014 | -0.0019755 | 927.0752 | -0.00012165 | 926.8014 | -0.0030509
| 927.0428 | 0.00063787 |  |  | 694.1124 | 0.0010577 | 927.0428 | 0.0014165 | 927.0428 | 0.0026912 | 927.317 | 0.00038304 | 927.0428 | 0.0017105
| 927.2842 | -0.001685 |  |  | 694.2378 | 0 | 927.2842 | -0.0024052 | 927.2842 | -0.0028581 | 927.5588 | -0.00042341 | 927.2842 | -0.0022388
| 927.5256 | -0.00046334 |  |  | 694.3632 | 0.0011618 | 927.5256 | 0.0020543 | 927.5256 | 0.001675 | 927.8005 | 0.00031873 | 927.5256 | 0.0019612
| 927.767 | -0.00049058 |  |  | 694.4886 | 0 | 927.767 | -0.0025236 | 927.767 | -0.0035618 | 928.0424 | -0.00078956 | 927.767 | -0.0019822
| 928.0084 | -0.00076642 |  |  | 694.614 | 0.00081498 | 928.0084 | 0.0013797 | 928.0084 | -0.00035672 | 928.2841 | 0.00077882 | 928.0084 | 0.0013703
| 928.2498 | -2.0578e-05 |  |  | 694.7394 | 0 | 928.2498 | -0.004645 | 928.2498 | -0.0014473 | 928.5259 | -0.0010221 | 928.2498 | -0.0021565
| 928.4912 | -0.00024088 |  |  | 694.8648 | 0.0014392 | 928.4912 | 0.0015842 | 928.4912 | -8.6329e-05 | 928.7678 | 0.0003731 | 928.4912 | 0.0019855
| 928.7326 | -0.00061365 |  |  | 694.9903 | 0 | 928.7326 | -0.0040017 | 928.7326 | -0.002743 | 929.0096 | -2.2669e-05 | 928.7326 | -0.0031957
| 928.974 | -4.5244e-05 |  |  | 695.1157 | 0.0023409 | 928.974 | 0.0020855 | 928.974 | 0.00061305 | 929.2514 | -2.2666e-05 | 928.974 | 0.0012342
| 929.2154 | -0.00079791 |  |  | 695.2412 | 0 | 929.2154 | -0.0034449 | 929.2154 | -0.0038865 | 929.4932 | -4.7372e-05 | 929.2154 | -0.0030528
| 929.4569 | -0.0014159 |  |  | 695.3667 | 0.0017167 | 929.4569 | -2.3639e-05 | 929.4569 | 0.00050951 | 929.7351 | 0.00040775 | 929.4569 | 0.0015966
| 929.6983 | -0.00033834 |  |  | 695.4921 | 0 | 929.6983 | -0.0020307 | 929.6983 | -0.0033226 | 929.9769 | -0.0010172 | 929.6983 | -0.002439
| 929.9398 | 0.00028526 |  |  | 695.6176 | 0.0016126 | 929.9398 | 0.00080508 | 929.9398 | -0.00018191 | 930.2188 | 0.0004919 | 929.9398 | 0.0012097
| 930.1812 | -0.0009825 |  |  | 695.7431 | 0 | 930.1812 | -0.0041292 | 930.1812 | -0.0038161 | 930.4606 | -0.00015131 | 930.1812 | -0.0031638
| 930.4227 | -0.00027009 |  |  | 695.8686 | 0.0021675 | 930.4227 | -0.0010501 | 930.4227 | -0.00039352 | 930.7025 | 0.00096185 | 930.4227 | 0.0018935
| 930.6641 | -0.00065981 |  |  | 695.9942 | 0 | 930.6641 | -0.0033691 | 930.6641 | -0.0018409 | 930.9444 | -9.194e-05 | 930.6641 | -0.0022344
| 930.9056 | -7.9188e-05 |  |  | 696.1197 | 0.001578 | 930.9056 | -0.00033208 | 930.9056 | 0.0024048 | 931.1863 | -5.7314e-05 | 930.9056 | 0.0015589
| 931.1471 | -0.00089003 |  |  | 696.2452 | 0 | 931.1471 | -0.004158 | 931.1471 | -0.0044062 | 931.4282 | -0.00037397 | 931.1471 | -0.0028911
| 931.3885 | -6.3764e-05 |  |  | 696.3708 | 0.0014739 | 931.3885 | -0.00025978 | 931.3885 | 0.0013901 | 931.67 | 0.00040772 | 931.3885 | 0.0017161
| 931.63 | -0.0003309 |  |  | 696.4964 | 0 | 931.63 | -0.0038009 | 931.63 | -0.0025489 | 931.912 | -0.00028987 | 931.63 | -0.0026958
| 931.8715 | 0.00058252 |  |  | 696.6219 | 0.00086701 | 931.8715 | 0.00046389 | 931.8715 | 0.0019908 | 932.1539 | 0.00023459 | 931.8715 | 0.0021224
| 932.113 | 0.00017247 |  |  | 696.7475 | 0 | 932.113 | -0.0024568 | 932.113 | -0.0017561 | 932.3958 | -0.00016121 | 932.113 | -0.0025235
| 932.3545 | 1.8464e-05 |  |  | 696.8731 | 0.0012312 | 932.3545 | -0.00037949 | 932.3545 | 0.001204 | 932.6377 | 7.629e-05 | 932.3545 | 0.00083864
| 932.596 | -0.00087047 |  |  | 696.9987 | 0 | 932.596 | -0.0033904 | 932.596 | -0.0033156 | 932.8796 | -0.00025525 | 932.596 | -0.0028705
| 932.8375 | 0.00078403 |  |  | 697.1243 | 0.00064159 | 932.8375 | 0.00085382 | 932.8375 | 0.0016643 | 933.1216 | 0.00030384 | 932.8375 | 0.001625
| 933.0791 | -0.0009009 |  |  | 697.25 | 0 | 933.0791 | -0.001721 | 933.0791 | -0.0036035 | 933.3635 | -0.0005471 | 933.0791 | -0.0028522
| 933.3206 | 2.1498e-06 |  |  | 697.3756 | 0.0019594 | 933.3206 | 0.000723 | 933.3206 | 0.0019041 | 933.6055 | -0.00030471 | 933.3206 | 0.0021159
| 933.5621 | -0.0011031 |  |  | 697.5013 | 0 | 933.5621 | -0.0030868 | 933.5621 | -0.0045975 | 933.8474 | -0.00034427 | 933.5621 | -0.0027741
| 933.8037 | -2.3982e-05 |  |  | 697.6269 | 0.0022889 | 933.8037 | -0.001657 | 933.8037 | -9.5244e-05 | 934.0894 | -0.00024533 | 933.8037 | 0.0013629
| 934.0452 | -0.00071702 |  |  | 697.7526 | 0 | 934.0452 | -0.0044439 | 934.0452 | -0.0043231 | 934.3314 | -0.00062135 | 934.0452 | -0.0032011
| 934.2867 | -0.0007222 |  |  | 697.8783 | 0.001786 | 934.2867 | 0.0011898 | 934.2867 | 0.00089562 | 934.5734 | 0.00072437 | 934.2867 | 0.0016722
| 934.5283 | -0.00034032 |  |  | 698.004 | 0 | 934.5283 | -0.0055795 | 934.5283 | -0.003454 | 934.8154 | 8.6173e-05 | 934.5283 | -0.0024939
| 934.7699 | -9.8083e-05 |  |  | 698.1297 | 0.0013699 | 934.7699 | 0.00089404 | 934.7699 | 0.0017154 | 935.0573 | -9.1934e-05 | 934.7699 | 0.0015172
| 935.0114 | -0.0015627 |  |  | 698.2554 | 0 | 935.0114 | -0.0030081 | 935.0114 | -0.0029206 | 935.2993 | -0.00032449 | 935.0114 | -0.0030119
| 935.253 | -0.00036067 |  |  | 698.3811 | 0.0017167 | 935.253 | 0.0014703 | 935.253 | 0.0016528 | 935.5413 | 0.00031375 | 935.253 | 0.0010097
| 935.4946 | -0.0011952 |  |  | 698.5069 | 0 | 935.4946 | -0.0047888 | 935.4946 | -0.0036819 | 935.7834 | -0.00041846 | 935.4946 | -0.0032694
| 935.7362 | -0.00030328 |  |  | 698.6326 | 0.0015953 | 935.7362 | -0.0019334 | 935.7362 | 0.0016826 | 936.0254 | 0.00018516 | 935.7362 | 0.0017362
| 935.9777 | -0.00052457 |  |  | 698.7584 | 0 | 935.9777 | -0.0058515 | 935.9777 | -0.0036066 | 936.2674 | -1.7796e-05 | 935.9777 | -0.0028999
| 936.2193 | 0.0002586 |  |  | 698.8841 | 0.00072829 | 936.2193 | 0.00094875 | 936.2193 | 0.00065263 | 936.5095 | 0.00074913 | 936.2193 | 0.0016831
| 936.4609 | -0.00070543 |  |  | 699.0099 | 0 | 936.4609 | -0.0038616 | 936.4609 | -0.0038867 | 936.7515 | -0.00042343 | 936.4609 | -0.0029807
| 936.7025 | -0.00019824 |  |  | 699.1357 | 0.00076297 | 936.7025 | 0.00018166 | 936.7025 | 0.00033437 | 936.9935 | 0.00036822 | 936.7025 | 0.0019783
| 936.9442 | -0.00054646 |  |  | 699.2615 | 0 | 936.9442 | -0.0066166 | 936.9442 | -0.004399 | 937.2356 | -0.00024529 | 936.9442 | -0.0035648
| 937.1858 | -0.00022925 |  |  | 699.3873 | 0.00057222 | 937.1858 | 0.001175 | 937.1858 | 0.0013626 | 937.4777 | 0.00024945 | 937.1858 | 0.0019013
| 937.4274 | -0.0016206 |  |  | 699.5131 | 0 | 937.4274 | -0.0061541 | 937.4274 | -0.0058698 | 937.7197 | 9.6053e-05 | 937.4274 | -0.0038467
| 937.669 | -0.00028244 |  |  | 699.639 | 0.00039883 | 937.669 | 0.00040297 | 937.669 | 0.00027482 | 937.9618 | 0.00056611 | 937.669 | 0.00098955
| 937.9107 | -0.00079326 |  |  | 699.7648 | 0 | 937.9107 | -0.0055052 | 937.9107 | -0.0034554 | 938.2039 | -0.00074005 | 937.9107 | -0.0037142
| 938.1523 | 7.2467e-05 |  |  | 699.8907 | 0.0011965 | 938.1523 | -0.00030359 | 938.1523 | 0.0019627 | 938.446 | 0.00058091 | 938.1523 | 0.0021727
| 938.3939 | -0.0002124 |  |  | 700.0165 | 0 | 938.3939 | -0.0063449 | 938.3939 | -0.0035609 | 938.6881 | -0.00029482 | 938.3939 | -0.0036854
| 938.6356 | 0.00050729 |  |  | 700.1424 | 0.0019248 | 938.6356 | 0.0023082 | 938.6356 | 0.00033636 | 938.9302 | 0.00051667 | 938.6356 | 0.0018396
| 938.8773 | -0.00017442 |  |  | 700.2683 | 0 | 938.8773 | -0.0044036 | 938.8773 | -0.0022285 | 939.1723 | 2.0693e-06 | 938.8773 | -0.0029654
| 939.1189 | -0.00069676 |  |  | 700.3942 | 0.0016647 | 939.1189 | -0.0010631 | 939.1189 | -0.00013935 | 939.4144 | 0.00056607 | 939.1189 | 0.0014842
| 939.3606 | -0.00036985 |  |  | 700.5201 | 0 | 939.3606 | -0.0044868 | 939.3606 | -0.0024521 | 939.6566 | -0.00059658 | 939.3606 | -0.0037518
| 939.6023 | -0.00047342 |  |  | 700.646 | 0.0022716 | 939.6023 | 0.00022336 | 939.6023 | -0.0019351 | 939.8987 | 0.00022965 | 939.6023 | 0.0020704
| 939.8439 | -0.0018922 |  |  | 700.772 | 0 | 939.8439 | -0.0063766 | 939.8439 | -0.0035035 | 940.1408 | -0.00088358 | 939.8439 | -0.0035653
| 940.0856 | -0.00031061 |  |  | 700.8979 | 0.0010924 | 940.0856 | 0.0012973 | 940.0856 | 0.0010256 | 940.383 | 0.0003187 | 940.0856 | 0.0018116
| 940.3273 | -0.00050847 |  |  | 701.0238 | 0 | 940.3273 | -0.0037175 | 940.3273 | -0.0039392 | 940.6251 | -0.00040368 | 940.3273 | -0.0037328
| 940.569 | 0.0010447 |  |  | 701.1498 | 0.0019941 | 940.569 | 0.0019001 | 940.569 | 0.0028527 | 940.8673 | 0.00042751 | 940.569 | 0.0023531
| 940.8107 | -0.0010882 |  |  | 701.2758 | 0 | 940.8107 | -0.0050016 | 940.8107 | -0.004985 | 941.1094 | -0.00058672 | 940.8107 | -0.0043056
| 941.0524 | -0.00035225 |  |  | 701.4018 | 0.0012312 | 941.0524 | 0.0013807 | 941.0524 | 0.00070512 | 941.3516 | 0.00024445 | 941.0524 | 0.0019267
| 941.2941 | -0.0010696 |  |  | 701.5278 | 0 | 941.2941 | -0.0062435 | 941.2941 | -0.0046879 | 941.5938 | -3.7489e-05 | 941.2941 | -0.0038599
| 941.5359 | 0.00031432 |  |  | 701.6538 | 0.00050287 | 941.5359 | 0.003294 | 941.5359 | 0.0019414 | 941.836 | 0.00035334 | 941.5359 | 0.0012131
| 941.7776 | -0.0020843 |  |  | 701.7798 | 0 | 941.7776 | -0.010056 | 941.7776 | -0.0061193 | 942.0782 | -0.00072523 | 941.7776 | -0.0040415
| 942.0193 | -0.00059047 |  |  | 701.9058 | 0.0014392 | 942.0193 | 0.000411 | 942.0193 | 0.0023917 | 942.3204 | 0.00058584 | 942.0193 | 0.0016016
| 942.2611 | -0.00063707 |  |  | 702.0318 | 0 | 942.2611 | 0.00080452 | 942.2611 | 0.00079871 | 942.5626 | -2.2665e-05 | 942.2611 | 0.0012424
| 942.5028 | -0.00098548 |  |  | 702.1579 | 0.00052021 | 942.5028 | -0.0041692 | 942.5028 | -0.0045337 | 942.8048 | -0.00079452 | 942.5028 | -0.0038325
| 942.7445 | -0.00024863 |  |  | 702.284 | 0 | 942.7445 | 0.0028998 | 942.7445 | 0.0021394 | 943.0471 | 0.00053636 | 942.7445 | 0.0019281
| 942.9863 | -0.00028757 |  |  | 702.41 | 0.00095371 | 942.9863 | -0.0025564 | 942.9863 | -0.0031102 | 943.2892 | -0.00063619 | 942.9863 | -0.0031233
| 943.2281 | 4.072e-05 |  |  | 702.5361 | 0 | 943.2281 | -0.0026013 | 943.2281 | 0.0022054 | 943.5315 | 0.00012076 | 943.2281 | 0.0017729
| 943.4698 | -0.00072272 |  |  | 702.6622 | 0.0016993 | 943.4698 | -0.0081996 | 943.4698 | -0.0038269 | 943.7737 | -0.00016618 | 943.4698 | -0.0042668
| 943.7116 | -0.00057667 |  |  | 702.7883 | 0 | 943.7116 | -0.0017859 | 943.7116 | 0.0016407 | 944.016 | 4.1654e-05 | 943.7116 | 0.0025651
| 943.9534 | -0.00066915 |  |  | 702.9144 | 0.00031212 | 943.9534 | -0.0039301 | 943.9534 | -0.0059394 | 944.2582 | -0.00020572 | 943.9534 | -0.0041586
| 944.1952 | -0.0001198 |  |  | 703.0405 | 0 | 944.1952 | 0.00086777 | 944.1952 | 0.0021315 | 944.5005 | -0.0001612 | 944.1952 | 0.0021806
| 944.4369 | 0.0012963 |  |  | 703.1667 | 0.00097105 | 944.4369 | -0.0042182 | 944.4369 | -0.00025111 | 944.7428 | -0.00045312 | 944.4369 | -0.0037041
| 944.6787 | -0.00030291 |  |  | 703.2928 | 0 | 944.6787 | -0.0011969 | 944.6787 | 0.000656 | 944.985 | 4.1589e-05 | 944.6787 | 0.0022237
| 944.9205 | -0.00048008 |  |  | 703.419 | 0.0014219 | 944.9205 | -0.0030402 | 944.9205 | -0.0039682 | 945.2274 | -0.00052731 | 944.9205 | -0.0038365
| 945.1623 | 0.0010066 |  |  | 703.5452 | 0 | 945.1623 | -0.00019728 | 945.1623 | 0.0022571 | 945.4696 | 0.00010598 | 945.1623 | 0.0022755
| 945.4041 | -0.00047404 |  |  | 703.6713 | 0.00053755 | 945.4041 | -0.0036841 | 945.4041 | -0.0051494 | 945.7119 | 0.00028904 | 945.4041 | -0.0032178
| 945.646 | -0.00083292 |  |  | 703.7975 | 0 | 945.646 | 0.0016998 | 945.646 | -0.0016276 | 945.9542 | 0.00044737 | 945.646 | 0.0028941
| 945.8878 | -0.0011831 |  |  | 703.9237 | 0.0011444 | 945.8878 | -0.0048387 | 945.8878 | -0.0048204 | 946.1965 | 0.00024447 | 945.8878 | -0.0043866
| 946.1296 | 0.00025607 |  |  | 704.0499 | 0 | 946.1296 | 0.0023591 | 946.1296 | 0.0025333 | 946.4388 | 0.00082332 | 946.1296 | 0.0022928
| 946.3714 | -0.00038765 |  |  | 704.1762 | 0.00062425 | 946.3714 | -0.006953 | 946.3714 | -0.0050976 | 946.6812 | -0.00011175 | 946.3714 | -0.0040062
| 946.6133 | 0.00065764 |  |  | 704.3024 | 0 | 946.6133 | 0.0040198 | 946.6133 | 0.0032867 | 946.9235 | -0.00010678 | 946.6133 | 0.0023509
| 946.8551 | -0.00064613 |  |  | 704.4286 | 0.00048552 | 946.8551 | -0.0075114 | 946.8551 | -0.004523 | 947.1658 | -0.00039873 | 946.8551 | -0.0036342
| 947.097 | 0.00055746 |  |  | 704.5549 | 0 | 947.097 | -0.00024063 | 947.097 | 0.0021224 | 947.4082 | -6.228e-05 | 947.097 | 0.0016025
| 947.3388 | -0.00050312 |  |  | 704.6812 | 0.0015086 | 947.3388 | -0.0060934 | 947.3388 | -0.0068595 | 947.6505 | -0.00019084 | 947.3388 | -0.0027928
| 947.5807 | -0.00010072 |  |  | 704.8074 | 0 | 947.5807 | 0.0014778 | 947.5807 | 0.00095974 | 947.8929 | 0.00037314 | 947.5807 | 0.0021679
| 947.8226 | -0.00041652 |  |  | 704.9337 | 0.00036414 | 947.8226 | -0.0052866 | 947.8226 | -0.0039059 | 948.1353 | -0.0009133 | 947.8226 | -0.0036223
| 948.0644 | -0.00022389 |  |  | 705.06 | 0 | 948.0644 | 0.0022387 | 948.0644 | 0.0031516 | 948.3776 | 0.00029402 | 948.0644 | 0.0022502
| 948.3063 | -6.6928e-05 |  |  | 705.1863 | 0.0023236 | 948.3063 | -0.0055031 | 948.3063 | -0.0029084 | 948.62 | -0.00016119 | 948.3063 | -0.0032946
| 948.5482 | 0.0002836 |  |  | 705.3127 | 0 | 948.5482 | 0.0023237 | 948.5482 | 0.0028623 | 948.8624 | 0.00043741 | 948.5482 | 0.0017732
| 948.7901 | 0.00022719 |  |  | 705.439 | 0.0019768 | 948.7901 | -0.0063721 | 948.7901 | -0.0027373 | 949.1048 | -0.00092313 | 948.7901 | -0.0040709
| 949.032 | 0.00015797 |  |  | 705.5653 | 0 | 949.032 | 0.0012694 | 949.032 | 0.0034919 | 949.3472 | 0.00017527 | 949.032 | 0.0023124
| 949.2739 | -0.00040298 |  |  | 705.6917 | 0.0012138 | 949.2739 | -0.0053322 | 949.2739 | -0.0043929 | 949.5896 | -0.00056192 | 949.2739 | -0.0045572
| 949.5158 | 0.00038982 |  |  | 705.8181 | 0 | 949.5158 | 0.0024432 | 949.5158 | 0.0011815 | 949.832 | 0.00081843 | 949.5158 | 0.001326
| 949.7577 | -0.0015463 |  |  | 705.9444 | 0.0017167 | 949.7577 | -0.0057873 | 949.7577 | -0.0057925 | 950.0744 | -0.00053225 | 949.7577 | -0.0043801
| 949.9996 | -0.00075597 |  |  | 706.0708 | 0 | 949.9996 | -0.00062744 | 949.9996 | 0.00020072 | 950.3168 | 0.00051162 | 949.9996 | 0.0009694
| 950.2415 | -0.00074234 |  |  | 706.1972 | 0.0019594 | 950.2415 | -0.0063312 | 950.2415 | -0.0037192 | 950.5593 | -7.2126e-05 | 950.2415 | -0.0040022
| 950.4834 | 0.00011599 |  |  | 706.3236 | 0 | 950.4834 | 0.0024508 | 950.4834 | 0.0003033 | 950.8017 | 0.00051168 | 950.4834 | 0.0019489
| 950.7254 | -3.2618e-05 |  |  | 706.45 | 0.0011271 | 950.7254 | -0.0050691 | 950.7254 | -0.0047466 | 951.0442 | -0.00037889 | 950.7254 | -0.0040546
| 950.9673 | -0.0002518 |  |  | 706.5765 | 0 | 950.9673 | -0.00084225 | 950.9673 | 0.0018746 | 951.2866 | -0.00022059 | 950.9673 | 0.0026551
| 951.2093 | -0.00075227 |  |  | 706.7029 | 0.00086701 | 951.2093 | -0.0098128 | 951.2093 | -0.0059771 | 951.5291 | 0.00017027 | 951.2093 | -0.0035477
| 951.4512 | -0.00035052 |  |  | 706.8294 | 0 | 951.4512 | -0.0024469 | 951.4512 | 0.0014133 | 951.7715 | -2.9359e-06 | 951.4512 | 0.002441
| 951.6932 | -0.00047721 |  |  | 706.9558 | 0.0015259 | 951.6932 | -0.0056506 | 951.6932 | -0.0030092 | 952.014 | -0.00069551 | 951.6932 | -0.0031896
| 951.9351 | 0.00025131 |  |  | 707.0823 | 0 | 951.9351 | 0.0020537 | 951.9351 | 0.0018414 | 952.2565 | 0.00018508 | 951.9351 | 0.0029906
| 952.1771 | -0.001328 |  |  | 707.2088 | 0.00097105 | 952.1771 | -0.0064678 | 952.1771 | -0.0043643 | 952.499 | 0.00038795 | 952.1771 | -0.0042792
| 952.4191 | -0.00016193 |  |  | 707.3353 | 0 | 952.4191 | 0.00019569 | 952.4191 | -0.0015797 | 952.7415 | 3.6679e-05 | 952.4191 | 0.001831
| 952.661 | -0.0010424 |  |  | 707.4618 | 0.0014739 | 952.661 | -0.0080338 | 952.661 | -0.0039734 | 952.9839 | -0.00069548 | 952.661 | -0.0040272
| 952.903 | -0.00049151 |  |  | 707.5883 | 0 | 952.903 | 0.0041249 | 952.903 | 0.0010929 | 953.2265 | 0.0005908 | 952.903 | 0.0028096
| 953.145 | 0.00025697 |  |  | 707.7149 | 0.0011965 | 953.145 | -0.0044538 | 953.145 | -0.0035342 | 953.469 | -0.0002107 | 953.145 | -0.0031523
| 953.387 | 4.3108e-05 |  |  | 707.8414 | 0 | 953.387 | -0.00055525 | 953.387 | 0.0016508 | 953.7115 | 0.00020492 | 953.387 | 0.0017911
| 953.629 | -0.00091684 |  |  | 707.968 | 0.0011098 | 953.629 | -0.0057481 | 953.629 | -0.0037183 | 953.954 | -9.1921e-05 | 953.629 | -0.004565
| 953.871 | -0.00048452 |  |  | 708.0945 | 0 | 953.871 | -0.001066 | 953.871 | 0.00023195 | 954.1966 | 0.00037805 | 953.871 | 0.0013563
| 954.113 | -0.0013531 |  |  | 708.2211 | 0.0018034 | 954.113 | -0.0041763 | 954.113 | -0.0047704 | 954.4391 | -0.00032935 | 954.113 | -0.0040953
| 954.355 | 8.8197e-05 |  |  | 708.3477 | 0 | 954.355 | 3.4888e-05 | 954.355 | -6.3039e-05 | 954.6816 | 0.00024443 | 954.355 | 0.0018319
| 954.597 | -0.00069083 |  |  | 708.4743 | 0.00048552 | 954.597 | -0.0033154 | 954.597 | -0.005755 | 954.9242 | -0.00027996 | 954.597 | -0.0035475
| 954.8391 | -0.0002831 |  |  | 708.6009 | 0 | 954.8391 | -0.00010856 | 954.8391 | -0.0013661 | 955.1667 | 0.00070457 | 954.8391 | 0.0026155
| 955.0811 | -0.0010099 |  |  | 708.7275 | 0.00095371 | 955.0811 | -0.0085952 | 955.0811 | -0.006903 | 955.4094 | -0.00050261 | 955.0811 | -0.0037633
| 955.3231 | -0.00052683 |  |  | 708.8541 | 0 | 955.3231 | 0.0022878 | 955.3231 | -0.00031276 | 955.6519 | 0.00026426 | 955.3231 | 0.002304
| 955.5652 | -0.00017304 |  |  | 708.9808 | 0.00079764 | 955.5652 | -0.0038244 | 955.5652 | -0.0050397 | 955.8945 | -0.00051255 | 955.5652 | -0.003065
| 955.8072 | 0.00070604 |  |  | 709.1074 | 0.00019118 | 955.8072 | 0.00037901 | 955.8072 | 0.0046014 | 956.1371 | 0.00023455 | 955.8072 | 0.0022783
| 956.0493 | -0.0005997 |  |  | 709.2341 | 0.0011618 | 956.0493 | -0.0024981 | 956.0493 | -0.0046277 | 956.3797 | -0.00028988 | 956.0493 | -0.0045583
| 956.2913 | 8.319e-06 |  |  | 709.3608 | 0 | 956.2913 | 0.00089632 | 956.2913 | 0.0013862 | 956.6223 | 0.00066999 | 956.2913 | 0.0032511
| 956.5334 | -0.00021368 |  |  | 709.4874 | 0.00057222 | 956.5334 | -0.0035354 | 956.5334 | -0.0039831 | 956.8649 | -0.00062632 | 956.5334 | -0.003442
| 956.7755 | 0.0014566 |  |  | 709.6141 | 0 | 956.7755 | 0.00063409 | 956.7755 | 0.0046919 | 957.1075 | 0.00053146 | 956.7755 | 0.0027861
| 957.0175 | -0.00045181 |  |  | 709.7408 | 0.00041617 | 957.0175 | -0.003132 | 957.0175 | -0.0057319 | 957.3501 | -0.00082915 | 957.0175 | -0.0030772
| 957.2596 | -0.00052296 |  |  | 709.8676 | 0 | 957.2596 | 0.0013394 | 957.2596 | 0.0018257 | 957.5927 | 3.669e-05 | 957.2596 | 0.0016751
| 957.5017 | -0.0010156 |  |  | 709.9943 | 0.0012832 | 957.5017 | -0.0069716 | 957.5017 | -0.0053353 | 957.8354 | -0.00092808 | 957.5017 | -0.0034603
| 957.7438 | -0.00061504 |  |  | 710.121 | 0 | 957.7438 | 0.0018294 | 957.7438 | 0.00034472 | 958.078 | 0.00029399 | 957.7438 | 0.001944
| 957.9859 | -0.0010809 |  |  | 710.2478 | 0.00084967 | 957.9859 | -0.003768 | 957.9859 | -0.0064361 | 958.3207 | 0.00018511 | 957.9859 | -0.003772
| 958.228 | 0.00013289 |  |  | 710.3746 | 0 | 958.228 | -0.0014616 | 958.228 | 0.0018231 | 958.5633 | 0.00024448 | 958.228 | 0.0014494
| 958.4701 | 5.995e-05 |  |  | 710.5013 | 0.001578 | 958.4701 | -0.0080294 | 958.4701 | -0.0046706 | 958.806 | -8.7007e-05 | 958.4701 | -0.0036774
| 958.7122 | 0.00061735 |  |  | 710.6281 | 0 | 958.7122 | 0.0022567 | 958.7122 | 0.003335 | 959.0486 | 1.684e-05 | 958.7122 | 0.0023183
| 958.9543 | -0.00094481 |  |  | 710.7549 | 0.00093636 | 958.9543 | -0.0032154 | 958.9543 | -0.0047616 | 959.2913 | -9.1951e-05 | 958.9543 | -0.0034381
| 959.1964 | 0.00027042 |  |  | 710.8817 | 0 | 959.1964 | -0.00065151 | 959.1964 | 0.0021108 | 959.534 | 0.00019997 | 959.1964 | 0.0020717
| 959.4386 | 4.1806e-05 |  |  | 711.0085 | 0.00088435 | 959.4386 | -0.003898 | 959.4386 | -0.0034468 | 959.7767 | -0.00059661 | 959.4386 | -0.0027883
| 959.6807 | 0.00032354 |  |  | 711.1354 | 0 | 959.6807 | 0.0031132 | 959.6807 | 0.00094542 | 960.0193 | 0.00021978 | 959.6807 | 0.0027624
| 959.9228 | -0.00012839 |  |  | 711.2622 | 0.0027744 | 959.9228 | -0.004024 | 959.9228 | -0.0036085 | 960.2621 | -0.00017111 | 959.9228 | -0.0036698
| 960.165 | -0.00030684 |  |  | 711.3891 | 0 | 960.165 | 0.0032654 | 960.165 | 0.00081719 | 960.5048 | 0.00055125 | 960.165 | 0.0015077
| 960.4071 | -0.0020011 |  |  | 711.5159 | 0.00032946 | 960.4071 | -0.0042357 | 960.4071 | -0.0082167 | 960.7475 | -6.7244e-05 | 960.4071 | -0.0043107
| 960.6493 | 0.00011928 |  |  | 711.6428 | 0 | 960.6493 | 0.0017696 | 960.6493 | 0.00048546 | 960.9902 | 0.00010104 | 960.6493 | 0.0018676
| 960.8914 | -0.001093 |  |  | 711.7697 | 0.0017167 | 960.8914 | -0.0069514 | 960.8914 | -0.004744 | 961.2329 | 5.1528e-05 | 960.8914 | -0.0036568
| 961.1336 | 0.00078432 |  |  | 711.8966 | 0 | 961.1336 | -0.00025217 | 961.1336 | 0.0041874 | 961.4756 | 0.00036321 | 961.1336 | 0.0022004
| 961.3758 | -0.00022817 |  |  | 712.0235 | 0.00084967 | 961.3758 | -0.0053112 | 961.3758 | -0.0031192 | 961.7184 | -0.00048776 | 961.3758 | -0.0037824
| 961.618 | 9.0955e-05 |  |  | 712.1504 | 0 | 961.618 | 0.0013753 | 961.618 | 0.0027046 | 961.9612 | 0.00076891 | 961.618 | 0.0019437
| 961.8601 | -0.0007236 |  |  | 712.2773 | 0.0012485 | 961.8601 | -0.0044489 | 961.8601 | -0.0050179 | 962.2039 | -9.6948e-05 | 961.8601 | -0.0041668
| 962.1023 | 0.00063251 |  |  | 712.4043 | 0 | 962.1023 | -0.0024713 | 962.1023 | 0.0024406 | 962.4467 | 0.00038299 | 962.1023 | 0.0024144
| 962.3445 | -0.0010741 |  |  | 712.5312 | 0.00039883 | 962.3445 | -0.0064512 | 962.3445 | -0.0037462 | 962.6895 | -0.0004779 | 962.3445 | -0.0040866
| 962.5867 | 0.0014846 |  |  | 712.6582 | 0 | 962.5867 | -0.00057364 | 962.5867 | 0.0030457 | 962.9322 | 0.0002593 | 962.5867 | 0.0019014
| 962.8289 | 7.2794e-06 |  |  | 712.7852 | 0.00093636 | 962.8289 | -0.0036766 | 962.8289 | -0.003109 | 963.175 | -0.00033932 | 962.8289 | -0.0036167
| 963.0711 | -0.0001583 |  |  | 712.9122 | 0 | 963.0711 | -0.00097188 | 963.0711 | 0.0024311 | 963.4178 | 0.00044735 | 963.0711 | 0.0012715
| 963.3133 | -0.0011505 |  |  | 713.0392 | 0.0015953 | 963.3133 | -0.0072099 | 963.3133 | -0.0049327 | 963.6606 | -0.00028497 | 963.3133 | -0.0039845
| 963.5556 | 0.00042696 |  |  | 713.1662 | 0 | 963.5556 | 0.0020875 | 963.5556 | 0.0022122 | 963.9034 | 0.00043743 | 963.5556 | 0.0019453
| 963.7978 | -0.00031296 |  |  | 713.2932 | 0.0011618 | 963.7978 | -0.0026009 | 963.7978 | -0.0021401 | 964.1462 | 0.0001307 | 963.7978 | -0.0037344
| 964.04 | -0.0005261 |  |  | 713.4202 | 0 | 964.04 | 0.00085277 | 964.04 | -0.0012776 | 964.389 | 1.1972e-05 | 964.04 | 0.0013624
| 964.2822 | -0.00051428 |  |  | 713.5473 | 0.0017167 | 964.2822 | -0.0067758 | 964.2822 | -0.0046266 | 964.6318 | -0.00052239 | 964.2822 | -0.0036852
| 964.5245 | -0.00029348 |  |  | 713.6743 | 0 | 964.5245 | -0.0014806 | 964.5245 | 0.0019248 | 964.8746 | 0.00070954 | 964.5245 | 0.0016915
| 964.7667 | -0.00019482 |  |  | 713.8014 | 0.0013352 | 964.7667 | -0.005491 | 964.7667 | -0.0035266 | 965.1174 | -0.00013156 | 964.7667 | -0.0037189
| 965.009 | -9.4578e-05 |  |  | 713.9285 | 0 | 965.009 | 0.0041307 | 965.009 | 0.0013431 | 965.3603 | -0.0001167 | 965.009 | 0.0014276
| 965.2512 | -0.00021628 |  |  | 714.0555 | 0.00032946 | 965.2512 | -0.0037944 | 965.2512 | -0.0048647 | 965.6031 | -0.00016121 | 965.2512 | -0.0042075
| 965.4935 | -0.00033 |  |  | 714.1826 | 0 | 965.4935 | 0.00078545 | 965.4935 | 0.0028923 | 965.846 | 0.00049183 | 965.4935 | 0.0021122
| 965.7358 | -0.0012086 |  |  | 714.3098 | 0.0018381 | 965.7358 | -0.0060109 | 965.7358 | -0.0073138 | 966.0889 | 0.0001455 | 965.7358 | -0.0040217
| 965.978 | 0.00011725 |  |  | 714.4369 | 0 | 965.978 | -0.00071959 | 965.978 | 0.0014828 | 966.3317 | 0.00097671 | 965.978 | 0.001871
| 966.2203 | -0.0014218 |  |  | 714.564 | 0 | 966.2203 | -0.0041833 | 966.2203 | -0.0072707 | 966.5746 | -0.00036407 | 966.2203 | -0.0043785
| 966.4626 | -9.7619e-05 |  |  | 714.6912 | 0 | 966.4626 | 0.0018192 | 966.4626 | 0.00094957 | 966.8174 | -4.246e-05 | 966.4626 | 0.0023649
| 966.7049 | -0.00099477 |  |  | 714.8183 | 0.00081498 | 966.7049 | -0.0046153 | 966.7049 | -0.0067185 | 967.0604 | 3.6712e-05 | 966.7049 | -0.0039603
| 966.9472 | 6.6047e-06 |  |  | 714.9455 | 0 | 966.9472 | -4.2152e-07 | 966.9472 | 0.0037682 | 967.3032 | 0.00050674 | 966.9472 | 0.002365
| 967.1895 | -0.00039403 |  |  | 715.0727 | 0.00093636 | 967.1895 | -0.0043928 | 967.1895 | -0.00418 | 967.5461 | -0.00017609 | 967.1895 | -0.0039635
| 967.4318 | 0.0007657 |  |  | 715.1998 | 0 | 967.4318 | -0.0025536 | 967.4318 | 0.0019922 | 967.7891 | -0.00017109 | 967.4318 | 0.0026357
| 967.6741 | -0.0013598 |  |  | 715.327 | 0.0017687 | 967.6741 | -0.0053644 | 967.6741 | -0.0060368 | 968.0319 | -0.00087362 | 967.6741 | -0.0036026
| 967.9164 | -1.7792e-05 |  |  | 715.4543 | 0 | 967.9164 | -0.00044669 | 967.9164 | 0.0017869 | 968.2748 | 0.00016037 | 967.9164 | 0.0014943
| 968.1587 | 6.738e-05 |  |  | 715.5815 | 0.0022369 | 968.1587 | -0.0073356 | 968.1587 | -0.0039496 | 968.5178 | -0.00042839 | 968.1587 | -0.0042201
| 968.401 | -3.1048e-05 |  |  | 715.7087 | 0 | 968.401 | 0.0020071 | 968.401 | -4.5513e-05 | 968.7607 | -0.00021565 | 968.401 | 0.0027967
| 968.6434 | -0.00085417 |  |  | 715.836 | 0.0014566 | 968.6434 | -0.0028179 | 968.6434 | -0.0022862 | 969.0037 | 0.00027912 | 968.6434 | -0.0046823
| 968.8857 | 0.00055277 |  |  | 715.9632 | 0 | 968.8857 | 0.0030472 | 968.8857 | 0.0016738 | 969.2466 | 0.0004424 | 968.8857 | 0.0021032
| 969.128 | -0.0012303 |  |  | 716.0905 | 0.0011618 | 969.128 | -0.0059286 | 969.128 | -0.0055937 | 969.4896 | -0.00038385 | 969.128 | -0.0035134
| 969.3704 | 0.00011321 |  |  | 716.2178 | 0 | 969.3704 | 0.00078629 | 969.3704 | -0.00032534 | 969.7325 | 0.00019007 | 969.3704 | 0.0023698
| 969.6127 | -0.0011833 |  |  | 716.3451 | 0.00098839 | 969.6127 | -0.004845 | 969.6127 | -0.0025911 | 969.9755 | -0.00036898 | 969.6127 | -0.0030281
| 969.8551 | -0.00082061 |  |  | 716.4724 | 0 | 969.8551 | 0.003435 | 969.8551 | 0.00040844 | 970.2184 | 8.1203e-05 | 969.8551 | 0.0018204
| 970.0974 | -0.00089412 |  |  | 716.5997 | 0.00065893 | 970.0974 | -0.0056171 | 970.0974 | -0.0045878 | 970.4614 | -0.00040366 | 970.0974 | -0.0039529
| 970.3398 | 0.00033121 |  |  | 716.727 | 0 | 970.3398 | 0.0046707 | 970.3398 | 0.0028421 | 970.7044 | 0.00061554 | 970.3398 | 0.0019928
| 970.5822 | -0.00048257 |  |  | 716.8543 | 0.00088435 | 970.5822 | -0.0038449 | 970.5822 | -0.0032614 | 970.9474 | -0.00060645 | 970.5822 | -0.0043903
| 970.8246 | 1.8582e-05 |  |  | 716.9817 | 0 | 970.8246 | -0.0015717 | 970.8246 | 0.0021357 | 971.1904 | -0.00031956 | 970.8246 | 0.0020078
| 971.0669 | -0.0010304 |  |  | 717.109 | 0.0015086 | 971.0669 | -0.0046401 | 971.0669 | -0.0061476 | 971.4333 | 0.00023952 | 971.0669 | -0.0048511
| 971.3093 | -0.00016167 |  |  | 717.2364 | 0 | 971.3093 | 0.0013078 | 971.3093 | 0.0019817 | 971.6764 | 0.00068481 | 971.3093 | 0.0018794
| 971.5517 | -0.00062245 |  |  | 717.3638 | 0.00163 | 971.5517 | -0.0034807 | 971.5517 | -0.0041926 | 971.9194 | -0.00010681 | 971.5517 | -0.0042203
| 971.7941 | 0.00063556 |  |  | 717.4912 | 0 | 971.7941 | 0.00019102 | 971.7941 | 0.0013836 | 972.1624 | 0.00064522 | 971.7941 | 0.0025072
| 972.0365 | -0.00092385 |  |  | 717.6186 | 0.0011444 | 972.0365 | -0.0083996 | 972.0365 | -0.0053115 | 972.4055 | -0.001032 | 972.0365 | -0.0047774
| 972.2789 | 9.8225e-05 |  |  | 717.746 | 0 | 972.2789 | -0.00037282 | 972.2789 | 0.00082946 | 972.6484 | 0.0002742 | 972.2789 | 0.0022456
| 972.5213 | -0.00090533 |  |  | 717.8734 | 0.0014392 | 972.5213 | -0.0055401 | 972.5213 | -0.00619 | 972.8915 | 0.00019007 | 972.5213 | -0.0046338
| 972.7637 | 0.00010453 |  |  | 718.0009 | 0 | 972.7637 | 0.002487 | 972.7637 | 0.0016833 | 973.1346 | 0.00060067 | 972.7637 | 0.0031047
| 973.0062 | -0.001321 |  |  | 718.1283 | 0.0014566 | 973.0062 | -0.0078532 | 973.0062 | -0.0051167 | 973.3776 | -0.0005521 | 973.0062 | -0.003716
| 973.2486 | -0.00040931 |  |  | 718.2558 | 0 | 973.2486 | 0.00063001 | 973.2486 | 0.0015138 | 973.6207 | 0.00025443 | 973.2486 | 0.0019387
| 973.491 | -0.0011697 |  |  | 718.3833 | 0.00055488 | 973.491 | -0.0037202 | 973.491 | -0.0058396 | 973.8637 | -0.00029477 | 973.491 | -0.0048181
| 973.7335 | 0.0011367 |  |  | 718.5107 | 0 | 973.7335 | 0.0042065 | 973.7335 | 0.0041017 | 974.1068 | 0.00062546 | 973.7335 | 0.002526
| 973.9759 | -0.00017535 |  |  | 718.6382 | 0.0011965 | 973.9759 | -0.0069421 | 973.9759 | -0.0036094 | 974.3499 | 0.00010599 | 973.9759 | -0.0042843
| 974.2183 | -7.6574e-05 |  |  | 718.7658 | 0 | 974.2183 | 0.0012623 | 974.2183 | -0.00097976 | 974.593 | 0.00019008 | 974.2183 | 0.0017578
| 974.4608 | -0.00021001 |  |  | 718.8933 | 0.0010231 | 974.4608 | -0.0081549 | 974.4608 | -0.0040122 | 974.8361 | -0.00053228 | 974.4608 | -0.0042073
| 974.7033 | -4.5101e-06 |  |  | 719.0208 | 0 | 974.7033 | 0.0025502 | 974.7033 | 0.002041 | 975.0792 | 0.00024448 | 974.7033 | 0.0023489
| 974.9457 | -0.00076511 |  |  | 719.1483 | 0.00097105 | 974.9457 | -0.0071268 | 974.9457 | -0.0073263 | 975.3223 | 0.00022472 | 974.9457 | -0.0036233
| 975.1882 | 4.2947e-05 |  |  | 719.2759 | 0 | 975.1882 | 0.00019607 | 975.1882 | 0.0020046 | 975.5654 | -0.00028983 | 975.1882 | 0.0021152
| 975.4307 | -0.00089528 |  |  | 719.4035 | 0.0019074 | 975.4307 | -0.0075777 | 975.4307 | -0.0038213 | 975.8085 | -7.8172e-06 | 975.4307 | -0.0044383
| 975.6731 | -0.0006777 |  |  | 719.531 | 0 | 975.6731 | -0.0005736 | 975.6731 | 0.00054252 | 976.0516 | 8.1182e-05 | 975.6731 | 0.0022388
| 975.9156 | -8.9988e-05 |  |  | 719.6586 | 0.00093636 | 975.9156 | -0.0064864 | 975.9156 | -0.0045711 | 976.2947 | -0.00088849 | 975.9156 | -0.0037353
| 976.1581 | -0.00012617 |  |  | 719.7862 | 0 | 976.1581 | -0.00089912 | 976.1581 | 0.0027925 | 976.5379 | 7.6283e-05 | 976.1581 | 0.0014215
| 976.4006 | -0.00062811 |  |  | 719.9138 | 0.0010577 | 976.4006 | -0.00095651 | 976.4006 | -0.0034967 | 976.781 | -0.00035914 | 976.4006 | -0.0039878
| 976.6431 | -0.00022053 |  |  | 720.0415 | 0 | 976.6431 | 0.0011977 | 976.6431 | 0.0010435 | 977.0242 | 0.000289 | 976.6431 | 0.0016239
| 976.8856 | -0.00044063 |  |  | 720.1691 | 0.0014739 | 976.8856 | -0.0083642 | 976.8856 | -0.004886 | 977.2673 | -0.00023543 | 976.8856 | -0.0056401
| 977.1281 | 0.00020356 |  |  | 720.2967 | 0 | 977.1281 | 0.0015804 | 977.1281 | 0.0011122 | 977.5105 | -0.00011177 | 977.1281 | 0.0029692
| 977.3706 | -0.0012321 |  |  | 720.4244 | 0.0018727 | 977.3706 | -0.0057239 | 977.3706 | -0.0091675 | 977.7537 | 4.1665e-05 | 977.3706 | -0.0050372
| 977.6131 | -0.00034045 |  |  | 720.5521 | 0 | 977.6131 | 0.002271 | 977.6131 | 0.00077441 | 977.9968 | -9.1979e-05 | 977.6131 | 0.0028684
| 977.8557 | -0.00082771 |  |  | 720.6797 | 0.0013699 | 977.8557 | -0.0064512 | 977.8557 | -0.0049918 | 978.24 | -0.00082423 | 977.8557 | -0.0046886
| 978.0982 | -0.00019555 |  |  | 720.8074 | 0 | 978.0982 | 0.0038994 | 978.0982 | -0.00019599 | 978.4832 | 0.00018015 | 978.0982 | 0.0020335
| 978.3407 | -0.00056799 |  |  | 720.9351 | 0.00058956 | 978.3407 | -0.008071 | 978.3407 | -0.0052696 | 978.7264 | -0.00044323 | 978.3407 | -0.0042053
| 978.5833 | -0.0003318 |  |  | 721.0628 | 0 | 978.5833 | -0.0004803 | 978.5833 | 0.00078258 | 978.9696 | 0.00057099 | 978.5833 | 0.0022201
| 978.8258 | -0.00012425 |  |  | 721.1906 | 0.00052021 | 978.8258 | -0.0048129 | 978.8258 | -0.005726 | 979.2128 | -0.00080443 | 978.8258 | -0.0048525
| 979.0684 | 0.00065538 |  |  | 721.3183 | 0 | 979.0684 | 0.00099423 | 979.0684 | 0.0019731 | 979.456 | 0.00015048 | 979.0684 | 0.0020213
| 979.3109 | -0.0012692 |  |  | 721.4461 | 0.0010577 | 979.3109 | -0.0075621 | 979.3109 | -0.0064433 | 979.6992 | 0.00017518 | 979.3109 | -0.0039704
| 979.5535 | 0.00025245 |  |  | 721.5738 | 0 | 979.5535 | 0.0031367 | 979.5535 | 0.00030166 | 979.9424 | 0.00010594 | 979.5535 | 0.0030014
| 979.796 | -0.00020704 |  |  | 721.7016 | 0.0006936 | 979.796 | -0.0064459 | 979.796 | -0.0051498 | 980.1857 | -0.0006807 | 979.796 | -0.0043803
| 980.0386 | 0.00022973 |  |  | 721.8294 | 0 | 980.0386 | 0.0019227 | 980.0386 | 0.0033297 | 980.429 | 0.00037811 | 980.0386 | 0.0021802
| 980.2812 | -0.00072112 |  |  | 721.9572 | 0.00039883 | 980.2812 | -0.0037175 | 980.2812 | -0.0064233 | 980.6722 | 0.00017521 | 980.2812 | -0.0056527
| 980.5238 | 7.808e-05 |  |  | 722.085 | 0 | 980.5238 | -0.0014991 | 980.5238 | 0.00048795 | 980.9154 | 0.0002445 | 980.5238 | 0.0032471
| 980.7664 | -0.00055313 |  |  | 722.2128 | 0.0006936 | 980.7664 | -0.0045826 | 980.7664 | -0.003444 | 981.1587 | -0.00027002 | 980.7664 | -0.0044895
| 981.0089 | 0.00022774 |  |  | 722.3406 | 0 | 981.0089 | -2.4229e-05 | 981.0089 | 0.0014986 | 981.402 | 6.6358e-05 | 981.0089 | 0.0031199
| 981.2515 | -0.00052113 |  |  | 722.4685 | 0.0019248 | 981.2515 | -0.0035328 | 981.2515 | -0.006938 | 981.6452 | -0.00058177 | 981.2515 | -0.0045969
| 981.4941 | -0.00023048 |  |  | 722.5963 | 0 | 981.4941 | -0.0016053 | 981.4941 | 0.0012789 | 981.8885 | 0.00040284 | 981.4941 | 0.002465
| 981.7367 | -0.00095724 |  |  | 722.7242 | 0.0011618 | 981.7367 | -0.0065573 | 981.7367 | -0.0057395 | 982.1318 | -3.7551e-05 | 981.7367 | -0.0045696
| 981.9793 | -0.00054388 |  |  | 722.852 | 0 | 981.9793 | 5.8455e-05 | 981.9793 | 0.0015363 | 982.3751 | 0.00025443 | 981.9793 | 0.00277
| 982.222 | -0.00063377 |  |  | 722.9799 | 0.0018034 | 982.222 | -0.00049201 | 982.222 | -0.0058889 | 982.6183 | 1.1947e-05 | 982.222 | -0.0048936
| 982.4646 | 0.0010234 |  |  | 723.1078 | 0 | 982.4646 | 0.0020623 | 982.4646 | 0.0039425 | 982.8617 | 0.00067487 | 982.4646 | 0.0031142
| 982.7072 | -0.0011918 |  |  | 723.2357 | 0.00095371 | 982.7072 | -0.0034889 | 982.7072 | -0.0062014 | 983.105 | -1.7704e-05 | 982.7072 | -0.0048724
| 982.9498 | 0.00045504 |  |  | 723.3637 | 0 | 982.9498 | 0.00068401 | 982.9498 | 0.0017426 | 983.3483 | 0.00073427 | 982.9498 | 0.0025482
| 983.1925 | -0.0016345 |  |  | 723.4916 | 0.0016647 | 983.1925 | -0.0090118 | 983.1925 | -0.010278 | 983.5916 | -0.00022553 | 983.1925 | -0.0046761
| 983.4351 | 0.00068352 |  |  | 723.6195 | 0.00024332 | 983.4351 | -0.00097014 | 983.4351 | 0.0033263 | 983.835 | 0.00071449 | 983.4351 | 0.0032418
| 983.6778 | -0.00020723 |  |  | 723.7475 | 0.00065893 | 983.6778 | -0.0034564 | 983.6778 | -0.0055715 | 984.0782 | 0.00017523 | 983.6778 | -0.0043145
| 983.9204 | -0.00053253 |  |  | 723.8755 | 0 | 983.9204 | -0.00034702 | 983.9204 | 0.0027823 | 984.3216 | 0.00016532 | 983.9204 | 0.0027875
| 984.1631 | -0.00073802 |  |  | 724.0034 | 0.00086701 | 984.1631 | -0.0050406 | 984.1631 | -0.0062825 | 984.5649 | 5.1581e-05 | 984.1631 | -0.0039692
| 984.4057 | -0.00072328 |  |  | 724.1314 | 0 | 984.4057 | -0.0010603 | 984.4057 | -0.00034592 | 984.8083 | -0.00032941 | 984.4057 | 0.0019718
| 984.6484 | -0.0013153 |  |  | 724.2594 | 0.00031212 | 984.6484 | -0.0077377 | 984.6484 | -0.0049964 | 985.0517 | -3.7515e-05 | 984.6484 | -0.0052659
| 984.891 | -0.00011703 |  |  | 724.3875 | 0 | 984.891 | 0.0039019 | 984.891 | 0.0019693 | 985.295 | -1.2798e-05 | 984.891 | 0.0029009
| 985.1337 | -8.479e-05 |  |  | 724.5155 | 0.0010751 | 985.1337 | -0.0059493 | 985.1337 | -0.004527 | 985.5384 | -0.00061138 | 985.1337 | -0.0052952
| 985.3764 | 0.0004186 |  |  | 724.6435 | 0 | 985.3764 | 0.002637 | 985.3764 | 0.0031103 | 985.7818 | 0.00060074 | 985.3764 | 0.0027524
| 985.6191 | -0.00055102 |  |  | 724.7716 | 0.0010231 | 985.6191 | -0.0042485 | 985.6191 | -0.0059716 | 986.0251 | -0.0001315 | 985.6191 | -0.005471
| 985.8618 | -0.00038416 |  |  | 724.8996 | 0 | 985.8618 | 0.0030985 | 985.8618 | 0.002002 | 986.2686 | 0.00051656 | 985.8618 | 0.0033513
| 986.1045 | -0.0013092 |  |  | 725.0277 | 0.001578 | 986.1045 | -0.007278 | 986.1045 | -0.0070924 | 986.512 | -0.00032447 | 986.1045 | -0.0045899
| 986.3472 | -5.2836e-05 |  |  | 725.1558 | 0 | 986.3472 | 0.0011803 | 986.3472 | 0.0020894 | 986.7554 | 6.6321e-05 | 986.3472 | 0.0024571
| 986.5899 | -0.00082007 |  |  | 725.2839 | 0.00084967 | 986.5899 | -0.0067466 | 986.5899 | -0.0067619 | 986.9988 | -0.0005719 | 986.5899 | -0.0050277
| 986.8326 | 2.8231e-05 |  |  | 725.412 | 0 | 986.8326 | 0.0042811 | 986.8326 | 0.0017382 | 987.2422 | 0.00075407 | 986.8326 | 0.0022862
| 987.0753 | -0.00076257 |  |  | 725.5401 | 0.00097105 | 987.0753 | -0.0089608 | 987.0753 | -0.0070983 | 987.4856 | -0.00069065 | 987.0753 | -0.0053727
| 987.318 | 0.00069385 |  |  | 725.6682 | 0 | 987.318 | -0.0013865 | 987.318 | 0.0067954 | 987.729 | 0.00056113 | 987.318 | 0.0021628
| 987.5607 | -0.00084022 |  |  | 725.7964 | 0.0010404 | 987.5607 | -0.0036906 | 987.5607 | -0.005199 | 987.9725 | -0.00016619 | 987.5607 | -0.00534
| 987.8035 | -0.00043685 |  |  | 725.9245 | 0 | 987.8035 | -0.00056461 | 987.8035 | 0.00052238 | 988.2159 | 5.1507e-05 | 987.8035 | 0.001967
| 988.0462 | -0.0010441 |  |  | 726.0527 | 0 | 988.0462 | -0.006063 | 988.0462 | -0.0073078 | 988.4594 | 0.00013564 | 988.0462 | -0.0047919
| 988.2889 | -0.00078899 |  |  | 726.1809 | 0 | 988.2889 | -0.0037978 | 988.2889 | -1.8769e-05 | 988.7028 | 0.0004721 | 988.2889 | 0.002814
| 988.5317 | -0.001033 |  |  | 726.3091 | 0.0018034 | 988.5317 | -0.010145 | 988.5317 | -0.0076506 | 988.9463 | 0.00028404 | 988.5317 | -0.0057903
| 988.7744 | -0.00073465 |  |  | 726.4373 | 0 | 988.7744 | -0.00022571 | 988.7744 | -0.0026381 | 989.1898 | 0.00039786 | 988.7744 | 0.0028059
| 989.0172 | -0.00071357 |  |  | 726.5655 | 0.0012485 | 989.0172 | -0.0079474 | 989.0172 | -0.0031854 | 989.4332 | -0.00035418 | 989.0172 | -0.0057959
| 989.2599 | 7.0205e-06 |  |  | 726.6937 | 0 | 989.2599 | 0.0023776 | 989.2599 | 0.0016116 | 989.6767 | 0.00030885 | 989.2599 | 0.0022559
| 989.5027 | -0.00078995 |  |  | 726.8219 | 0.0017687 | 989.5027 | -0.0103 | 989.5027 | -0.0070514 | 989.9202 | 0.00020985 | 989.5027 | -0.0063932
| 989.7455 | 0.00033726 |  |  | 726.9502 | 0 | 989.7455 | 0.0008408 | 989.7455 | 0.0050481 | 990.1636 | 8.6144e-05 | 989.7455 | 0.0037634
| 989.9882 | -0.0014287 |  |  | 727.0784 | 0.0010231 | 989.9882 | -0.011289 | 989.9882 | -0.0092615 | 990.4072 | 0.00013064 | 989.9882 | -0.006742
| 990.231 | -8.084e-05 |  |  | 727.2067 | 0 | 990.231 | 0.0018773 | 990.231 | -0.00074298 | 990.6506 | 0.00066008 | 990.231 | 0.0024752
| 990.4738 | -0.0015993 |  |  | 727.335 | 0.001682 | 990.4738 | -0.0062275 | 990.4738 | -0.0077033 | 990.8942 | -6.7202e-05 | 990.4738 | -0.0060138
| 990.7166 | 0.00066387 |  |  | 727.4633 | 0 | 990.7166 | 0.0044249 | 990.7166 | 0.0052664 | 991.1377 | 0.00036322 | 990.7166 | 0.0033355
| 990.9594 | -0.00060768 |  |  | 727.5916 | 0.0015259 | 990.9594 | -0.0081526 | 990.9594 | -0.0077514 | 991.3812 | -0.0004037 | 990.9594 | -0.0062791
| 991.2022 | 2.7331e-06 |  |  | 727.7199 | 0 | 991.2022 | 0.0049888 | 991.2022 | -0.00027519 | 991.6248 | 0.00061559 | 991.2022 | 0.0040197
| 991.445 | -0.001716 |  |  | 727.8482 | 0.0018034 | 991.445 | -0.0073017 | 991.445 | -0.0082319 | 991.8683 | -0.000651 | 991.445 | -0.0062659
| 991.6878 | -0.00049409 |  |  | 727.9766 | 0 | 991.6878 | -0.00056283 | 991.6878 | 0.004185 | 992.1118 | 0.00048689 | 991.6878 | 0.0026553
| 991.9306 | -0.00077128 |  |  | 728.1049 | 0.001734 | 991.9306 | -0.0093741 | 991.9306 | -0.0047055 | 992.3553 | 0.0004473 | 991.9306 | -0.006308
| 992.1734 | -0.00021214 |  |  | 728.2333 | 0 | 992.1734 | 0.0066306 | 992.1734 | 0.0034505 | 992.5989 | 0.00023461 | 992.1734 | 0.0027866
| 992.4162 | -0.00035053 |  |  | 728.3617 | 0.00095371 | 992.4162 | -0.0062581 | 992.4162 | -0.0046719 | 992.8425 | -6.228e-05 | 992.4162 | -0.0049121
| 992.659 | -4.2202e-05 |  |  | 728.4901 | 0 | 992.659 | 0.001927 | 992.659 | 0.0028694 | 993.086 | -9.1939e-05 | 992.659 | 0.0034131
| 992.9019 | -0.00015038 |  |  | 728.6185 | 0.00055488 | 992.9019 | -0.0054893 | 992.9019 | -0.0053129 | 993.3296 | -0.00041847 | 992.9019 | -0.0059504
| 993.1447 | -0.00042922 |  |  | 728.7469 | 0 | 993.1447 | 0.00027515 | 993.1447 | 0.000715 | 993.5732 | 0.00018507 | 993.1447 | 0.0032584
| 993.3875 | -0.0015385 |  |  | 728.8753 | 0.0012485 | 993.3875 | -0.008542 | 993.3875 | -0.011892 | 993.8168 | -3.2619e-05 | 993.3875 | -0.0062493
| 993.6304 | 0.00040832 |  |  | 729.0037 | 0 | 993.6304 | 0.00094832 | 993.6304 | 0.0030038 | 994.0604 | 0.0006452 | 993.6304 | 0.0022974
| 993.8732 | -0.0010437 |  |  | 729.1322 | 0.0019421 | 993.8732 | -0.010931 | 993.8732 | -0.0083537 | 994.304 | 0.00049679 | 993.8732 | -0.0050868
| 994.1161 | -0.00017003 |  |  | 729.2606 | 0 | 994.1161 | 0.00024166 | 994.1161 | 0.0023022 | 994.5475 | -4.738e-05 | 994.1161 | 0.0033932
| 994.3589 | -0.00053255 |  |  | 729.3891 | 0.0018901 | 994.3589 | -0.0057505 | 994.3589 | -0.0093751 | 994.7911 | -0.00021062 | 994.3589 | -0.0059898
| 994.6018 | -0.0001325 |  |  | 729.5176 | 0 | 994.6018 | -0.00075194 | 994.6018 | 0.0025 | 995.0348 | 1.6929e-05 | 994.6018 | 0.0028613
| 994.8447 | -0.00021671 |  |  | 729.6461 | 0.00084967 | 994.8447 | -0.0078079 | 994.8447 | -0.0070452 | 995.2784 | 3.1654e-05 | 994.8447 | -0.0057789
| 995.0876 | 0.00014558 |  |  | 729.7746 | 0 | 995.0876 | 0.0037827 | 995.0876 | 0.0016186 | 995.522 | 0.00059082 | 995.0876 | 0.0037188
| 995.3304 | -0.00073502 |  |  | 729.9031 | 0.0014566 | 995.3304 | -0.0074685 | 995.3304 | -0.0079571 | 995.7656 | 8.6139e-05 | 995.3304 | -0.005922
| 995.5733 | -0.0003087 |  |  | 730.0316 | 0 | 995.5733 | -0.0017503 | 995.5733 | 0.0014265 | 996.0093 | 0.00060067 | 995.5733 | 0.0036976
| 995.8162 | -0.00032653 |  |  | 730.1602 | 0.0013699 | 995.8162 | -0.0090758 | 995.8162 | -0.0041808 | 996.2529 | -0.00037891 | 995.8162 | -0.0071152
| 996.0591 | -0.00012784 |  |  | 730.2887 | 0 | 996.0591 | 0.0050572 | 996.0591 | 0.0026413 | 996.4966 | 0.00057595 | 996.0591 | 0.0038721
| 996.302 | -0.0021166 |  |  | 730.4173 | 0.00095371 | 996.302 | -0.0074059 | 996.302 | -0.0063735 | 996.7402 | -0.00013648 | 996.302 | -0.0069874
| 996.5449 | -0.00023352 |  |  | 730.5459 | 0 | 996.5449 | -0.0022484 | 996.5449 | 0.0040002 | 996.9839 | 0.00079865 | 996.5449 | 0.0040136
| 996.7878 | -0.00027268 |  |  | 730.6745 | 0.00091902 | 996.7878 | -0.0099169 | 996.7878 | -0.0074071 | 997.2276 | 0.00013564 | 996.7878 | -0.005555
| 997.0307 | -1.2957e-05 |  |  | 730.8031 | 0 | 997.0307 | 0.0045207 | 997.0307 | 0.0020456 | 997.4713 | 0.00031373 | 997.0307 | 0.0034962
| 997.2736 | -0.00052474 |  |  | 730.9317 | 0.0013872 | 997.2736 | -0.0049295 | 997.2736 | -0.0058528 | 997.715 | -6.2269e-05 | 997.2736 | -0.0069401
| 997.5165 | 4.9676e-05 |  |  | 731.0603 | 0 | 997.5165 | 0.0016759 | 997.5165 | 0.0053666 | 997.9586 | -8.7002e-05 | 997.5165 | 0.0033712
| 997.7595 | -0.00067438 |  |  | 731.1889 | 0.0003468 | 997.7595 | -0.003401 | 997.7595 | -0.0050128 | 998.2023 | -0.00026015 | 997.7595 | -0.0062242
| 998.0024 | -3.9862e-05 |  |  | 731.3176 | 0 | 998.0024 | -0.00075967 | 998.0024 | 0.00052254 | 998.446 | 7.1341e-05 | 998.0024 | 0.0044146
| 998.2453 | -0.00071586 |  |  | 731.4463 | 0.0013178 | 998.2453 | -0.0093531 | 998.2453 | -0.0045067 | 998.6898 | -0.00037395 | 998.2453 | -0.0074316
| 998.4883 | 0.00048514 |  |  | 731.5749 | 0 | 998.4883 | -0.0017375 | 998.4883 | 0.0053635 | 998.9335 | 0.00065507 | 998.4883 | 0.0035005
| 998.7312 | -0.00096379 |  |  | 731.7036 | 0.00084967 | 998.7312 | -0.0085717 | 998.7312 | -0.0099504 | 999.1772 | -0.00025521 | 998.7312 | -0.0076918
| 998.9742 | 4.0024e-05 |  |  | 731.8323 | 0 | 998.9742 | 0.0037585 | 998.9742 | 0.004644 | 999.4209 | 0.00093713 | 998.9742 | 0.0038052
| 999.2171 | -0.0010491 |  |  | 731.961 | 0.00053755 | 999.2171 | -0.0063919 | 999.2171 | -0.0073096 | 999.6646 | 2.0221e-06 | 999.2171 | -0.0076469
| 999.4601 | 0.00026982 |  |  | 732.0897 | 0 | 999.4601 | -0.00039988 | 999.4601 | 0.0010485 | 999.9084 | 0.00018021 | 999.4601 | 0.004826
| 999.703 | -0.001049 |  |  | 732.2185 | 0.0010231 | 999.703 | -0.0095376 | 999.703 | -0.0073102 | 1000.1521 | -0.00025023 | 999.703 | -0.0057456
| 999.946 | -0.00046393 |  |  | 732.3472 | 0 | 999.946 | 0.0074475 | 999.946 | 0.0002916 | 1000.3959 | 0.00057594 | 999.946 | 0.0030558
| 1000.189 | -0.00076731 |  |  | 732.476 | 0.00062425 | 1000.189 | -0.0076282 | 1000.189 | -0.011766 | 1000.6396 | -0.00045803 | 1000.189 | -0.0077407
| 1000.432 | 3.8479e-05 |  |  | 732.6047 | 0 | 1000.432 | 0.00369 | 1000.432 | 0.00060932 | 1000.8834 | -8.6992e-05 | 1000.432 | 0.0035484
| 1000.6749 | -0.00044849 |  |  | 732.7335 | 0.0010231 | 1000.6749 | -0.0066825 | 1000.6749 | -0.0094592 | 1001.1271 | -0.00045807 | 1000.6749 | -0.008485
| 1000.9179 | -0.00018408 |  |  | 732.8623 | 0 | 1000.9179 | 0.0055723 | 1000.9179 | 0.0024273 | 1001.3709 | 0.00061057 | 1000.9179 | 0.0041532
| 1001.1609 | 1.7159e-05 |  |  | 732.9911 | 0.00045084 | 1001.1609 | -0.014888 | 1001.1609 | -0.0064639 | 1001.6147 | -0.0011111 | 1001.1609 | -0.0064122
| 1001.4039 | 6.99e-05 |  |  | 733.1199 | 0 | 1001.4039 | -0.001635 | 1001.4039 | 0.0037631 | 1001.8585 | 0.00035334 | 1001.4039 | 0.0044041
| 1001.6469 | -8.7645e-05 |  |  | 733.2487 | 0.00098839 | 1001.6469 | -0.0020598 | 1001.6469 | -0.010276 | 1002.1023 | -6.7236e-05 | 1001.6469 | -0.0065027
| 1001.8899 | 6.4131e-06 |  |  | 733.3776 | 0 | 1001.8899 | 0.0064578 | 1001.8899 | 0.0080589 | 1002.3461 | 0.00027416 | 1001.8899 | 0.0042174
| 1002.1329 | -0.00050347 |  |  | 733.5064 | 0.00041617 | 1002.1329 | -0.010743 | 1002.1329 | -0.0087083 | 1002.5898 | -0.00031461 | 1002.1329 | -0.0070991
| 1002.3759 | -4.4937e-05 |  |  | 733.6353 | 0 | 1002.3759 | 0.0065333 | 1002.3759 | 0.0022494 | 1002.8337 | -0.00020077 | 1002.3759 | 0.0031394
| 1002.619 | -0.00027694 |  |  | 733.7642 | 8.6698e-05 | 1002.619 | -0.0057042 | 1002.619 | -0.005558 | 1003.0775 | -0.00047287 | 1002.619 | -0.0075886
| 1002.862 | -0.00065463 |  |  | 733.8931 | 0 | 1002.862 | 0.00029348 | 1002.862 | -0.0035923 | 1003.3214 | 0.00045721 | 1002.862 | 0.0021679
| 1003.105 | -0.0011551 |  |  | 734.022 | 0.00022542 | 1003.105 | -0.012854 | 1003.105 | -0.012453 | 1003.5651 | 0.00021971 | 1003.105 | -0.0083816
| 1003.3481 | 0.00033418 |  |  | 734.1509 | 0 | 1003.3481 | 0.0013656 | 1003.3481 | 0.0085114 | 1003.809 | 0.00050671 | 1003.3481 | 0.0057038
| 1003.5911 | -0.00077031 |  |  | 734.2798 | 0.001786 | 1003.5911 | -0.012624 | 1003.5911 | -0.0099377 | 1004.0529 | 4.1611e-05 | 1003.5911 | -0.0074336
| 1003.8341 | -0.000273 |  |  | 734.4087 | 0 | 1003.8341 | 0.0066259 | 1003.8341 | 0.0024151 | 1004.2967 | 0.00078871 | 1003.8341 | 0.0041265
| 1004.0772 | 1.757e-05 |  |  | 734.5377 | 0.0011618 | 1004.0772 | -0.0099002 | 1004.0772 | -0.0072038 | 1004.5405 | -0.0005966 | 1004.0772 | -0.0085199
| 1004.3202 | -0.00088197 |  |  | 734.6666 | 0 | 1004.3202 | -0.012306 | 1004.3202 | -0.010539 | 1004.7844 | 0.00060566 | 1004.3202 | -0.0082757
| 1004.5633 | 0.00012197 |  |  | 734.7956 | 0.0011271 | 1004.5633 | 0.0074112 | 1004.5633 | 0.0039998 | 1005.0283 | 0.0004226 | 1004.5633 | 0.0025608
| 1004.8063 | 7.1993e-05 |  |  | 734.9246 | 0 | 1004.8063 | -0.0097667 | 1004.8063 | -0.004691 | 1005.2721 | -7.808e-06 | 1004.8063 | -0.0071976
| 1005.0494 | 0.00052392 |  |  | 735.0536 | 0.00086701 | 1005.0494 | 0.00051072 | 1005.0494 | 0.0060581 | 1005.516 | 0.00023458 | 1005.0494 | 0.0044249
| 1005.2925 | -0.001102 |  |  | 735.1826 | 0 | 1005.2925 | -0.0087632 | 1005.2925 | -0.012412 | 1005.7599 | -0.00022556 | 1005.2925 | -0.0085336
| 1005.5356 | -0.00028549 |  |  | 735.3116 | 0.00041617 | 1005.5356 | -0.0054639 | 1005.5356 | 0.0051276 | 1006.0038 | 0.0005562 | 1005.5356 | 0.0034921
| 1005.7786 | -0.00067014 |  |  | 735.4406 | 0 | 1005.7786 | -0.013676 | 1005.7786 | -0.012994 | 1006.2477 | -0.00039867 | 1005.7786 | -0.0088048
| 1006.0217 | -0.00020717 |  |  | 735.5697 | 0.0018727 | 1006.0217 | 0.0023478 | 1006.0217 | 0.00070862 | 1006.4916 | 0.00044238 | 1006.0217 | 0.0035903
| 1006.2648 | -0.00043039 |  |  | 735.6987 | 0 | 1006.2648 | -0.016614 | 1006.2648 | -0.0093501 | 1006.7355 | -0.00032942 | 1006.2648 | -0.0071848
| 1006.5079 | -4.4743e-05 |  |  | 735.8278 | 0.0010057 | 1006.5079 | 0.0084155 | 1006.5079 | 0.0027644 | 1006.9794 | 0.00039289 | 1006.5079 | 0.0053592
| 1006.751 | -0.00046353 |  |  | 735.9569 | 0 | 1006.751 | -0.014474 | 1006.751 | -0.0118 | 1007.2233 | -0.00055701 | 1006.751 | -0.0080889
| 1006.9941 | -0.00062668 |  |  | 736.086 | 0.0014219 | 1006.9941 | 0.0073559 | 1006.9941 | -0.0020421 | 1007.4672 | 0.000195 | 1006.9941 | 0.0023367
| 1007.2372 | -0.00026648 |  |  | 736.2151 | 0 | 1007.2372 | -0.0088991 | 1007.2372 | -0.0098592 | 1007.7112 | -0.00073511 | 1007.2372 | -0.010202
| 1007.4803 | -0.00046677 |  |  | 736.3442 | 0.0007803 | 1007.4803 | 0.0059619 | 1007.4803 | -0.00095756 | 1007.9551 | 0.00081839 | 1007.4803 | 0.0044575
| 1007.7234 | -0.00082065 |  |  | 736.4733 | 0 | 1007.7234 | -0.0079182 | 1007.7234 | -0.0063213 | 1008.199 | -0.0004136 | 1007.7234 | -0.0086022
| 1007.9666 | -0.00017044 |  |  | 736.6024 | 0.0013178 | 1007.9666 | 0.0051323 | 1007.9666 | 0.0020689 | 1008.443 | 1.9767e-06 | 1007.9666 | 0.0049594
| 1008.2097 | 0.00026403 |  |  | 736.7316 | 0 | 1008.2097 | -0.0046533 | 1008.2097 | -0.0063975 | 1008.687 | -0.00082419 | 1008.2097 | -0.0080422
| 1008.4528 | -0.00038208 |  |  | 736.8607 | 0.0013699 | 1008.4528 | -0.0046194 | 1008.4528 | 0.0034653 | 1008.9309 | 0.00025436 | 1008.4528 | 0.0044601
| 1008.6959 | -1.7212e-05 |  |  | 736.9899 | 0 | 1008.6959 | -0.0086411 | 1008.6959 | -0.0012853 | 1009.1749 | 0.00049186 | 1008.6959 | -0.0084079
| 1008.9391 | 6.6847e-06 |  |  | 737.1191 | 0.0010057 | 1008.9391 | -0.0010549 | 1008.9391 | 0.0091761 | 1009.4189 | 0.00099154 | 1008.9391 | 0.004601
| 1009.1822 | -0.00063069 |  |  | 737.2483 | 0 | 1009.1822 | -0.015028 | 1009.1822 | -0.009362 | 1009.6628 | 0.00018014 | 1009.1822 | -0.0095781
| 1009.4254 | -0.00067854 |  |  | 737.3775 | 0.0010751 | 1009.4254 | 0.0059802 | 1009.4254 | 0.003995 | 1009.9068 | 0.0010114 | 1009.4254 | 0.0057063
| 1009.6685 | -0.0014891 |  |  | 737.5067 | 0 | 1009.6685 | -0.010572 | 1009.6685 | -0.014687 | 1010.1508 | -0.00081429 | 1009.6685 | -0.01212
| 1009.9117 | 0.00033071 |  |  | 737.636 | 0.0014392 | 1009.9117 | -0.0051932 | 1009.9117 | 0.0037343 | 1010.3948 | 0.00055121 | 1009.9117 | 0.0047777
| 1010.1548 | -0.0013402 |  |  | 737.7652 | 0 | 1010.1548 | -0.016278 | 1010.1548 | -0.015292 | 1010.6388 | -0.00041356 | 1010.1548 | -0.0090033
| 1010.398 | 2.5353e-05 |  |  | 737.8945 | 0.00071094 | 1010.398 | -0.0007783 | 1010.398 | 0.0025058 | 1010.8828 | 0.0005908 | 1010.398 | 0.0042585
| 1010.6412 | -0.0010202 |  |  | 738.0237 | 0 | 1010.6412 | -0.018157 | 1010.6412 | -0.015094 | 1011.1268 | 8.6134e-05 | 1010.6412 | -0.010099
| 1010.8844 | -6.6958e-06 |  |  | 738.153 | 0.00065893 | 1010.8844 | 0.0079674 | 1010.8844 | -0.0021218 | 1011.3709 | 0.00030384 | 1010.8844 | 0.0049409
| 1011.1275 | 0.00034128 |  |  | 738.2823 | 0 | 1011.1275 | -0.0096611 | 1011.1275 | -0.0056713 | 1011.6149 | -0.000181 | 1011.1275 | -0.0084858
| 1011.3707 | 1.7045e-05 |  |  | 738.4116 | 0.0014045 | 1011.3707 | 0.0032028 | 1011.3707 | 0.0038457 | 1011.8589 | 0.0005116 | 1011.3707 | 0.005539
| 1011.6139 | -0.0015304 |  |  | 738.5409 | 0 | 1011.6139 | -0.016679 | 1011.6139 | -0.016109 | 1012.103 | -7.8569e-06 | 1011.6139 | -0.011248
| 1011.8571 | 0.00030417 |  |  | 738.6703 | 0.0017687 | 1011.8571 | 0.0046102 | 1011.8571 | 0.0075885 | 1012.347 | 0.00056111 | 1011.8571 | 0.0065659
| 1012.1003 | -0.0002286 |  |  | 738.7996 | 0 | 1012.1003 | -0.014399 | 1012.1003 | -0.01415 | 1012.5911 | -0.00081921 | 1012.1003 | -0.010705
| 1012.3435 | -4.0968e-05 |  |  | 738.929 | 0.0025663 | 1012.3435 | -0.0012509 | 1012.3435 | 0.0080824 | 1012.8351 | 0.00030885 | 1012.3435 | 0.0056395
| 1012.5867 | -0.00072876 |  |  | 739.0583 | 0 | 1012.5867 | -0.023347 | 1012.5867 | -0.010367 | 1013.0792 | -0.0004086 | 1012.5867 | -0.0097633
| 1012.8299 | -2.3207e-05 |  |  | 739.1877 | 0.001682 | 1012.8299 | 0.0029142 | 1012.8299 | 0.0044213 | 1013.3232 | 0.00038301 | 1012.8299 | 0.0058113
| 1013.0731 | -0.00075551 |  |  | 739.3171 | 0 | 1013.0731 | -0.006213 | 1013.0731 | -0.010953 | 1013.5673 | -0.00024535 | 1013.0731 | -0.011286
| 1013.3164 | -0.00041429 |  |  | 739.4465 | 0.00093636 | 1013.3164 | 0.0047598 | 1013.3164 | 0.0036491 | 1013.8114 | 0.00073922 | 1013.3164 | 0.0044337
| 1013.5596 | -0.001104 |  |  | 739.5759 | 0 | 1013.5596 | -0.016064 | 1013.5596 | -0.017663 | 1014.0555 | -7.2214e-05 | 1013.5596 | -0.012796
| 1013.8028 | -0.00012847 |  |  | 739.7054 | 0.00052021 | 1013.8028 | -0.0017986 | 1013.8028 | 0.00527 | 1014.2996 | 0.00046217 | 1013.8028 | 0.0056518
| 1014.046 | -0.0010342 |  |  | 739.8348 | 0 | 1014.046 | -0.013922 | 1014.046 | -0.011991 | 1014.5437 | -0.00047292 | 1014.046 | -0.010485
| 1014.2893 | -0.00082129 |  |  | 739.9643 | 0.0021675 | 1014.2893 | -0.0032287 | 1014.2893 | 0.0030339 | 1014.7878 | -0.00016126 | 1014.2893 | 0.0031596
| 1014.5325 | -0.00098395 |  |  | 740.0937 | 0 | 1014.5325 | -0.012316 | 1014.5325 | -0.012217 | 1015.0319 | 0.00014551 | 1014.5325 | -0.0097813
| 1014.7758 | 0.00020377 |  |  | 740.2232 | 0.001578 | 1014.7758 | 0.00079745 | 1014.7758 | 0.00075676 | 1015.276 | 0.00054133 | 1014.7758 | 0.0085204
| 1015.019 | -0.00078611 |  |  | 740.3527 | 0 | 1015.019 | -0.022953 | 1015.019 | -0.014415 | 1015.5201 | -0.00075001 | 1015.019 | -0.01268
| 1015.2623 | -0.0006145 |  |  | 740.4822 | 0.0010577 | 1015.2623 | -0.0040412 | 1015.2623 | 0.0034798 | 1015.7643 | 0.00046716 | 1015.2623 | 0.0047748
| 1015.5055 | 8.5912e-08 |  |  | 740.6117 | 0 | 1015.5055 | -0.016221 | 1015.5055 | -0.0080464 | 1016.0084 | -0.00052236 | 1015.5055 | -0.0099378
| 1015.7488 | 0.0005881 |  |  | 740.7412 | 0.0018554 | 1015.7488 | 0.0025794 | 1015.7488 | 0.007104 | 1016.2526 | 0.00053635 | 1015.7488 | 0.0034885
| 1015.9921 | -0.0013411 |  |  | 740.8708 | 0 | 1015.9921 | -0.010868 | 1015.9921 | -0.014309 | 1016.4967 | 0.00058095 | 1015.9921 | -0.01232
| 1016.2353 | -0.00086205 |  |  | 741.0003 | 0.0024796 | 1016.2353 | 0.008035 | 1016.2353 | 0.0045126 | 1016.7408 | 0.00050671 | 1016.2353 | 0.0054696
| 1016.4786 | 0.00041277 |  |  | 741.1299 | 0 | 1016.4786 | -0.012923 | 1016.4786 | -0.0028121 | 1016.985 | -0.00021066 | 1016.4786 | -0.010638
| 1016.7219 | 8.9075e-05 |  |  | 741.2595 | 0.0011791 | 1016.7219 | -0.004566 | 1016.7219 | 0.0039085 | 1017.2292 | 0.00040281 | 1016.7219 | 0.0081745
| 1016.9652 | 9.1565e-05 |  |  | 741.389 | 0 | 1016.9652 | -0.011613 | 1016.9652 | -0.0039973 | 1017.4733 | -0.00036406 | 1016.9652 | -0.010517
| 1017.2085 | 0.00026246 |  |  | 741.5186 | 0.00039883 | 1017.2085 | 0.00042494 | 1017.2085 | 0.0065823 | 1017.7175 | 0.00038301 | 1017.2085 | 0.0071451
| 1017.4518 | -0.0010025 |  |  | 741.6482 | 0 | 1017.4518 | -0.014276 | 1017.4518 | -0.016987 | 1017.9617 | -0.00075988 | 1017.4518 | -0.012713
| 1017.6951 | -5.8072e-05 |  |  | 741.7779 | 0.0011965 | 1017.6951 | 0.010901 | 1017.6951 | 0.0034971 | 1018.2059 | 0.00035829 | 1017.6951 | 0.0058144
| 1017.9384 | -0.0014109 |  |  | 741.9075 | 0 | 1017.9384 | -0.022874 | 1017.9384 | -0.017304 | 1018.4501 | -2.8412e-06 | 1017.9384 | -0.014845
| 1018.1817 | 0.00058122 |  |  | 742.0372 | 0.00058956 | 1018.1817 | 0.011484 | 1018.1817 | 0.0013695 | 1018.6943 | 0.0001851 | 1018.1817 | 0.0073631
| 1018.425 | -0.00052875 |  |  | 742.1668 | 0 | 1018.425 | -0.009846 | 1018.425 | -0.014001 | 1018.9385 | -0.00018596 | 1018.425 | -0.011107
| 1018.6683 | 0.00036943 |  |  | 742.2965 | 0.0011618 | 1018.6683 | 0.0018442 | 1018.6683 | 0.010916 | 1019.1827 | 7.6302e-05 | 1018.6683 | 0.008834
| 1018.9116 | -0.00081179 |  |  | 742.4262 | 0 | 1018.9116 | -0.022122 | 1018.9116 | -0.0045775 | 1019.4269 | -0.00051251 | 1018.9116 | -0.011722
| 1019.155 | 0.00034552 |  |  | 742.5559 | 0.001578 | 1019.155 | 0.0031832 | 1019.155 | 0.0095778 | 1019.6711 | 0.00072441 | 1019.155 | 0.01071
| 1019.3983 | -0.00052479 |  |  | 742.6856 | 0 | 1019.3983 | -0.015797 | 1019.3983 | -0.018955 | 1019.9153 | -0.00025522 | 1019.3983 | -0.012591
| 1019.6416 | -0.0001501 |  |  | 742.8153 | 0.0014045 | 1019.6416 | -0.0019387 | 1019.6416 | 0.0059229 | 1020.1596 | 1.1959e-05 | 1019.6416 | 0.0059112
| 1019.885 | -0.00052133 |  |  | 742.945 | 0 | 1019.885 | -0.020079 | 1019.885 | -0.012557 | 1020.4038 | -0.00039371 | 1019.885 | -0.01323
| 1020.1283 | -0.00075369 |  |  | 743.0748 | 0.0015259 | 1020.1283 | -0.0099824 | 1020.1283 | 0.0071756 | 1020.6481 | 0.0011746 | 1020.1283 | 0.0050045
| 1020.3717 | -0.00078596 |  |  | 743.2045 | 0 | 1020.3717 | -0.021183 | 1020.3717 | -0.010425 | 1020.8923 | -0.00010681 | 1020.3717 | -0.013102
| 1020.615 | -0.00028411 |  |  | 743.3343 | 0.0017687 | 1020.615 | 0.011184 | 1020.615 | 0.0012974 | 1021.1366 | 0.00027913 | 1020.615 | 0.0081392
| 1020.8584 | -0.00016641 |  |  | 743.4641 | 0 | 1020.8584 | -0.020061 | 1020.8584 | -0.011892 | 1021.3809 | -0.0004729 | 1020.8584 | -0.011624
| 1021.1017 | -0.00087288 |  |  | 743.5939 | 0.00046818 | 1021.1017 | 0.0085291 | 1021.1017 | 0.0023856 | 1021.6251 | 0.0004126 | 1021.1017 | 0.0050988
| 1021.3451 | -0.00040229 |  |  | 743.7237 | 0 | 1021.3451 | -0.022895 | 1021.3451 | -0.011228 | 1021.8694 | -0.00077964 | 1021.3451 | -0.012772
| 1021.5885 | 0.00015703 |  |  | 743.8535 | 0.0011965 | 1021.5885 | 0.0063331 | 1021.5885 | 0.0051513 | 1022.1136 | 0.00065018 | 1021.5885 | 0.0055162
| 1021.8318 | -9.0531e-05 |  |  | 743.9833 | 0 | 1021.8318 | 0 | 1021.8318 | 0 | 1022.358 | -0.00050262 | 1021.8318 | 0
| 1022.0752 | 4.6131e-05 |  |  | 744.1132 | 0.0014739 | 1022.0752 | 0 | 1022.0752 | 0 | 1022.6022 | 0.00014058 | 1022.0752 | 0
| 1022.3186 | -0.0012607 |  |  | 744.243 | 0 | 1022.3186 | 0 | 1022.3186 | 0 | 1022.8466 | -8.6984e-05 | 1022.3186 | 0
| 1022.562 | -0.0002783 |  |  | 744.3729 | 0.0017687 | 1022.562 | 0 | 1022.562 | 0 | 1023.0908 | 2.0344e-06 | 1022.562 | 0
| 1022.8054 | -0.00089577 |  |  | 744.5028 | 0 | 1022.8054 | 0 | 1022.8054 | 0 | 1023.3351 | -0.00057678 | 1022.8054 | 0
| 1023.0488 | -0.00050749 |  |  | 744.6327 | 0.0014913 | 1023.0488 | 0 | 1023.0488 | 0 | 1023.5795 | 0.00024445 | 1023.0488 | 0
| 1023.2922 | -0.00077844 |  |  | 744.7626 | 0 | 1023.2922 | 0 | 1023.2922 | 0 | 1023.8238 | -0.00032447 | 1023.2922 | 0
| 1023.5356 | -0.00012644 |  |  | 744.8925 | 0.0012312 | 1023.5356 | 0 | 1023.5356 | 0 | 1024.0681 | 0.00031378 | 1023.5356 | 0
| 1023.779 | -0.00048748 |  |  | 745.0224 | 0 | 1023.779 | 0 | 1023.779 | 0 | 1024.3125 | 0.00024452 | 1023.779 | 0
| 1024.0224 | 0.00020925 |  |  | 745.1524 | 0.0016473 | 1024.0224 | 0 | 1024.0224 | 0 | 1024.5568 | -0.00015135 | 1024.0224 | 0
| 1024.2658 | -0.00091411 |  |  | 745.2823 | 0 | 1024.2658 | 0 | 1024.2658 | 0 | 1024.8011 | -0.00034426 | 1024.2658 | 0
| 1024.5093 | -0.00070265 |  |  | 745.4123 | 0.0011965 | 1024.5093 | 0 | 1024.5093 | 0 | 1025.0455 | 0.00044236 | 1024.5093 | 0
| 1024.7527 | -0.0011135 |  |  | 745.5423 | 0 | 1024.7527 | 0 | 1024.7527 | 0 | 1025.2898 | 6.6363e-05 | 1024.7527 | 0
| 1024.9961 | -0.00097333 |  |  | 745.6723 | 0.0014219 | 1024.9961 | 0 | 1024.9961 | 0 | 1025.5342 | 0.00039789 | 1024.9961 | 0
| 1025.2395 | -0.00047055 |  |  | 745.8023 | 0 | 1025.2395 | 0 | 1025.2395 | 0 | 1025.7786 | -0.00091325 | 1025.2395 | 0
| 1025.483 | 0.00033982 |  |  | 745.9323 | 0.0022889 | 1025.483 | 0 | 1025.483 | 0 | 1026.0229 | 0.00084809 | 1025.483 | 0
| 1025.7264 | -0.00090697 |  |  | 746.0623 | 0 | 1025.7264 | 0 | 1025.7264 | 0 | 1026.2673 | -0.0008192 | 1025.7264 | 0
| 1025.9699 | 0.00013596 |  |  | 746.1924 | 0.00057222 | 1025.9699 | 0 | 1025.9699 | 0 | 1026.5117 | -0.00011174 | 1025.9699 | 0
| 1026.2133 | -0.0029609 |  |  | 746.3224 | 0 | 1026.2133 | 0 | 1026.2133 | 0 | 1026.7561 | -0.00042839 | 1026.2133 | 0
| 1026.4568 | -0.0018794 |  |  | 746.4525 | 0.00029479 | 1026.4568 | 0 | 1026.4568 | 0 | 1027.0005 | 0.00018016 | 1026.4568 | 0
| 1026.7002 | -0.0026374 |  |  | 746.5825 | 0 | 1026.7002 | 0 | 1026.7002 | 0 | 1027.2449 | -0.0004185 | 1026.7002 | 0
| 1026.9437 | -0.0022129 |  |  | 746.7126 | 0.0010231 | 1026.9437 | 0 | 1026.9437 | 0 | 1027.4893 | 0.00010599 | 1026.9437 | 0

## Integration (hidden)
LED Item # | M365D2 |  | M375D4 |  | M385D1 |  | M385D2 |  | M395D3 |  | M395D4 |  | M405D2
Do Not Edit This Tab | Area Under Normalized Curve |  | Area Under Normalized Curve |  | Area Under Normalized Curve |  | Area Under Normalized Curve |  | Area Under Normalized Curve |  | Area Under Normalized Curve |  | Area Under Normalized Curve
| Total | 13.4144 | Total | 11.3321 | Total | 12.1799 | Total | 13.4323 | Total | 16.5583 | Total | 15.7562 | Total | 16.3791
Integration
| -0.0001475 |  | -3.8475e-05 |  | 1.9877e-06 |  | 0 |  | 0 |  | -1.6123e-05 |  | 0
| -4.1043e-05 |  | 5.4578e-05 |  | 0 |  | 0 |  | 0 |  | 2.4493e-05 |  | 0
| -3.2511e-06 |  | 1.8455e-05 |  | 4.957e-05 |  | 0 |  | 0 |  | 9.0697e-05 |  | 0
| 7.1318e-05 |  | 2.0418e-05 |  | 4.9568e-05 |  | 0 |  | 0 |  | 0.00010925 |  | 0
| 0.00010229 |  | 8.442e-05 |  | 2.1809e-05 |  | 0 |  | 0 |  | 1.897e-05 |  | 0
| 7.1956e-05 |  | 8.8357e-05 |  | 2.1809e-05 |  | 0 |  | 0 |  | 3.2526e-05 |  | 0
| -1.0674e-05 |  | 4.359e-05 |  | 1.8834e-05 |  | 0 |  | 0 |  | 4.8586e-05 |  | 0
| 2.1699e-05 |  | 7.3042e-05 |  | 1.8833e-05 |  | 0 |  | 0 |  | 4.6575e-05 |  | 0
| 4.0407e-05 |  | 9.1511e-05 |  | 0 |  | 0 |  | 0 |  | 3.404e-05 |  | 0
| 0.00018438 |  | 4.4768e-05 |  | 7.948e-06 |  | 0 |  | 0 |  | 5.2109e-05 |  | 0
| 0.00020674 |  | 0.00010329 |  | 3.3717e-05 |  | 0 |  | 0 |  | 6.2653e-05 |  | 0
| 2.0376e-05 |  | 5.4992e-05 |  | 4.1663e-05 |  | 0 |  | 0 |  | 2.8533e-05 |  | 0
| -7.1375e-06 |  | -5.9698e-05 |  | 1.5894e-05 |  | 0 |  | 0 |  | 4.4087e-05 |  | 0
| -5.7102e-06 |  | -2.3568e-05 |  | 0 |  | 0 |  | 0 |  | 3.1543e-05 |  | 0
| 8.4069e-07 |  | 8.1702e-05 |  | 1.8829e-05 |  | 0 |  | 0 |  | 8.9276e-05 |  | 0
| -4.0304e-05 |  | 0.00015005 |  | 1.8828e-05 |  | 0 |  | 0 |  | 4.6602e-05 |  | 0
| -6.8586e-05 |  | 0.00015948 |  | 1.2882e-05 |  | 0 |  | 0 |  | -6.5871e-05 |  | 0
| -4.6354e-05 |  | 2.0428e-05 |  | 1.2882e-05 |  | 0 |  | 0 |  | 2.4252e-06 |  | 0
| 3.7539e-05 |  | -3.9285e-06 |  | 1.7836e-05 |  | 0 |  | 0 |  | 7.5245e-05 |  | 0
| 5.8281e-05 |  | 4.3214e-05 |  | 1.7835e-05 |  | 0 |  | 0 |  | 5.1645e-05 |  | 0
| -9.1381e-06 |  | 1.5716e-06 |  | 7.332e-05 |  | 0 |  | 0 |  | 4.6125e-05 |  | 0
| -6.5704e-05 |  | 3.3392e-05 |  | 0.00010112 |  | 0 |  | 0 |  | 7.5771e-05 |  | 0
| -3.2418e-05 |  | 8.2902e-05 |  | 2.7805e-05 |  | 0 |  | 0 |  | 7.0749e-05 |  | 0
| 6.3259e-05 |  | 0.00011748 |  | 4.3693e-05 |  | 0 |  | 0 |  | 5.2661e-05 |  | 0
| 1.9709e-05 |  | 0.00013557 |  | 7.3412e-05 |  | 0 |  | 0 |  | 3.6593e-05 |  | 0
| -6.2244e-06 |  | 0.00017602 |  | 2.972e-05 |  | 0 |  | 0 |  | 5.6698e-05 |  | 0
| 4.1539e-05 |  | 0.00014775 |  | 2.3775e-05 |  | 0 |  | 0 |  | 6.6253e-05 |  | 0
| -6.4056e-05 |  | -6.523e-05 |  | 2.3774e-05 |  | 0 |  | 0 |  | 5.1681e-05 |  | 0
| -5.4394e-05 |  | -0.00012851 |  | 0 |  | 0 |  | 0 |  | 9.2396e-05 |  | 0
| 0.00013896 |  | -8.9593e-05 |  | 0 |  | 0 |  | 0 |  | 0.00013012 |  | 0
| 0.00016817 |  | 1.7685e-05 |  | 8.023e-05 |  | 0 |  | 0 |  | 0.00010951 |  | 0
| 5.8982e-05 |  | -1.2576e-05 |  | 9.909e-05 |  | 0 |  | 0 |  | 4.0139e-05 |  | 0
| 4.7147e-05 |  | -5.2276e-05 |  | 4.1642e-05 |  | 0 |  | 0 |  | -2.6737e-05 |  | 0
| 0.00010698 |  | 1.9257e-05 |  | 2.2779e-05 |  | 0 |  | 0 |  | -2.5944e-06 |  | 0
| 9.9744e-05 |  | 7.4286e-05 |  | 2.4759e-05 |  | 0 |  | 0 |  | 8.8434e-05 |  | 0
| 4.3604e-05 |  | 0.00014779 |  | 2.4758e-05 |  | 0 |  | 0 |  | 0.00012113 |  | 0
| -3.7878e-05 |  | 0.00014663 |  | 6.437e-05 |  | 0 |  | 0 |  | 9.8504e-05 |  | 0
| -0.00011274 |  | 0.00013049 |  | 6.4368e-05 |  | 0 |  | 0 |  | 5.173e-05 |  | 0
| -5.2623e-05 |  | 2.1621e-05 |  | 1.9805e-05 |  | 0 |  | 0 |  | 3.1601e-05 |  | 0
| -2.8404e-06 |  | -4.9138e-05 |  | 1.9804e-05 |  | 0 |  | 0 |  | 8.9597e-06 |  | 0
| -1.6334e-05 |  | -4.364e-05 |  | 1.6833e-05 |  | 0 |  | 0 |  | 3.1108e-05 |  | 0
| -2.9479e-05 |  | 3.4593e-05 |  | 1.6833e-05 |  | 0 |  | 0 |  | 0.00011767 |  | 0
| -7.821e-05 |  | 0.00010183 |  | 4.9505e-06 |  | 0 |  | 0 |  | 0.00011013 |  | 0
| -3.5454e-05 |  | 8.2561e-06 |  | 2.8768e-05 |  | 0 |  | 0 |  | 6.6848e-05 |  | 0
| -2.9419e-05 |  | -5.0723e-05 |  | 6.2429e-05 |  | 0 |  | 0 |  | 1.8038e-05 |  | 0
| -8.711e-05 |  | 8.8066e-05 |  | 5.4488e-05 |  | 0 |  | 0 |  | 2.6599e-05 |  | 0
| -0.00014122 |  | 0.00014784 |  | 5.9437e-05 |  | 0 |  | 0 |  | -2.4247e-05 |  | 0
| -6.1063e-05 |  | 0.00012111 |  | 4.3559e-05 |  | 0 |  | 0 |  | -9.6514e-06 |  | 0
| -3.4211e-05 |  | 0.0001156 |  | 3.9595e-06 |  | 0 |  | 0 |  | 6.6376e-05 |  | 0
| 2.2324e-05 |  | 0.0001396 |  | 3.9594e-06 |  | 0 |  | 0 |  | 6.7392e-05 |  | 0
| 6.7927e-05 |  | 0.00010736 |  | 9.899e-06 |  | 0 |  | 0 |  | 9.3082e-05 |  | 0
| 3.9795e-05 |  | -0.00010124 |  | 9.8987e-06 |  | 0 |  | 0 |  | 4.3734e-05 |  | 0
| 0.00011072 |  | -4.4223e-05 |  | 3.1674e-05 |  | 0 |  | 0 |  | -1.0901e-06 |  | 0
| 0.00015851 |  | -5.9219e-05 |  | 3.1673e-05 |  | 0 |  | 0 |  | 2.2076e-05 |  | 0
| 3.3635e-05 |  | -0.00018587 |  | 6.5324e-05 |  | 0 |  | 0 |  | 2.863e-05 |  | 0
| -7.4072e-05 |  | 8.4953e-05 |  | 6.5322e-05 |  | 0 |  | 0 |  | 9.2618e-05 |  | 0
| -2.4065e-05 |  | 0.0001235 |  | 0 |  | 0 |  | 0 |  | 5.3831e-05 |  | 0
| -3.737e-05 |  | 2.2028e-05 |  | 0 |  | 0 |  | 0 |  | 5.4833e-05 |  | 0
| 5.5352e-05 |  | 0.00017659 |  | 2.771e-05 |  | 0 |  | 0 |  | 8.9104e-05 |  | 0
| 4.614e-05 |  | 0.00017264 |  | 2.7709e-05 |  | 0 |  | 0 |  | 3.2163e-05 |  | 0
| -3.935e-05 |  | 3.1865e-05 |  | 0 |  | 0 |  | 0 |  | 8.6093e-05 |  | 0
| -5.5678e-05 |  | 4.5629e-05 |  | 0 |  | 0 |  | 0 |  | 6.4931e-05 |  | 0
| -9.1554e-06 |  | 6.1764e-05 |  | 1.6822e-05 |  | 0 |  | 0 |  | 8.4842e-06 |  | 0
| -0.00012654 |  | 2.8325e-05 |  | 1.6821e-05 |  | 0 |  | 0 |  | 1.9073e-05 |  | 0
| -0.00016223 |  | 2.1637e-05 |  | 1.781e-05 |  | 0 |  | 0 |  | 8.2096e-05 |  | 0
| 0.00019257 |  | 0.00014438 |  | 2.4752e-05 |  | 0 |  | 0 |  | 8.512e-05 |  | 0
| 0.000173 |  | 1.8886e-05 |  | 6.4327e-05 |  | 0 |  | 0 |  | 5.0341e-05 |  | 0
| -4.1836e-05 |  | 4.0919e-05 |  | 9.6058e-05 |  | 0 |  | 0 |  | 5.9419e-05 |  | 0
| -3.171e-05 |  | 0.00033183 |  | 5.3514e-05 |  | 0 |  | 0 |  | -2.1018e-06 |  | 0
| 6.7664e-05 |  | 0.00033065 |  | 1.484e-05 |  | 0 |  | 0 |  | -2.0767e-05 |  | 0
| 0.00014307 |  | 0.0003632 |  | 4.5506e-05 |  | 0 |  | 0 |  | 8.6669e-05 |  | 0
| 4.6778e-05 |  | 0.00040373 |  | 6.2361e-05 |  | 0 |  | 0 |  | 3.7242e-05 |  | 0
| -7.0731e-05 |  | 0.00030687 |  | 3.4661e-05 |  | 0 |  | 0 |  | 4.959e-06 |  | 0
| -5.5256e-05 |  | 0.00030765 |  | 2.6728e-05 |  | 0 |  | 0 |  | 0.00010537 |  | 0
| -8.1724e-05 |  | 0.00044983 |  | 8.9229e-06 |  | 0 |  | 0 |  | 9.4271e-05 |  | 0
| -0.00012235 |  | 0.00071114 |  | 2.8751e-05 |  | 0 |  | 0 |  | -6.6422e-06 |  | 0
| -2.431e-05 |  | 0.00071469 |  | 6.6337e-05 |  | 0 |  | 0 |  | -1.1692e-05 |  | 0
| -2.0313e-05 |  | 0.00063716 |  | 3.7585e-05 |  | 0 |  | 0 |  | 6.0986e-05 |  | 0
| -4.279e-05 |  | 0.00074666 |  | 2.077e-05 |  | 0 |  | 0 |  | 0.00013368 |  | 0
| -3.9643e-05 |  | 0.00081111 |  | 6.1413e-05 |  | 0 |  | 0 |  | 5.7458e-05 |  | 0
| 1.511e-05 |  | 0.00082302 |  | 7.1301e-05 |  | 0 |  | 0 |  | -5.6126e-05 |  | 0
| 2.7068e-05 |  | 0.00079517 |  | 3.0658e-05 |  | 0 |  | 0 |  | 3.7769e-05 |  | 0
| -5.0434e-05 |  | 0.00085647 |  | 0 |  | 0 |  | 0 |  | 7.7656e-05 |  | 0
| -4.1854e-05 |  | 0.0009731 |  | 0 |  | 0 |  | 0 |  | 3.1728e-05 |  | 0
| 3.1062e-05 |  | 0.0011971 |  | 5.8343e-05 |  | 0 |  | 0 |  | 1.9614e-05 |  | 0
| 8.6177e-05 |  | 0.001214 |  | 6.1314e-05 |  | 0 |  | 0 |  | 4.4588e-06 |  | 0
| 1.3278e-06 |  | 0.0012665 |  | 2.9671e-05 |  | 0 |  | 0 |  | 6.8604e-05 |  | 0
| 8.4566e-06 |  | 0.0015817 |  | 2.6697e-05 |  | 0 |  | 0 |  | 0.00014641 |  | 0
| 5.5119e-06 |  | 0.0016657 |  | 9.8877e-06 |  | 0 |  | 0 |  | 0.0001545 |  | 0
| -6.5463e-05 |  | 0.0015376 |  | 9.8874e-06 |  | 0 |  | 0 |  | 7.7209e-05 |  | 0
| -9.1529e-05 |  | 0.0016378 |  | 0 |  | 0 |  | 0 |  | 4.0331e-05 |  | 0
| -8.966e-05 |  | 0.001953 |  | 0 |  | 0 |  | 0 |  | 4.4884e-05 |  | 0
| -2.6269e-05 |  | 0.0021653 |  | 2.0761e-05 |  | 0 |  | 0 |  | 3.0237e-05 |  | 0
| -2.2175e-05 |  | 0.0021946 |  | 2.0761e-05 |  | 0 |  | 0 |  | 0.000103 |  | 0
| -0.0001288 |  | 0.0022546 |  | 4.3497e-05 |  | 0 |  | 0 |  | 2.5684e-05 |  | 0
| -7.8683e-05 |  | 0.0025731 |  | 4.3496e-05 |  | 0 |  | 0 |  | -9.695e-06 |  | 0
| 2.5417e-06 |  | 0.0028141 |  | 4.9426e-05 |  | 0 |  | 0 |  | 4.5914e-05 |  | 0
| -6.1868e-05 |  | 0.0029673 |  | 9.0047e-05 |  | 0 |  | 0 |  | 1.5081e-05 |  | 0
| 1.4142e-05 |  | 0.0032366 |  | 5.7425e-05 |  | 0 |  | 0 |  | 5.1991e-05 |  | 0
| 1.9107e-05 |  | 0.0033886 |  | 2.3739e-05 |  | 0 |  | 0 |  | 3.6318e-05 |  | 0
| -6.5958e-05 |  | 0.0034206 |  | 2.275e-05 |  | 0 |  | 0 |  | 1.761e-05 |  | 0
| -3.0144e-05 |  | 0.0036652 |  | 1.5814e-05 |  | 0 |  | 0 |  | 3.1266e-05 |  | 0
| -6.9695e-05 |  | 0.0038917 |  | 2.9653e-06 |  | 0 |  | 0 |  | 3.6325e-05 |  | 0
| -7.0057e-05 |  | 0.0040188 |  | 6.9275e-06 |  | 0 |  | 0 |  | 5.4031e-05 |  | 0
| -5.8782e-06 |  | 0.0043782 |  | 3.9622e-06 |  | 0 |  | 0 |  | 7.883e-05 |  | 0
| 7.1186e-05 |  | 0.0046141 |  | 0 |  | 0 |  | 0 |  | 8.4903e-05 |  | 0
| 0.00010313 |  | 0.0048473 |  | 1.3835e-05 |  | 0 |  | 0 |  | 3.8367e-05 |  | 0
| 3.2162e-05 |  | 0.0051194 |  | 6.1378e-05 |  | 0 |  | 0 |  | 7.3272e-05 |  | 0
| 3.0834e-05 |  | 0.0052322 |  | 0.00012165 |  | 0 |  | 0 |  | 7.0246e-05 |  | 0
| 4.5682e-05 |  | 0.0055539 |  | 7.4111e-05 |  | 0 |  | 0 |  | 5.9115e-05 |  | 0
| 4.8498e-05 |  | 0.0060144 |  | 6.6203e-05 |  | 0 |  | 0 |  | 7.936e-05 |  | 0
| 8.4845e-05 |  | 0.006291 |  | 6.6202e-05 |  | 0 |  | 0 |  | 4.9509e-05 |  | 0
| 0.00012435 |  | 0.0064513 |  | 0 |  | 0 |  | 0 |  | 6.0146e-05 |  | 0
| 3.9026e-05 |  | 0.006687 |  | 0 |  | 0 |  | 0 |  | 3.0793e-05 |  | 0
| -4.5416e-05 |  | 0.0072669 |  | 2.9643e-06 |  | 0 |  | 0 |  | 5.3079e-05 |  | 0
| -5.9263e-05 |  | 0.0076095 |  | 2.9642e-06 |  | 0 |  | 0 |  | 7.0288e-05 |  | 0
| 1.8264e-05 |  | 0.00762 |  | 7.6072e-05 |  | 0 |  | 0 |  | 4.3459e-05 |  | 0
| 4.9124e-05 |  | 0.0081048 |  | 7.607e-05 |  | 0 |  | 0 |  | 7.3334e-05 |  | 0
| -0.00010546 |  | 0.0085564 |  | 2.4697e-05 |  | 0 |  | 0 |  | 0.00010169 |  | 0
| -0.00015451 |  | 0.0088444 |  | 4.2519e-05 |  | 0 |  | 0 |  | 0.00012095 |  | 0
| 1.6935e-05 |  | 0.0093788 |  | 1.7822e-05 |  | 0 |  | 0 |  | 0.00010678 |  | 0
| 3.3528e-06 |  | 0.0098052 |  | 0 |  | 0 |  | 0 |  | 5.8675e-05 |  | 0
| -8.1001e-05 |  | 0.010092 |  | 7.6059e-05 |  | 0 |  | 0 |  | 6.4249e-05 |  | 0
| 7.4356e-06 |  | 0.010375 |  | 0.00014635 |  | 0 |  | 0 |  | 0.00013365 |  | 0
| -7.7346e-05 |  | 0.01129 |  | 0.00012165 |  | 0 |  | 0 |  | 0.00011291 |  | 0
| -0.00013154 |  | 0.011665 |  | 5.136e-05 |  | 0 |  | 0 |  | 8.3008e-05 |  | 0
| -3.8467e-05 |  | 0.012079 |  | 2.5679e-05 |  | 0 |  | 0 |  | 5.0586e-05 |  | 0
| 1.293e-05 |  | 0.01264 |  | 5.3397e-05 |  | 0 |  | 0 |  | 5.7687e-05 |  | 0
| -1.7513e-05 |  | 0.013147 |  | 7.7098e-05 |  | 0 |  | 0 |  | 0.00012459 |  | 0
| -1.2395e-06 |  | 0.013656 |  | 4.9379e-05 |  | 0 |  | 0 |  | 7.7461e-05 |  | 0
| 6.3266e-05 |  | 0.014148 |  | 3.4564e-05 |  | 0 |  | 0 |  | 5.4149e-05 |  | 0
| 9.1105e-05 |  | 0.014697 |  | 3.4564e-05 |  | 0 |  | 0 |  | 7.3926e-05 |  | 0
| 4.9025e-05 |  | 0.015477 |  | 5.9249e-06 |  | 0 |  | 0 |  | 7.19e-05 |  | 0
| -6.2036e-05 |  | 0.016182 |  | 5.9248e-06 |  | 0 |  | 0 |  | 9.3211e-05 |  | 0
| -3.6792e-05 |  | 0.016777 |  | 4.5422e-05 |  | 0 |  | 0 |  | 5.8223e-05 |  | 0
| 3.1125e-05 |  | 0.017517 |  | 4.5421e-05 |  | 0 |  | 0 |  | 0.00012365 |  | 0
| 3.047e-05 |  | 0.018116 |  | 2.666e-05 |  | 0 |  | 0 |  | 0.00015357 |  | 0
| 9.2877e-05 |  | 0.018336 |  | 4.5463e-05 |  | 0 |  | 0 |  | 0.00010338 |  | 0
| 0.0001059 |  | 0.018797 |  | 1.8803e-05 |  | 0 |  | 0 |  | 0.0001252 |  | 0
| -2.0886e-05 |  | 0.019432 |  | 3.1667e-05 |  | 0 |  | 0 |  | 3.4917e-05 |  | 0
| -2.6642e-05 |  | 0.020048 |  | 0.00013138 |  | 0 |  | 0 |  | 3.5425e-05 |  | 0
| 2.8502e-05 |  | 0.020924 |  | 0.00013138 |  | 0 |  | 0 |  | 6.7385e-05 |  | 0
| 8.0601e-05 |  | 0.021741 |  | 5.5358e-05 |  | 0 |  | 0 |  | 3.1367e-05 |  | 0
| 9.2016e-05 |  | 0.022595 |  | 2.3693e-05 |  | 0 |  | 0 |  | 2.3767e-05 |  | 0
| -8.7324e-06 |  | 0.02351 |  | 0 |  | 0 |  | 0 |  | 8.5172e-05 |  | 0
| -5.8917e-05 |  | 0.024293 |  | 1.3852e-05 |  | 0 |  | 0 |  | 0.00010903 |  | 0
| -7.3545e-05 |  | 0.025053 |  | 4.9388e-05 |  | 0 |  | 0 |  | 6.4878e-05 |  | 0
| -7.5182e-05 |  | 0.025734 |  | 3.5536e-05 |  | 0 |  | 0 |  | 1.0573e-05 |  | 0
| -0.00015284 |  | 0.026433 |  | 8.7849e-05 |  | 0 |  | 0 |  | 3.5954e-05 |  | 0
| -0.00012987 |  | 0.02736 |  | 0.00012247 |  | 0 |  | 0 |  | 1.7681e-05 |  | 0
| 3.8618e-05 |  | 0.028324 |  | 0.00010273 |  | 0 |  | 0 |  | 1.4128e-05 |  | 0
| 6.2302e-05 |  | 0.029102 |  | 6.8102e-05 |  | 0 |  | 0 |  | 9.284e-05 |  | 0
| 2.0734e-06 |  | 0.030124 |  | 2.0726e-05 |  | 0 |  | 0 |  | 3.8505e-05 |  | 0
| -0.00012018 |  | 0.030999 |  | 5.9306e-05 |  | 0 |  | 0 |  | 7.5279e-06 |  | 0
| -5.6762e-05 |  | 0.031631 |  | 0.00011161 |  | 0 |  | 0 |  | 5.3249e-05 |  | 0
| -3.2498e-05 |  | 0.032688 |  | 7.8964e-05 |  | 0 |  | 0 |  | 9.3378e-05 |  | 0
| -8.9966e-05 |  | 0.033711 |  | 5.0343e-05 |  | 0 |  | 0 |  | 8.88e-05 |  | 0
| 3.1045e-06 |  | 0.034791 |  | 4.4407e-05 |  | 0 |  | 0 |  | 7.1549e-05 |  | 0
| -2.591e-05 |  | 0.035818 |  | 2.2697e-05 |  | 0 |  | 0 |  | 5.2247e-05 |  | 0
| -0.00011413 |  | 0.036784 |  | 4.0499e-05 |  | 0 |  | 0 |  | 1.9219e-05 |  | 0
| -7.6893e-05 |  | 0.037605 |  | 4.9379e-05 |  | 0 |  | 0 |  | 9.292e-07 |  | 0
| 2.6837e-05 |  | 0.038406 |  | 3.1575e-05 |  | 0 |  | 0 |  | 6.8009e-05 |  | 0
| 4.212e-06 |  | 0.03928 |  | 0 |  | 0 |  | 0 |  | 4.362e-05 |  | 0
| -6.3927e-05 |  | 0.040052 |  | 3.7581e-05 |  | 0 |  | 0 |  | -3.3122e-05 |  | 0
| -3.0268e-05 |  | 0.040968 |  | 3.9553e-05 |  | 0 |  | 0 |  | 2.1773e-05 |  | 0
| 4.1435e-06 |  | 0.041899 |  | 1.9734e-06 |  | 0 |  | 0 |  | 5.2775e-05 |  | 0
| -7.0024e-06 |  | 0.043056 |  | 3.8477e-05 |  | 0 |  | 0 |  | 9.2441e-05 |  | 0
| -3.6587e-05 |  | 0.044273 |  | 8.4952e-05 |  | 0 |  | 0 |  | 0.00011024 |  | 0
| -2.6258e-05 |  | 0.045491 |  | 6.3246e-05 |  | 0 |  | 0 |  | 2.2795e-05 |  | 0
| -3.3762e-05 |  | 0.046832 |  | 1.6771e-05 |  | 0 |  | 0 |  | -1.1785e-05 |  | 0
| -5.6023e-05 |  | 0.048008 |  | 5.5243e-05 |  | 0 |  | 0 |  | 7.5177e-05 |  | 0
| -0.00013809 |  | 0.04918 |  | 5.5242e-05 |  | 0 |  | 0 |  | 0.00012859 |  | 0
| -0.00014505 |  | 0.050226 |  | 2.3675e-05 |  | 0 |  | 0 |  | 9.2995e-05 |  | 0
| 0.00010289 |  | 0.051112 |  | 2.3674e-05 |  | 0 |  | 0 |  | -1.8912e-05 |  | 0
| 0.00016586 |  | 0.051986 |  | 6.9047e-06 |  | 0 |  | 0 |  | -6.7049e-06 |  | 0
| 2.4843e-05 |  | 0.052868 |  | 6.9045e-06 |  | 0 |  | 0 |  | 9.5048e-05 |  | 0
| 7.3054e-05 |  | 0.054004 |  | 3.1562e-05 |  | 0 |  | 0 |  | 0.00011745 |  | 0
| 3.3235e-05 |  | 0.055277 |  | 3.1562e-05 |  | 0 |  | 0 |  | 0.00015307 |  | 0
| -6.2311e-06 |  | 0.056471 |  | 7.2985e-05 |  | 0 |  | 0 |  | 0.00017394 |  | 0
| 4.3646e-05 |  | 0.057591 |  | 7.2983e-05 |  | 0 |  | 0 |  | 0.0001526 |  | 0
| -5.9599e-05 |  | 0.058633 |  | 0 |  | 0 |  | 0 |  | 0.00012869 |  | 0
| -1.7975e-05 |  | 0.059573 |  | 0 |  | 0 |  | 0 |  | 0.00011036 |  | 0
| 1.0873e-05 |  | 0.060564 |  | 5.2267e-05 |  | 0 |  | 0 |  | 6.9146e-05 |  | 0
| -5.7774e-05 |  | 0.061272 |  | 5.4243e-05 |  | 0 |  | 0 |  | 3.657e-05 |  | 0
| -7.6933e-06 |  | 0.062208 |  | 5.0297e-05 |  | 0 |  | 0 |  | 1.0606e-05 |  | 0
| -1.0218e-05 |  | 0.063365 |  | 4.8319e-05 |  | 0 |  | 0 |  | 3.6571e-05 |  | 0
| 2.9474e-05 |  | 0.064064 |  | 0 |  | 0 |  | 0 |  | 7.4256e-05 |  | 0
| 4.1208e-05 |  | 0.064791 |  | 0 |  | 0 |  | 0 |  | 8.0879e-05 |  | 0
| -2.9464e-05 |  | 0.065589 |  | 8.2826e-05 |  | 0 |  | 0 |  | 0.00013386 |  | 0
| -3.9032e-05 |  | 0.066504 |  | 8.2824e-05 |  | 0 |  | 0 |  | 0.00012673 |  | 0
| 0.00011605 |  | 0.067332 |  | 5.2257e-05 |  | 0 |  | 0 |  | 5.9517e-05 |  | 0
| 0.00015023 |  | 0.067909 |  | 5.2255e-05 |  | 0 |  | 0 |  | 0.00010841 |  | 0
| -2.032e-05 |  | 0.068669 |  | 1.3803e-05 |  | 0 |  | 0 |  | 0.00016651 |  | 0
| -3.4655e-05 |  | 0.06944 |  | 1.3803e-05 |  | 0 |  | 0 |  | 0.00012678 |  | 0
| 4.4332e-06 |  | 0.069884 |  | 3.7464e-05 |  | 0 |  | 0 |  | 9.5689e-05 |  | 0
| 1.9171e-05 |  | 0.070208 |  | 5.3273e-05 |  | 0 |  | 0 |  | 0.00015737 |  | 0
| -5.2873e-05 |  | 0.071016 |  | 1.581e-05 |  | 0 |  | 0 |  | 0.0001105 |  | 0
| -5.7211e-05 |  | 0.071856 |  | 0 |  | 0 |  | 0 |  | 2.2337e-05 |  | 0
| 3.8134e-05 |  | 0.072508 |  | 2.9573e-05 |  | 0 |  | 0 |  | 1.9794e-05 |  | 0
| 3.6289e-05 |  | 0.073358 |  | 2.9573e-05 |  | 0 |  | 0 |  | 1.8269e-05 |  | 0
| -7.1208e-05 |  | 0.074264 |  | 0 |  | 0 |  | 0 |  | 6.0299e-06 |  | 0
| -5.2652e-05 |  | 0.075178 |  | 0 |  | 0 |  | 0 |  | -1.691e-05 |  | 0
| -2.1768e-05 |  | 0.075908 |  | 1.0842e-05 |  | 0 |  | 0 |  | 3.0003e-05 |  | 0
| 9.9799e-07 |  | 0.075807 |  | 2.3685e-05 |  | 0 |  | 0 |  | 7.5379e-05 |  | 0
| 9.1953e-06 |  | 0.075466 |  | 1.9743e-05 |  | 0 |  | 0 |  | 0.00012485 |  | 0
| 9.6461e-06 |  | 0.075621 |  | 6.8992e-06 |  | 0 |  | 0 |  | 0.00010192 |  | 0
| 1.63e-05 |  | 0.075781 |  | 2.6611e-05 |  | 0 |  | 0 |  | 1.725e-05 |  | 0
| 1.8513e-05 |  | 0.076155 |  | 2.661e-05 |  | 0 |  | 0 |  | 1.2654e-05 |  | 0
| 3.7174e-05 |  | 0.076772 |  | 7.8843e-06 |  | 0 |  | 0 |  | 4.327e-05 |  | 0
| 5.3366e-05 |  | 0.077546 |  | 7.8841e-06 |  | 0 |  | 0 |  | 6.4192e-05 |  | 0
| 6.5703e-05 |  | 0.078232 |  | 6.11e-05 |  | 0 |  | 0 |  | 6.5725e-05 |  | 0
| -1.1321e-05 |  | 0.07851 |  | 6.1098e-05 |  | 0 |  | 0 |  | -1.3859e-05 |  | 0
| -6.513e-05 |  | 0.078681 |  | 1.5767e-05 |  | 0 |  | 0 |  | 3.1546e-05 |  | 0
| -0.00013497 |  | 0.078748 |  | 2.0705e-05 |  | 0 |  | 0 |  | 6.3694e-05 |  | 0
| -7.9641e-05 |  | 0.078561 |  | 4.4353e-05 |  | 0 |  | 0 |  | 2.9515e-05 |  | 0
| 1.1533e-05 |  | 0.078456 |  | 3.9414e-05 |  | 0 |  | 0 |  | 2.441e-05 |  | 0
| -1.753e-05 |  | 0.078496 |  | 1.5766e-05 |  | 0 |  | 0 |  | 4.0243e-05 |  | 0
| -0.00010342 |  | 0.078453 |  | 2.4653e-05 |  | 0 |  | 0 |  | 9.7417e-05 |  | 0
| 1.4287e-05 |  | 0.078484 |  | 2.8594e-05 |  | 0 |  | 0 |  | 7.752e-05 |  | 0
| 4.5412e-05 |  | 0.078367 |  | 1.9705e-05 |  | 0 |  | 0 |  | 9.7435e-05 |  | 0
| 1.1304e-05 |  | 0.078163 |  | 3.7439e-05 |  | 0 |  | 0 |  | 6.7823e-05 |  | 0
| 0.000136 |  | 0.077972 |  | 3.7438e-05 |  | 0 |  | 0 |  | 4.5098e-06 |  | 0
| -4.2623e-05 |  | 0.077636 |  | 6.7978e-05 |  | 0 |  | 0 |  | 3.4879e-06 |  | 0
| -0.00016969 |  | 0.077133 |  | 9.8587e-05 |  | 0 |  | 0 |  | 3.9743e-05 |  | 0
| -2.5212e-05 |  | 0.076762 |  | 7.3957e-05 |  | 0 |  | 0 |  | 0.00012964 |  | 0
| -2.6271e-06 |  | 0.076479 |  | 4.3345e-05 |  | 0 |  | 0 |  | 0.00015469 |  | 0
| -5.9948e-06 |  | 0.07574 |  | 3.7434e-05 |  | 0 |  | 0 |  | 6.5306e-05 |  | 0
| -2.9589e-05 |  | 0.074911 |  | 3.7433e-05 |  | 0 |  | 0 |  | 6.3259e-05 |  | 0
| -6.7132e-05 |  | 0.074245 |  | 1.2806e-05 |  | 0 |  | 0 |  | 8.4222e-05 |  | 0
| -1.0832e-05 |  | 0.073891 |  | 1.2805e-05 |  | 0 |  | 0 |  | 8.933e-05 |  | 0
| -1.3511e-05 |  | 0.07371 |  | 2.9552e-06 |  | 0 |  | 0 |  | 0.00010058 |  | 0
| -2.3013e-05 |  | 0.073176 |  | 3.751e-05 |  | 0 |  | 0 |  | 0.00010367 |  | 0
| 3.9599e-05 |  | 0.072701 |  | 5.7208e-05 |  | 0 |  | 0 |  | 0.00012666 |  | 0
| 8.5133e-05 |  | 0.072224 |  | 2.2654e-05 |  | 0 |  | 0 |  | 6.074e-05 |  | 0
| 2.3111e-05 |  | 0.071541 |  | 3.9396e-05 |  | 0 |  | 0 |  | 4.899e-05 |  | 0
| -6.5663e-05 |  | 0.070797 |  | 3.9395e-05 |  | 0 |  | 0 |  | 7.4552e-05 |  | 0
| -6.9507e-05 |  | 0.069993 |  | 3.9394e-05 |  | 0 |  | 0 |  | 4.7459e-05 |  | 0
| -7.5451e-05 |  | 0.069654 |  | 5.6174e-05 |  | 0 |  | 0 |  | 5.105e-05 |  | 0
| -4.7426e-05 |  | 0.069001 |  | 2.072e-05 |  | 0 |  | 0 |  | 6.8436e-05 |  | 0
| -1.5514e-06 |  | 0.067956 |  | 3.9389e-06 |  | 0 |  | 0 |  | 7.5848e-06 |  | 0
| 4.2678e-06 |  | 0.067177 |  | 1.9695e-05 |  | 0 |  | 0 |  | -3.4352e-05 |  | 0
| -3.1125e-05 |  | 0.066263 |  | 1.9695e-05 |  | 0 |  | 0 |  | 3.0596e-05 |  | 0
| -0.00014901 |  | 0.065235 |  | 0 |  | 0 |  | 0 |  | 5.9241e-05 |  | 0
| -0.00018015 |  | 0.064255 |  | 0 |  | 0 |  | 0 |  | 1.8837e-05 |  | 0
| -7.1986e-05 |  | 0.063539 |  | 7.385e-05 |  | 0 |  | 0 |  | 3.419e-05 |  | 0
| -2.4904e-05 |  | 0.06316 |  | 7.3849e-05 |  | 0 |  | 0 |  | 0.00010838 |  | 0
| -8.2395e-07 |  | 0.062518 |  | 9.8465e-06 |  | 0 |  | 0 |  | 9.0985e-05 |  | 0
| -1.5273e-05 |  | 0.061529 |  | 9.8463e-06 |  | 0 |  | 0 |  | 6.5408e-05 |  | 0
| -7.31e-05 |  | 0.060555 |  | 8.8614e-06 |  | 0 |  | 0 |  | 9.2024e-05 |  | 0
| -4.9064e-05 |  | 0.05988 |  | 8.8612e-06 |  | 0 |  | 0 |  | 4.1369e-05 |  | 0
| 5.9859e-05 |  | 0.059147 |  | 4.9225e-06 |  | 0 |  | 0 |  | -1.5954e-05 |  | 0
| -2.4557e-05 |  | 0.058386 |  | 1.5777e-05 |  | 0 |  | 0 |  | -8.2754e-06 |  | 0
| -8.1058e-05 |  | 0.057932 |  | 1.4792e-05 |  | 0 |  | 0 |  | 1.9879e-05 |  | 0
| 6.9723e-05 |  | 0.057685 |  | 2.0712e-05 |  | 0 |  | 0 |  | 5.059e-05 |  | 0
| 2.5137e-05 |  | 0.057457 |  | 6.895e-05 |  | 0 |  | 0 |  | 3.319e-05 |  | 0
| 1.7417e-05 |  | 0.056957 |  | 8.5722e-05 |  | 0 |  | 0 |  | 7.2109e-05 |  | 0
| 9.5765e-05 |  | 0.056227 |  | 3.3547e-05 |  | 0 |  | 0 |  | 7.0074e-05 |  | 0
| 7.692e-05 |  | 0.055535 |  | 1.8747e-05 |  | 0 |  | 0 |  | 1.3744e-05 |  | 0
| 4.2543e-05 |  | 0.054608 |  | 2.2684e-05 |  | 0 |  | 0 |  | -1.6222e-06 |  | 0
| 4.8792e-05 |  | 0.053693 |  | 3.9371e-06 |  | 0 |  | 0 |  | -2.1398e-06 |  | 0
| 8.1324e-05 |  | 0.053048 |  | 0 |  | 0 |  | 0 |  | 7.9817e-05 |  | 0
| -1.1007e-05 |  | 0.052417 |  | 1.5785e-05 |  | 0 |  | 0 |  | 0.00011824 |  | 0
| -8.5444e-05 |  | 0.052031 |  | 4.8265e-05 |  | 0 |  | 0 |  | 3.9871e-05 |  | 0
| 1.423e-05 |  | 0.051479 |  | 5.8129e-05 |  | 0 |  | 0 |  | -5.6956e-05 |  | 0
| 2.8755e-05 |  | 0.050708 |  | 4.927e-05 |  | 0 |  | 0 |  | -2.7751e-05 |  | 0
| 3.5938e-05 |  | 0.050191 |  | 2.3621e-05 |  | 0 |  | 0 |  | 3.168e-05 |  | 0
| 7.0796e-05 |  | 0.049769 |  | 3.6415e-05 |  | 0 |  | 0 |  | 2.7071e-05 |  | 0
| -0.00011763 |  | 0.049221 |  | 3.6414e-05 |  | 0 |  | 0 |  | 3.6306e-05 |  | 0
| -0.00017056 |  | 0.048516 |  | 0 |  | 0 |  | 0 |  | 2.6562e-05 |  | 0
| -2.7522e-05 |  | 0.047995 |  | 0 |  | 0 |  | 0 |  | 4.1939e-05 |  | 0
| 9.7808e-06 |  | 0.047469 |  | 0 |  | 0 |  | 0 |  | 5.8357e-05 |  | 0
| -9.8299e-06 |  | 0.04676 |  | 0 |  | 0 |  | 0 |  | 4.7591e-05 |  | 0
| 2.4811e-05 |  | 0.046227 |  | 1.0824e-05 |  | 0 |  | 0 |  | 0.0001004 |  | 0
| 0.00015167 |  | 0.045954 |  | 1.0824e-05 |  | 0 |  | 0 |  | 0.00017681 |  | 0
| 7.1785e-05 |  | 0.045797 |  | 5.904e-05 |  | 0 |  | 0 |  | 0.00011582 |  | 0
| -9.241e-05 |  | 0.045378 |  | 5.9038e-05 |  | 0 |  | 0 |  | 6.9149e-05 |  | 0
| -3.0287e-05 |  | 0.044753 |  | 0 |  | 0 |  | 0 |  | 5.3244e-05 |  | 0
| 6.2146e-05 |  | 0.044193 |  | 0 |  | 0 |  | 0 |  | -1.6498e-05 |  | 0
| 2.3213e-05 |  | 0.043349 |  | 3.2469e-05 |  | 0 |  | 0 |  | -2.6466e-06 |  | 0
| -4.3034e-05 |  | 0.042236 |  | 3.2468e-05 |  | 0 |  | 0 |  | 4.3516e-05 |  | 0
| -9.7327e-05 |  | 0.041506 |  | 1.8693e-05 |  | 0 |  | 0 |  | -1.4458e-05 |  | 0
| -9.5775e-05 |  | 0.040788 |  | 2.6582e-05 |  | 0 |  | 0 |  | 1.5812e-05 |  | 0
| 1.4617e-05 |  | 0.040339 |  | 5.708e-05 |  | 0 |  | 0 |  | 0.00010254 |  | 0
| -6.6444e-05 |  | 0.040058 |  | 0.00013005 |  | 0 |  | 0 |  | 3.9931e-05 |  | 0
| -3.0034e-05 |  | 0.039404 |  | 0.00010447 |  | 0 |  | 0 |  | 2.9865e-06 |  | 0
| 1.3458e-05 |  | 0.038899 |  | 2.361e-05 |  | 0 |  | 0 |  | 2.7625e-05 |  | 0
| -3.6491e-05 |  | 0.03834 |  | 0 |  | 0 |  | 0 |  | 2.7628e-05 |  | 0
| 1.4401e-05 |  | 0.037462 |  | 1.0846e-05 |  | 0 |  | 0 |  | 1.1202e-05 |  | 0
| -2.5794e-05 |  | 0.036808 |  | 3.2487e-05 |  | 0 |  | 0 |  | 5.0224e-05 |  | 0
| -3.0073e-05 |  | 0.036323 |  | 2.1641e-05 |  | 0 |  | 0 |  | 0.00012466 |  | 0
| 5.4507e-05 |  | 0.035814 |  | 0 |  | 0 |  | 0 |  | 0.00011491 |  | 0
| 4.7327e-05 |  | 0.035454 |  | 2.0704e-05 |  | 0 |  | 0 |  | 0.00011185 |  | 0
| -2.8133e-05 |  | 0.035086 |  | 3.4474e-05 |  | 0 |  | 0 |  | 8.3613e-05 |  | 0
| -6.4249e-05 |  | 0.034637 |  | 6.5036e-05 |  | 0 |  | 0 |  | 3.9967e-05 |  | 0
| -6.97e-05 |  | 0.034321 |  | 8.0772e-05 |  | 0 |  | 0 |  | 4.5622e-05 |  | 0
| 7.8682e-06 |  | 0.033872 |  | 2.9506e-05 |  | 0 |  | 0 |  | 0.00013603 |  | 0
| -6.6575e-06 |  | 0.033447 |  | 4.9174e-06 |  | 0 |  | 0 |  | 0.00015606 |  | 0
| 2.8229e-05 |  | 0.033052 |  | 3.942e-05 |  | 0 |  | 0 |  | -1.6014e-05 |  | 0
| 1.0982e-05 |  | 0.032599 |  | 8.6626e-05 |  | 0 |  | 0 |  | -1.6012e-05 |  | 0
| 7.6136e-05 |  | 0.032066 |  | 5.2123e-05 |  | 0 |  | 0 |  | 6.2085e-05 |  | 0
| 0.00014525 |  | 0.031659 |  | 6.8841e-06 |  | 0 |  | 0 |  | 6.0035e-05 |  | 0
| 1.168e-05 |  | 0.031362 |  | 6.8839e-06 |  | 0 |  | 0 |  | 0.00010783 |  | 0
| 5.1844e-05 |  | 0.030994 |  | 3.2452e-05 |  | 0 |  | 0 |  | 0.00015819 |  | 0
| 9.0585e-05 |  | 0.030454 |  | 3.2451e-05 |  | 0 |  | 0 |  | 0.00012737 |  | 0
| 5.5126e-05 |  | 0.029807 |  | 3.8351e-05 |  | 0 |  | 0 |  | 0.00013254 |  | 0
| -1.3381e-05 |  | 0.029401 |  | 5.7077e-05 |  | 0 |  | 0 |  | 0.00016952 |  | 0
| -8.0334e-05 |  | 0.029084 |  | 7.2809e-05 |  | 0 |  | 0 |  | 0.00013718 |  | 0
| -5.3635e-06 |  | 0.028743 |  | 5.4081e-05 |  | 0 |  | 0 |  | 0.00012278 |  | 0
| 0.00010655 |  | 0.028347 |  | 0 |  | 0 |  | 0 |  | 8.217e-05 |  | 0
| 6.3014e-05 |  | 0.028154 |  | 0 |  | 0 |  | 0 |  | 1.9967e-05 |  | 0
| 1.7076e-05 |  | 0.027924 |  | 3.1463e-05 |  | 0 |  | 0 |  | 5.5458e-05 |  | 0
| 0.0001656 |  | 0.027388 |  | 3.4419e-05 |  | 0 |  | 0 |  | 8.8882e-05 |  | 0
| 0.00020634 |  | 0.026827 |  | 1.8687e-05 |  | 0 |  | 0 |  | 8.7334e-05 |  | 0
| 0.00014027 |  | 0.026592 |  | 1.5731e-05 |  | 0 |  | 0 |  | 0.00010586 |  | 0
| 2.8533e-05 |  | 0.026199 |  | 2.4578e-05 |  | 0 |  | 0 |  | 8.4274e-05 |  | 0
| -8.1338e-06 |  | 0.025629 |  | 2.4578e-05 |  | 0 |  | 0 |  | 0.00012028 |  | 0
| -5.9611e-05 |  | 0.025249 |  | 7.8648e-05 |  | 0 |  | 0 |  | 0.0001239 |  | 0
| -9.5758e-05 |  | 0.024927 |  | 8.4559e-05 |  | 0 |  | 0 |  | 8.2745e-05 |  | 0
| -9.8565e-05 |  | 0.024856 |  | 5.5066e-05 |  | 0 |  | 0 |  | 5.3942e-05 |  | 0
| -8.8239e-05 |  | 0.024556 |  | 7.1815e-05 |  | 0 |  | 0 |  | 3.5931e-05 |  | 0
| -2.5672e-05 |  | 0.024051 |  | 5.117e-05 |  | 0 |  | 0 |  | 0.00010798 |  | 0
| -6.2504e-05 |  | 0.023638 |  | 2.8507e-05 |  | 0 |  | 0 |  | 3.5421e-05 |  | 0
| -3.7305e-05 |  | 0.023306 |  | 5.7013e-05 |  | 0 |  | 0 |  | 4.2124e-05 |  | 0
| -3.0078e-05 |  | 0.022821 |  | 5.7012e-05 |  | 0 |  | 0 |  | 5.6533e-05 |  | 0
| 2.8962e-05 |  | 0.022336 |  | 6.4874e-05 |  | 0 |  | 0 |  | -1.8107e-05 |  | 0
| 6.443e-05 |  | 0.021895 |  | 8.4577e-05 |  | 0 |  | 0 |  | 3.4926e-05 |  | 0
| -6.9748e-05 |  | 0.021801 |  | 6.59e-05 |  | 0 |  | 0 |  | -1.0379e-05 |  | 0
| -0.00010901 |  | 0.021512 |  | 4.6195e-05 |  | 0 |  | 0 |  | 9.6922e-06 |  | 0
| 1.3582e-05 |  | 0.020788 |  | 3.7349e-05 |  | 0 |  | 0 |  | 9.9291e-05 |  | 0
| 6.2349e-05 |  | 0.020583 |  | 6.7887e-05 |  | 0 |  | 0 |  | 6.1715e-05 |  | 0
| 2.2384e-05 |  | 0.020213 |  | 6.0023e-05 |  | 0 |  | 0 |  | 6.4806e-05 |  | 0
| 1.3943e-05 |  | 0.019792 |  | 2.9484e-05 |  | 0 |  | 0 |  | 0.00011116 |  | 0
| -4.5722e-05 |  | 0.019666 |  | 0.00010221 |  | 0 |  | 0 |  | 0.00010604 |  | 0
| 4.5728e-05 |  | 0.019452 |  | 0.00010221 |  | 0 |  | 0 |  | 0.00012972 |  | 0
| 0.00012153 |  | 0.019112 |  | 0 |  | 0 |  | 0 |  | 0.00012922 |  | 0
| 3.8107e-05 |  | 0.018883 |  | 0 |  | 0 |  | 0 |  | 3.8555e-05 |  | 0
| -2.7686e-05 |  | 0.018618 |  | 5.4049e-05 |  | 0 |  | 0 |  | 2.9802e-05 |  | 0
| -5.1383e-05 |  | 0.01854 |  | 5.6018e-05 |  | 0 |  | 0 |  | 8.1846e-05 |  | 0
| -2.7091e-05 |  | 0.018238 |  | 1.9701e-06 |  | 0 |  | 0 |  | 6.8967e-05 |  | 0
| 8.8231e-05 |  | 0.01782 |  | 2.3639e-05 |  | 0 |  | 0 |  | 5.1972e-05 |  | 0
| 0.00013262 |  | 0.017588 |  | 6.2943e-05 |  | 0 |  | 0 |  | 7.6202e-05 |  | 0
| -2.7537e-05 |  | 0.017046 |  | 3.9304e-05 |  | 0 |  | 0 |  | 9.8354e-05 |  | 0
| -2.5214e-05 |  | 0.016689 |  | 2.0634e-05 |  | 0 |  | 0 |  | 0.00010251 |  | 0
| 9.6551e-05 |  | 0.016152 |  | 5.9043e-05 |  | 0 |  | 0 |  | 3.9613e-05 |  | 0
| 0.00012826 |  | 0.015701 |  | 6.0025e-05 |  | 0 |  | 0 |  | 4.5284e-05 |  | 0
| 3.509e-05 |  | 0.015613 |  | 2.1616e-05 |  | 0 |  | 0 |  | 8.0345e-05 |  | 0
| -7.3677e-05 |  | 0.015441 |  | 3.6353e-05 |  | 0 |  | 0 |  | 8.7573e-05 |  | 0
| -6.0385e-05 |  | 0.015216 |  | 5.3094e-05 |  | 0 |  | 0 |  | 7.3661e-05 |  | 0
| -3.4616e-05 |  | 0.01505 |  | 2.9513e-05 |  | 0 |  | 0 |  | 5.9222e-05 |  | 0
| -5.4772e-05 |  | 0.014731 |  | 1.2772e-05 |  | 0 |  | 0 |  | 9.4815e-05 |  | 0
| -0.00014162 |  | 0.014638 |  | 6.3859e-05 |  | 0 |  | 0 |  | 6.8004e-05 |  | 0
| -0.00016876 |  | 0.014434 |  | 6.3857e-05 |  | 0 |  | 0 |  | 3.4992e-05 |  | 0
| -6.915e-05 |  | 0.014008 |  | 5.4032e-05 |  | 0 |  | 0 |  | 7.8845e-05 |  | 0
| 2.5168e-05 |  | 0.01359 |  | 6.8801e-05 |  | 0 |  | 0 |  | 0.00012063 |  | 0
| 5.6984e-05 |  | 0.013279 |  | 2.5575e-05 |  | 0 |  | 0 |  | 9.5891e-05 |  | 0
| 1.7392e-05 |  | 0.013174 |  | 1.7698e-05 |  | 0 |  | 0 |  | 0.00010157 |  | 0
| -6.2836e-05 |  | 0.012957 |  | 6.092e-05 |  | 0 |  | 0 |  | 9.3835e-05 |  | 0
| -4.7682e-05 |  | 0.012875 |  | 5.4027e-05 |  | 0 |  | 0 |  | 8.4548e-05 |  | 0
| 6.3272e-05 |  | 0.012592 |  | 0 |  | 0 |  | 0 |  | 6.5984e-05 |  | 0
| 0.00011547 |  | 0.012205 |  | 0 |  | 0 |  | 0 |  | 8.9723e-05 |  | 0
| 1.8661e-05 |  | 0.011984 |  | 0 |  | 0 |  | 0 |  | 0.00011709 |  | 0
| -1.9442e-05 |  | 0.011801 |  | 0 |  | 0 |  | 0 |  | 0.00012071 |  | 0
| -2.7226e-06 |  | 0.011782 |  | 1.1786e-05 |  | 0 |  | 0 |  | 4.4318e-05 |  | 0
| 5.1783e-05 |  | 0.011608 |  | 3.5414e-05 |  | 0 |  | 0 |  | -9.8987e-06 |  | 0
| 7.5273e-05 |  | 0.011237 |  | 2.3627e-05 |  | 0 |  | 0 |  | 7.6336e-05 |  | 0
| 3.0796e-06 |  | 0.011208 |  | 0 |  | 0 |  | 0 |  | 7.9948e-05 |  | 0
| 2.4363e-05 |  | 0.011117 |  | 0 |  | 0 |  | 0 |  | 4.4842e-05 |  | 0
| 7.6506e-05 |  | 0.010993 |  | 0 |  | 0 |  | 0 |  | 8.5655e-05 |  | 0
| -7.8497e-05 |  | 0.010929 |  | 2.9466e-06 |  | 0 |  | 0 |  | 0.0001151 |  | 0
| -0.00011612 |  | 0.010798 |  | 2.9465e-06 |  | 0 |  | 0 |  | 8.3595e-05 |  | 0
| -3.9363e-06 |  | 0.010693 |  | 3.0444e-05 |  | 0 |  | 0 |  | 8.1869e-06 |  | 0
| -4.5472e-05 |  | 0.0102 |  | 5.5052e-05 |  | 0 |  | 0 |  | -5.6401e-05 |  | 0
| -2.2817e-05 |  | 0.010068 |  | 2.4607e-05 |  | 0 |  | 0 |  | -6.8073e-06 |  | 0
| 6.4142e-05 |  | 0.01011 |  | 0 |  | 0 |  | 0 |  | 0.00012755 |  | 0
| 4.6547e-05 |  | 0.0099304 |  | 5.1063e-05 |  | 0 |  | 0 |  | 0.00014822 |  | 0
| 3.4967e-05 |  | 0.0098336 |  | 5.1062e-05 |  | 0 |  | 0 |  | 9.501e-05 |  | 0
| 6.0023e-05 |  | 0.0097078 |  | 0 |  | 0 |  | 0 |  | 8.1061e-05 |  | 0
| 2.3864e-05 |  | 0.0096641 |  | 0 |  | 0 |  | 0 |  | 9.8129e-05 |  | 0
| 7.2544e-06 |  | 0.0098332 |  | 5.2041e-05 |  | 0 |  | 0 |  | 0.00010692 |  | 0
| 1.8664e-05 |  | 0.01016 |  | 5.2041e-05 |  | 0 |  | 0 |  | 9.1939e-05 |  | 0
| 2.0953e-07 |  | 0.0094498 |  | 3.3384e-05 |  | 0 |  | 0 |  | 7.9008e-05 |  | 0
| 1.0325e-05 |  | 0.0092763 |  | 6.3892e-05 |  | 0 |  | 0 |  | 6.2474e-05 |  | 0
| 5.0014e-05 |  | 0.0089123 |  | 5.1127e-05 |  | 0 |  | 0 |  | 6.403e-05 |  | 0
| -5.7095e-05 |  | 0.0088694 |  | 3.538e-05 |  | 0 |  | 0 |  | 6.4038e-05 |  | 0
| -9.8791e-05 |  | 0.0088127 |  | 1.5743e-05 |  | 0 |  | 0 |  | 6.663e-05 |  | 0
| -1.652e-05 |  | 0.0086467 |  | 4.1329e-05 |  | 0 |  | 0 |  | 0.0001659 |  | 0
| 3.5659e-05 |  | 0.0086002 |  | 7.3727e-05 |  | 0 |  | 0 |  | 0.0001701 |  | 0
| -2.5134e-05 |  | 0.0084996 |  | 3.338e-05 |  | 0 |  | 0 |  | 4.078e-05 |  | 0
| -2.6605e-05 |  | 0.0082461 |  | 2.258e-05 |  | 0 |  | 0 |  | 2.5258e-05 |  | 0
| 1.0368e-05 |  | 0.0081066 |  | 4.3244e-05 |  | 0 |  | 0 |  | 3.9234e-05 |  | 0
| -4.2895e-05 |  | 0.0081427 |  | 5.0115e-05 |  | 0 |  | 0 |  | 3.7685e-05 |  | 0
| -2.8403e-05 |  | 0.0080851 |  | 3.5355e-05 |  | 0 |  | 0 |  | 8.7359e-05 |  | 0
| -8.8146e-05 |  | 0.0079962 |  | 9.8302e-06 |  | 0 |  | 0 |  | 0.0001443 |  | 0
| -5.4585e-05 |  | 0.0079861 |  | 3.9264e-06 |  | 0 |  | 0 |  | 0.00011169 |  | 0
| 8.1635e-05 |  | 0.0077959 |  | 0 |  | 0 |  | 0 |  | 7.65e-05 |  | 0
| 7.0861e-05 |  | 0.0076215 |  | 0 |  | 0 |  | 0 |  | 7.7547e-05 |  | 0
| 9.8264e-05 |  | 0.0075826 |  | 1.0797e-05 |  | 0 |  | 0 |  | 6.8757e-05 |  | 0
| 0.00010006 |  | 0.0075548 |  | 1.0797e-05 |  | 0 |  | 0 |  | 0.00010138 |  | 0
| 8.289e-05 |  | 0.0074954 |  | 1.4724e-05 |  | 0 |  | 0 |  | 0.00016921 |  | 0
| 7.3229e-05 |  | 0.0072083 |  | 4.9158e-05 |  | 0 |  | 0 |  | 0.00014487 |  | 0
| -8.379e-05 |  | 0.0071122 |  | 6.7806e-05 |  | 0 |  | 0 |  | 5.5833e-05 |  | 0
| -0.00013764 |  | 0.0070585 |  | 3.3371e-05 |  | 0 |  | 0 |  | -3.996e-05 |  | 0
| -9.4065e-05 |  | 0.00702 |  | 7.852e-05 |  | 0 |  | 0 |  | -3.1162e-05 |  | 0
| -2.0972e-06 |  | 0.0068648 |  | 0.00010016 |  | 0 |  | 0 |  | 7.345e-05 |  | 0
| 7.2201e-05 |  | 0.0067623 |  | 4.716e-05 |  | 0 |  | 0 |  | 7.2943e-05 |  | 0
| 8.7359e-05 |  | 0.0067878 |  | 2.5517e-05 |  | 0 |  | 0 |  | 3.3579e-05 |  | 0
| 5.889e-05 |  | 0.006439 |  | 8.5384e-05 |  | 0 |  | 0 |  | 0.00012166 |  | 0
| 6.4308e-05 |  | 0.0061328 |  | 8.5383e-05 |  | 0 |  | 0 |  | 0.00014447 |  | 0
| 0.00010336 |  | 0.0060549 |  | 1.5703e-05 |  | 0 |  | 0 |  | 3.7733e-05 |  | 0
| -1.3296e-05 |  | 0.0061816 |  | 3.931e-05 |  | 0 |  | 0 |  | 9.7507e-06 |  | 0
| -5.176e-05 |  | 0.0063802 |  | 5.3049e-05 |  | 0 |  | 0 |  | 1.2345e-05 |  | 0
| -0.0001842 |  | 0.0062325 |  | 2.9441e-05 |  | 0 |  | 0 |  | 3.3075e-05 |  | 0
| -0.00014463 |  | 0.0059742 |  | 7.8506e-05 |  | 0 |  | 0 |  | 5.3809e-05 |  | 0
| 7.0991e-06 |  | 0.0058383 |  | 7.8505e-05 |  | 0 |  | 0 |  | 8.2327e-05 |  | 0
| -7.298e-05 |  | 0.0056135 |  | 1.2757e-05 |  | 0 |  | 0 |  | 4.6047e-05 |  | 0
| -2.9088e-05 |  | 0.0053922 |  | 1.2757e-05 |  | 0 |  | 0 |  | 4.6053e-05 |  | 0
| 2.8761e-05 |  | 0.0052908 |  | 0 |  | 0 |  | 0 |  | 9.0118e-05 |  | 0
| -4.0578e-05 |  | 0.0054049 |  | 2.0654e-05 |  | 0 |  | 0 |  | 8.5453e-05 |  | 0
| 2.5267e-07 |  | 0.0054008 |  | 8.5415e-05 |  | 0 |  | 0 |  | 7.198e-05 |  | 0
| 3.5448e-05 |  | 0.0050197 |  | 7.3611e-05 |  | 0 |  | 0 |  | -1.8241e-05 |  | 0
| -8.0352e-06 |  | 0.0051071 |  | 1.3757e-05 |  | 0 |  | 0 |  | -4.6763e-05 |  | 0
| -3.3701e-07 |  | 0.0053213 |  | 5.1128e-05 |  | 0 |  | 0 |  | 3.9849e-05 |  | 0
| 6.2927e-05 |  | 0.0051785 |  | 4.6222e-05 |  | 0 |  | 0 |  | 0.00019649 |  | 0
| -5.3662e-06 |  | 0.0052657 |  | 1.5735e-05 |  | 0 |  | 0 |  | 0.0001524 |  | 0
| 8.3986e-06 |  | 0.0053625 |  | 4.9093e-05 |  | 0 |  | 0 |  | 5.4904e-05 |  | 0
| 9.6669e-05 |  | 0.0050657 |  | 5.5976e-05 |  | 0 |  | 0 |  | 2.636e-05 |  | 0
| 0.00010582 |  | 0.0047342 |  | 2.2618e-05 |  | 0 |  | 0 |  | -1.3063e-05 |  | 0
| 0.00010902 |  | 0.0048314 |  | 0 |  | 0 |  | 0 |  | 2.5855e-05 |  | 0
| 1.9847e-05 |  | 0.0049073 |  | 1.5697e-05 |  | 0 |  | 0 |  | 3.2603e-05 |  | 0
| 5.5949e-05 |  | 0.0048089 |  | 1.5697e-05 |  | 0 |  | 0 |  | 5.9577e-05 |  | 0
| 8.8445e-05 |  | 0.0047964 |  | 4.1204e-05 |  | 0 |  | 0 |  | 7.569e-05 |  | 0
| 5.1393e-05 |  | 0.0045239 |  | 4.1203e-05 |  | 0 |  | 0 |  | 2.1714e-05 |  | 0
| -0.00011656 |  | 0.0043358 |  | 8.2404e-05 |  | 0 |  | 0 |  | 2.3788e-05 |  | 0
| -0.000186 |  | 0.0043836 |  | 9.0269e-05 |  | 0 |  | 0 |  | 9.8541e-05 |  | 0
| 0.0001153 |  | 0.0044043 |  | 4.9067e-05 |  | 0 |  | 0 |  | 8.2971e-05 |  | 0
| 0.00019304 |  | 0.0043777 |  | 6.8731e-05 |  | 0 |  | 0 |  | 2.8984e-05 |  | 0
| -1.1786e-06 |  | 0.0045073 |  | 5.5978e-05 |  | 0 |  | 0 |  | 3.3137e-05 |  | 0
| -4.4815e-05 |  | 0.0045788 |  | 8.2523e-05 |  | 0 |  | 0 |  | 6.4298e-05 |  | 0
| -8.3702e-07 |  | 0.0043623 |  | 0.00014432 |  | 0 |  | 0 |  | 3.8865e-05 |  | 0
| 2.6422e-05 |  | 0.0043615 |  | 0.00014825 |  | 0 |  | 0 |  | 6.3792e-05 |  | 0
| 0.00015723 |  | 0.0042303 |  | 5.8006e-05 |  | 0 |  | 0 |  | 0.00011675 |  | 0
| 0.00013745 |  | 0.0042283 |  | 3.2444e-05 |  | 0 |  | 0 |  | 7.5741e-05 |  | 0
| -3.339e-05 |  | 0.0042495 |  | 5.1079e-05 |  | 0 |  | 0 |  | 5.7053e-05 |  | 0
| 5.6644e-05 |  | 0.0040228 |  | 4.2231e-05 |  | 0 |  | 0 |  | 2.0691e-05 |  | 0
| 0.00011502 |  | 0.0039609 |  | 7.5578e-05 |  | 0 |  | 0 |  | 6.3286e-05 |  | 0
| 2.3046e-05 |  | 0.0039271 |  | 8.9339e-05 |  | 0 |  | 0 |  | 0.00020721 |  | 0
| -0.00010313 |  | 0.0040313 |  | 0.00010993 |  | 0 |  | 0 |  | 0.00021711 |  | 0
| -0.00010178 |  | 0.0040564 |  | 0.00010502 |  | 0 |  | 0 |  | 0.00010748 |  | 0
| -7.2286e-06 |  | 0.0038579 |  | 9.2266e-05 |  | 0 |  | 0 |  | 9.3466e-05 |  | 0
| 9.3475e-05 |  | 0.0037872 |  | 8.2435e-05 |  | 0 |  | 0 |  | 0.00013555 |  | 0
| 6.7307e-05 |  | 0.003722 |  | 0.00011186 |  | 0 |  | 0 |  | 7.2141e-05 |  | 0
| -3.1891e-05 |  | 0.0038012 |  | 0.00015216 |  | 0 |  | 0 |  | 9.7878e-06 |  | 0
| 0.00012429 |  | 0.0039288 |  | 0.00016882 |  | 0 |  | 0 |  | 2.7464e-05 |  | 0
| 0.00022512 |  | 0.0038454 |  | 0.00019635 |  | 0 |  | 0 |  | 6.8017e-05 |  | 0
| 0.00016899 |  | 0.0037701 |  | 0.0001983 |  | 0 |  | 0 |  | 7.4264e-05 |  | 0
| -6.2808e-06 |  | 0.0037634 |  | 0.00021304 |  | 0 |  | 0 |  | 5.8658e-05 |  | 0
| -4.5962e-05 |  | 0.0036426 |  | 0.00017578 |  | 0 |  | 0 |  | 2.8512e-05 |  | 0
| 5.6572e-05 |  | 0.0038513 |  | 0.00017676 |  | 0 |  | 0 |  | 6.3873e-05 |  | 0
| 8.0945e-05 |  | 0.0038375 |  | 0.00024344 |  | 0 |  | 0 |  | 3.1109e-05 |  | 0
| 9.9045e-05 |  | 0.0038633 |  | 0.000268 |  | 0 |  | 0 |  | 4.071e-06 |  | 0
| 2.4175e-05 |  | 0.0040252 |  | 0.00031997 |  | 0 |  | 0 |  | 8.3139e-05 |  | 0
| -2.6249e-05 |  | 0.0038849 |  | 0.00032979 |  | 0 |  | 0 |  | 6.3885e-05 |  | 0
| 6.4458e-05 |  | 0.0036613 |  | 0.00032391 |  | 0 |  | 0 |  | 2.0716e-05 |  | 0
| 7.5262e-05 |  | 0.0033101 |  | 0.00033569 |  | 0 |  | 0 |  | 4.2047e-05 |  | 0
| 3.2811e-05 |  | 0.0031526 |  | 0.00040138 |  | 0 |  | 0 |  | 0.00010605 |  | 0
| 6.476e-05 |  | 0.0029942 |  | 0.00047312 |  | 0 |  | 0 |  | 0.00010503 |  | 0
| 7.7104e-05 |  | 0.0031736 |  | 0.00046723 |  | 0 |  | 0 |  | 2.6969e-05 |  | 0
| 8.6653e-07 |  | 0.0033487 |  | 0.00054093 |  | 0 |  | 0 |  | 1.5002e-05 |  | 0
| -8.3946e-05 |  | 0.0033061 |  | 0.0006321 |  | 0 |  | 0 |  | 5.612e-05 |  | 0
| -7.6847e-05 |  | 0.0033395 |  | 0.00070482 |  | 0 |  | 0 |  | 5.9762e-05 |  | 0
| -2.9831e-05 |  | 0.0031876 |  | 0.00077246 |  | 0 |  | 0 |  | 2.9582e-05 |  | 0
| -3.1514e-05 |  | 0.0031824 |  | 0.00084713 |  | 0 |  | 0 |  | 4.9881e-05 |  | 0
| -1.5742e-05 |  | 0.002925 |  | 0.00097163 |  | 0 |  | 0 |  | 5.0408e-05 |  | 0
| 9.3649e-05 |  | 0.0027054 |  | 0.001007 |  | 0 |  | 0 |  | 6.9164e-05 |  | 0
| 7.7564e-05 |  | 0.0028951 |  | 0.0011393 |  | 0 |  | 0 |  | 0.0001379 |  | 0
| -1.2062e-05 |  | 0.0028191 |  | 0.0012877 |  | 0 |  | 0 |  | 0.00015092 |  | 0
| -3.0006e-06 |  | 0.0025959 |  | 0.0014033 |  | 0 |  | 0 |  | 0.00013635 |  | 0
| 7.5324e-06 |  | 0.0026639 |  | 0.0015782 |  | 0 |  | 0 |  | 5.7716e-05 |  | 0
| -1.3714e-05 |  | 0.00272 |  | 0.0018076 |  | 0 |  | 0 |  | -2.8748e-05 |  | 0
| 1.0357e-06 |  | 0.0026957 |  | 0.0021308 |  | 0 |  | 0 |  | -9.3238e-08 |  | 0
| 0.00012152 |  | 0.0026511 |  | 0.0023396 |  | 0 |  | 0 |  | 0.00012753 |  | 0
| 8.4013e-05 |  | 0.0026651 |  | 0.0025891 |  | 0 |  | 0 |  | 0.00013692 |  | 0
| -6.9622e-05 |  | 0.002673 |  | 0.0030047 |  | 0 |  | 0 |  | 5.2531e-05 |  | 0
| -3.1605e-05 |  | 0.00246 |  | 0.0032444 |  | 0 |  | 0 |  | 5.1499e-05 |  | 0
| -0.00010121 |  | 0.0024116 |  | 0.0036786 |  | 0 |  | 0 |  | 8.0151e-05 |  | 0
| 5.2605e-07 |  | 0.0022021 |  | 0.0041993 |  | 0 |  | 0 |  | 9.0568e-05 |  | 0
| 0.0001694 |  | 0.0023311 |  | 0.0044266 |  | 0 |  | 0 |  | 0.00018178 |  | 0
| 0.0001397 |  | 0.0024074 |  | 0.0047066 |  | 0 |  | 0 |  | 0.00012135 |  | 0
| 0.00011956 |  | 0.0020668 |  | 0.0052437 |  | 0 |  | 0 |  | 8.5394e-05 |  | 0
| 6.3071e-05 |  | 0.0020328 |  | 0.0058173 |  | 0 |  | 0 |  | 0.00012659 |  | 0
| 0.00014348 |  | 0.0020129 |  | 0.0061583 |  | 0 |  | 0 |  | 6.872e-05 |  | 0
| 0.00013155 |  | 0.0021574 |  | 0.0066662 |  | 0 |  | 0 |  | 4.0048e-05 |  | 0
| 2.6118e-05 |  | 0.0023238 |  | 0.0071757 |  | 0 |  | 0 |  | 4.5796e-05 |  | 0
| 3.1259e-05 |  | 0.0020882 |  | 0.0078476 |  | 0 |  | 0 |  | 0.00010993 |  | 0
| 7.8106e-05 |  | 0.0018476 |  | 0.0085953 |  | 0 |  | 0 |  | 0.0001355 |  | 0
| 7.5725e-05 |  | 0.0019487 |  | 0.0091718 |  | 0 |  | 0 |  | 0.00013601 |  | 0
| 3.6151e-05 |  | 0.0020331 |  | 0.010001 |  | 0 |  | 0 |  | 8.7539e-05 |  | 0
| 0.00011608 |  | 0.0018766 |  | 0.010546 |  | 0 |  | 0 |  | 6.0925e-05 |  | 0
| 9.9455e-05 |  | 0.001834 |  | 0.010872 |  | 0 |  | 0 |  | 1.2426e-05 |  | 0
| -5.216e-05 |  | 0.0019692 |  | 0.011304 |  | 0 |  | 0 |  | 4.9985e-05 |  | 0
| -8.0283e-05 |  | 0.0019099 |  | 0.012052 |  | 0 |  | 0 |  | 0.00014653 |  | 0
| 3.1319e-05 |  | 0.0017144 |  | 0.012947 |  | 0 |  | 0 |  | 9.486e-05 |  | 0
| 1.8912e-05 |  | 0.0015878 |  | 0.01357 |  | 0 |  | 0 |  | 2.6009e-05 |  | 0
| -0.00012919 |  | 0.0019338 |  | 0.01411 |  | 0 |  | 0 |  | 0.00014288 |  | 0
| -4.133e-05 |  | 0.0019719 |  | 0.014758 |  | 0 |  | 0 |  | 0.00015126 |  | 0
| 0.00025042 |  | 0.0016362 |  | 0.015499 |  | 0 |  | 0 |  | 5.2621e-05 |  | 0
| 0.00015203 |  | 0.0016037 |  | 0.01601 |  | 0 |  | 0 |  | 8.759e-05 |  | 0
| -6.4883e-05 |  | 0.0017451 |  | 0.016561 |  | 0 |  | 0 |  | 5.7847e-05 |  | 0
| -2.5068e-05 |  | 0.0018253 |  | 0.017336 |  | 0 |  | 0 |  | 7.0376e-05 |  | 0
| 4.762e-05 |  | 0.0017373 |  | 0.018219 |  | 0 |  | 0 |  | 8.292e-05 |  | 0
| -7.6341e-06 |  | 0.0018829 |  | 0.018892 |  | 0 |  | 0 |  | 0.00010067 |  | 0
| -4.0282e-05 |  | 0.0019331 |  | 0.019591 |  | 0 |  | 0 |  | 0.00013619 |  | 0
| 4.2621e-05 |  | 0.001816 |  | 0.020366 |  | 0 |  | 0 |  | 0.00011897 |  | 0
| -4.6022e-05 |  | 0.0017519 |  | 0.021127 |  | 0 |  | 0 |  | 0.00011584 |  | 0
| -3.9078e-05 |  | 0.0015386 |  | 0.021983 |  | 0 |  | 0 |  | 0.00011689 |  | 0
| 6.1366e-05 |  | 0.0016838 |  | 0.023083 |  | 0 |  | 0 |  | 8.5035e-05 |  | 0
| 4.5981e-05 |  | 0.0018318 |  | 0.023917 |  | 0 |  | 0 |  | 7.3029e-05 |  | 0
| 8.2474e-05 |  | 0.0015641 |  | 0.024641 |  | 0 |  | 0 |  | 0.0001096 |  | 0
| 0.00012679 |  | 0.0014958 |  | 0.02559 |  | 0 |  | 0 |  | 0.00014407 |  | 0
| 3.9624e-05 |  | 0.0014896 |  | 0.026693 |  | 0 |  | 0 |  | 0.00016134 |  | 0
| 2.4094e-05 |  | 0.0014002 |  | 0.028169 |  | 0 |  | 0 |  | 9.1349e-05 |  | 0
| 3.4016e-05 |  | 0.001557 |  | 0.029233 |  | 0 |  | 0 |  | 1.2978e-05 |  | 0
| 5.5933e-05 |  | 0.0014986 |  | 0.030284 |  | 0 |  | 0 |  | 6.6791e-05 |  | 0
| 4.792e-05 |  | 0.0012749 |  | 0.031241 |  | 0 |  | 0 |  | 6.7323e-05 |  | 0
| -8.021e-06 |  | 0.0012978 |  | 0.032163 |  | 0 |  | 0 |  | 2.9184e-05 |  | 0
| -4.1646e-05 |  | 0.0011899 |  | 0.033356 |  | 0 |  | 0 |  | 9.3987e-05 |  | 0
| -1.506e-05 |  | 0.0010872 |  | 0.034788 |  | 0 |  | 0 |  | 0.00013423 |  | 0
| 1.9936e-05 |  | 0.0011589 |  | 0.036449 |  | 0 |  | 0 |  | 0.00011178 |  | 0
| 8.6528e-05 |  | 0.0011777 |  | 0.037932 |  | 0 |  | 0 |  | 8.8787e-05 |  | 0
| 8.4084e-05 |  | 0.0015623 |  | 0.039429 |  | 0 |  | 0 |  | 4.7483e-05 |  | 0
| -2.9582e-05 |  | 0.001439 |  | 0.040759 |  | 0 |  | 0 |  | 1.3508e-05 |  | 0
| -3.3129e-05 |  | 0.0011774 |  | 0.042466 |  | 0 |  | 0 |  | 3.7043e-05 |  | 0
| 6.3641e-05 |  | 0.001448 |  | 0.044331 |  | 0 |  | 0 |  | 3.0768e-05 |  | 0
| 0.00014741 |  | 0.0013762 |  | 0.046295 |  | 0 |  | 0 |  | -1.7344e-05 |  | 0
| 2.6701e-05 |  | 0.0011252 |  | 0.048038 |  | 0 |  | 0 |  | -1.212e-05 |  | 0
| -7.2073e-05 |  | 0.00090568 |  | 0.049425 |  | 0 |  | 0 |  | 4.4888e-05 |  | 0
| -7.8632e-05 |  | 0.00075487 |  | 0.051234 |  | 0 |  | 0 |  | 9.3546e-05 |  | 0
| -9.4192e-05 |  | 0.0012506 |  | 0.053241 |  | 0 |  | 0 |  | 4.3847e-05 |  | 0
| -9.0341e-05 |  | 0.001529 |  | 0.055234 |  | 0 |  | 0 |  | 9.5426e-07 |  | 0
| 2.3577e-05 |  | 0.0010732 |  | 0.057133 |  | 0 |  | 0 |  | 2.189e-05 |  | 0
| 9.4561e-05 |  | 0.00092293 |  | 0.059274 |  | 0 |  | 0 |  | 2.8686e-05 |  | 0
| 7.1009e-05 |  | 0.0009621 |  | 0.061671 |  | 0 |  | 0 |  | 0.00011764 |  | 0
| 0.00010318 |  | 0.00078011 |  | 0.064103 |  | 0 |  | 0 |  | 0.00016372 |  | 0
| 3.9255e-05 |  | 0.00094949 |  | 0.066091 |  | 0 |  | 0 |  | 2.3985e-05 |  | 0
| -1.25e-05 |  | 0.0010498 |  | 0.068098 |  | 0 |  | 0 |  | 5.0152e-05 |  | 0
| 2.2487e-05 |  | 0.00097724 |  | 0.070333 |  | 0 |  | 0 |  | 0.00012814 |  | 0
| -7.1008e-05 |  | 0.00097219 |  | 0.072661 |  | 0 |  | 0 |  | 0.00013233 |  | 0
| -9.6325e-05 |  | 0.00095851 |  | 0.074711 |  | 0 |  | 0 |  | 0.0001198 |  | 0
| 2.3056e-05 |  | 0.00098494 |  | 0.07655 |  | 0 |  | 0 |  | 3.1858e-05 |  | 0
| 9.573e-05 |  | 0.00080557 |  | 0.078048 |  | 0 |  | 0 |  | 2.6088e-05 |  | 0
| 4.5418e-05 |  | 0.0009747 |  | 0.079833 |  | 0 |  | 0 |  | 9.1542e-05 |  | 0
| 1.835e-05 |  | 0.0014405 |  | 0.082012 |  | 0 |  | 0 |  | 0.0001104 |  | 0
| 0.00011427 |  | 0.0014216 |  | 0.083791 |  | 0 |  | 0 |  | 0.0001235 |  | 0
| 3.6197e-05 |  | 0.0010261 |  | 0.085219 |  | 0 |  | 0 |  | 0.00011826 |  | 0
| -6.9535e-05 |  | 0.00062389 |  | 0.086831 |  | 0 |  | 0 |  | 0.00012455 |  | 0
| 1.3751e-05 |  | 0.00066216 |  | 0.088777 |  | 0 |  | 0 |  | 0.00015285 |  | 0
| 0.00011911 |  | 0.0011573 |  | 0.090594 |  | 0 |  | 0 |  | 0.00011201 |  | 0
| 6.7641e-05 |  | 0.0012978 |  | 0.091911 |  | 0 |  | 0 |  | 0.00017907 |  | 0
| -5.8296e-05 |  | 0.0007076 |  | 0.093091 |  | 0 |  | 0 |  | 8.8979e-05 |  | 0
| 1.1607e-05 |  | 0.0002456 |  | 0.094441 |  | 0 |  | 0 |  | 8.2167e-05 |  | 0
| 0.00013604 |  | 0.0006742 |  | 0.095539 |  | 0 |  | 0 |  | 0.00013668 |  | 0
| -3.9925e-05 |  | 0.0008936 |  | 0.097217 |  | 0 |  | 0 |  | -3.5718e-05 |  | 0
| -0.00021532 |  | 0.00059207 |  | 0.098751 |  | 0 |  | 0 |  | -4.568e-05 |  | 0
| -0.00011118 |  | 0.0011293 |  | 0.099777 |  | 0 |  | 0 |  | 5.4424e-05 |  | 0
| -4.7269e-06 |  | 0.0015404 |  | 0.10096 |  | 0 |  | 0 |  | 3.1892e-05 |  | 0
| 2.6403e-05 |  | 0.0011628 |  | 0.10202 |  | 0 |  | 0 |  | 4.4986e-05 |  | 0
| -3.5361e-05 |  | 0.00081664 |  | 0.1025 |  | 0 |  | 0 |  | 9.8974e-05 |  | 0
| -3.653e-05 |  | 0.00072014 |  | 0.10321 |  | 0 |  | 0 |  | 8.4846e-05 |  | 0
| -0.00012242 |  | 0.00085064 |  | 0.10356 |  | 0 |  | 0 |  | 7.1201e-05 |  | 0
| -0.00010019 |  | 0.0012235 |  | 0.10419 |  | 0 |  | 0 |  | 6.6506e-05 |  | 0
| 0.00013986 |  | 0.0011186 |  | 0.10495 |  | 0 |  | 0 |  | 3.4512e-05 |  | 0
| 5.734e-05 |  | 0.00070827 |  | 0.10529 |  | 0 |  | 0 |  | 9.7455e-05 |  | 0
| -1.9421e-07 |  | 0.00070189 |  | 0.10588 |  | 0 |  | 0 |  | 0.00013572 |  | 0
| 5.3453e-06 |  | 0.00070796 |  | 0.1061 |  | 0 |  | 0 |  | 1.6695e-05 |  | 0
| -5.7009e-06 |  | 0.00097387 |  | 0.1069 |  | 0 |  | 0 |  | 6.7577e-05 |  | 0
| 2.3212e-05 |  | 0.0010418 |  | 0.10771 |  | 0 |  | 0 |  | 0.00015097 |  | 0
| -1.8578e-05 |  | 0.0010861 |  | 0.10809 |  | 0 |  | 0 |  | 0.00016725 |  | 0
| 3.011e-05 |  | 0.00067175 |  | 0.10773 |  | 0 |  | 0 |  | 0.00014417 |  | 0
| 1.9522e-05 |  | 0.0003119 |  | 0.1077 |  | 0 |  | 0 |  | 3.6112e-05 |  | 0
| -5.3874e-05 |  | 0.0005796 |  | 0.10822 |  | 0 |  | 0 |  | 3.5589e-05 |  | 0
| -2.8352e-05 |  |  |  | 0.10835 |  | 0 |  | 0 |  | 4.1368e-05 |  | 0
| 3.9763e-06 |  |  |  | 0.10871 |  | 0 |  | 0 |  | 9.5417e-05 |  | 0
| -5.2751e-05 |  |  |  | 0.10907 |  | 0 |  | 0 |  | 0.00013269 |  | 0
| -2.852e-08 |  |  |  | 0.10941 |  | 0 |  | 0 |  | 8.1783e-05 |  | 0
| 0.00014347 |  |  |  | 0.1096 |  | 0 |  | 0 |  | 0.00011329 |  | 0
| 0.00012071 |  |  |  | 0.1093 |  | 0 |  | 0 |  | 0.00012221 |  | 0
| 2.2139e-05 |  |  |  | 0.10952 |  | 0 |  | 0 |  | 0.00011278 |  | 0
| -1.1069e-05 |  |  |  | 0.11012 |  | 0 |  | 0 |  | 8.8634e-05 |  | 0
| 4.7561e-05 |  |  |  | 0.11026 |  | 0 |  | 0 |  | 4.402e-05 |  | 0
| 2.058e-05 |  |  |  | 0.11067 |  | 0 |  | 0 |  | 9.4425e-05 |  | 0
| -8.5831e-05 |  |  |  | 0.11131 |  | 0 |  | 0 |  | 0.00012332 |  | 0
| -9.9289e-06 |  |  |  | 0.11159 |  | 0 |  | 0 |  | 7.8156e-05 |  | 0
| -1.3102e-05 |  |  |  | 0.11191 |  | 0 |  | 0 |  | 3.9299e-05 |  | 0
| -2.8275e-05 |  |  |  | 0.11218 |  | 0 |  | 0 |  | 6.5554e-05 |  | 0
| 3.4843e-05 |  |  |  | 0.11238 |  | 0 |  | 0 |  | 0.00011757 |  | 0
| 5.2354e-05 |  |  |  | 0.1128 |  | 0 |  | 0 |  | 0.00010602 |  | 0
| 0.0001401 |  |  |  | 0.11223 |  | 0 |  | 0 |  | 8.4492e-05 |  | 0
| 6.0894e-05 |  |  |  | 0.11143 |  | 0 |  | 0 |  | 9.7627e-05 |  | 0
| -7.557e-05 |  |  |  | 0.11129 |  | 0 |  | 0 |  | 0.00012234 |  | 0
| -6.9433e-05 |  |  |  | 0.11082 |  | 0 |  | 0 |  | 9.1855e-05 |  | 0
| -3.8217e-06 |  |  |  | 0.11002 |  | 0 |  | 0 |  | 3.5637e-05 |  | 0
| 3.3333e-05 |  |  |  | 0.10934 |  | 0 |  | 0 |  | 6.56e-05 |  | 0
| 5.7901e-05 |  |  |  | 0.1078 |  | 5.2246e-06 |  | 0 |  | 0.00010241 |  | 0
| 5.4801e-05 |  |  |  | 0.10638 |  | 9.0475e-05 |  | 0 |  | 0.0001003 |  | 0
| 5.3266e-05 |  |  |  | 0.10549 |  | 6.0767e-05 |  | 0 |  | 7.268e-06 |  | 0
| 0.00015149 |  |  |  | 0.10371 |  | 7.9743e-05 |  | 0 |  | -6.3981e-06 |  | 0
| 4.8467e-05 |  |  |  | 0.10176 |  | 5.2624e-05 |  | 0 |  | 9.612e-05 |  | 0
| -1.7038e-05 |  |  |  | 0.099741 |  | 4.4463e-05 |  | 0 |  | 0.00012241 |  | 0
| 4.9674e-05 |  |  |  | 0.098076 |  | 7.7788e-05 |  | 0 |  | 0.00011612 |  | 0
| -1.1949e-05 |  |  |  | 0.096061 |  | 2.9576e-05 |  | 0 |  | 8.0364e-05 |  | 0
| 3.3858e-05 |  |  |  | 0.093612 |  | 2.5943e-06 |  | 0 |  | 0.00011613 |  | 0
| 8.4397e-05 |  |  |  | 0.091795 |  | 5.5858e-05 |  | 0 |  | 0.00014926 |  | 0
| 1.6533e-05 |  |  |  | 0.089701 |  | 3.8677e-05 |  | 0 |  | 8.0384e-05 |  | 0
| -1.3859e-05 |  |  |  | 0.087258 |  | -1.9221e-05 |  | 0 |  | 5.4085e-05 |  | 0
| 6.9141e-05 |  |  |  | 0.085053 |  | 4.6798e-05 |  | 0 |  | 0.00013983 |  | 0
| 2.2287e-05 |  |  |  | 0.083188 |  | 0.00013522 |  | 0 |  | 0.0001209 |  | 0
| -7.9703e-05 |  |  |  | 0.081011 |  | 8.0763e-06 |  | 0 |  | 7.6732e-05 |  | 0
| -3.0039e-05 |  |  |  | 0.078943 |  | -1.6105e-05 |  | 0 |  | 0.00013513 |  | 0
| -1.3593e-05 |  |  |  | 0.076656 |  | 8.8184e-05 |  | 0 |  | 0.00017144 |  | 0
| -6.1744e-05 |  |  |  | 0.074173 |  | 9.2706e-06 |  | 0 |  | 0.00013355 |  | 0
| -5.8061e-05 |  |  |  | 0.072022 |  | -2.705e-05 |  | 0 |  | 0.00011516 |  | 0
| -1.7063e-05 |  |  |  | 0.069819 |  | 5.0042e-05 |  | 0 |  | 6.3061e-05 |  | 0
| -4.9772e-05 |  |  |  | 0.068157 |  | 7.5921e-05 |  | 0 |  | 0.00010676 |  | 0
| -3.9583e-05 |  |  |  | 0.065956 |  | 3.3897e-05 |  | 0 |  | 0.00018834 |  | 0
| 6.9226e-05 |  |  |  | 0.063585 |  | 2.0767e-05 |  | 0 |  | 5.5185e-05 |  | 0
| 6.6381e-05 |  |  |  | 0.0614 |  | -1.2275e-05 |  | 0 |  | 9.9176e-06 |  | 0
| -3.084e-05 |  |  |  | 0.059788 |  | -5.3371e-05 |  | 0 |  | 6.7572e-06 |  | 0
| -0.00010107 |  |  |  | 0.058261 |  | -4.1989e-06 |  | 0 |  | 3.4133e-05 |  | 0
| -5.7256e-05 |  |  |  | 0.056028 |  | -1.8139e-06 |  | 0 |  | 0.00010312 |  | 0
| 3.3782e-05 |  |  |  | 0.054505 |  | 4.0165e-05 |  | 0 |  | 6.0466e-05 |  | 0
| 1.1996e-05 |  |  |  | 0.052901 |  | 4.5294e-05 |  | 0 |  | 0.00010155 |  | 0
| -0.00010648 |  |  |  | 0.051544 |  | -7.7348e-06 |  | 0 |  | 0.00010365 |  | 0
| -8.933e-05 |  |  |  | 0.050485 |  | 3.3274e-05 |  | 0 |  | 0.00012579 |  | 0
| 9.5137e-05 |  |  |  | 0.049125 |  | 5.9675e-05 |  | 0 |  | 0.0001948 |  | 0
| 7.6036e-05 |  |  |  | 0.048001 |  | -1.812e-05 |  | 0 |  | 0.00017952 |  | 0
| 2.7063e-05 |  |  |  | 0.047096 |  | -1.4255e-05 |  | 0 |  | 0.00018642 |  | 0
| 0.0001291 |  |  |  | 0.045929 |  | 0.00010056 |  | 0 |  | 0.00015215 |  | 0
| 0.0001515 |  |  |  | 0.044724 |  | 0.00010117 |  | 0 |  | 0.00011424 |  | 0
| 0.00011134 |  |  |  | 0.043708 |  | 3.3701e-05 |  | 0 |  | 0.00010425 |  | 0
| 0.00011266 |  |  |  | 0.042996 |  | -2.0758e-05 |  | 0 |  | 4.9453e-05 |  | 0
| 0.00013597 |  |  |  | 0.04232 |  | 6.8048e-06 |  | 0 |  | 7.686e-05 |  | 0
| 0.0001193 |  |  |  | 0.041329 |  | 2.8945e-05 |  | 0 |  | 0.00014274 |  | 0
| 5.122e-05 |  |  |  | 0.040706 |  | 2.1587e-05 |  | 0 |  | 0.00012431 |  | 0
| -1.018e-06 |  |  |  | 0.040578 |  | 3.0758e-05 |  | 0 |  | 8.0557e-05 |  | 0
| 6.2601e-06 |  |  |  | 0.040069 |  | 3.8861e-05 |  | 0 |  | 1.5725e-05 |  | 0
| 5.447e-05 |  |  |  | 0.039515 |  | 3.7459e-05 |  | 0 |  | 2.1532e-05 |  | 0
| -2.3743e-05 |  |  |  | 0.039296 |  | 2.4104e-05 |  | 0 |  | 7.6363e-05 |  | 0
| -0.00018554 |  |  |  | 0.038983 |  | -5.3422e-06 |  | 0 |  | 0.00013489 |  | 0
| -2.8968e-05 |  |  |  | 0.038457 |  | 5.7065e-05 |  | 0 |  | 9.1661e-05 |  | 0
| 0.00013651 |  |  |  | 0.037774 |  | 9.6487e-05 |  | 0 |  | 5.2116e-05 |  | 0
| 8.2765e-05 |  |  |  | 0.037798 |  | 3.645e-05 |  | 0 |  | 8.7988e-05 |  | 0
| 0.00027323 |  |  |  | 0.037688 |  | 0.00016887 |  | 0 |  | 6.0556e-05 |  | 0
| 0.00030851 |  |  |  | 0.036956 |  | 0.00021583 |  | 0 |  | 3.4721e-05 |  | 0
| 7.4102e-05 |  |  |  | 0.036347 |  | 3.385e-05 |  | 0 |  | 5.4239e-05 |  | 0
| 3.217e-05 |  |  |  | 0.036078 |  | -2.2404e-05 |  | 0 |  | 0.00010013 |  | 0
| 8.3385e-05 |  |  |  | 0.035988 |  | -1.1048e-05 |  | 0 |  | 0.0001682 |  | 0
| 0.00012056 |  |  |  | 0.03563 |  | 2.0026e-07 |  | 0 |  | 0.00013815 |  | 0
| 0.0001314 |  |  |  | 0.03499 |  | 9.371e-05 |  | 0 |  | 2.3124e-05 |  | 0
| 0.00011748 |  |  |  | 0.034502 |  | 0.00014239 |  | 0 |  | 4.7403e-05 |  | 0
| 6.9679e-05 |  |  |  | 0.034038 |  | 7.2915e-05 |  | 0 |  | 6.7985e-05 |  | 0
| 7.0964e-05 |  |  |  | 0.033283 |  | 3.8778e-05 |  | 0 |  | 0.0001313 |  | 0
| 0.00015408 |  |  |  | 0.032657 |  | 3.8387e-05 |  | 0 |  | 0.00011126 |  | 0
| 0.0001821 |  |  |  | 0.03216 |  | 0.00010113 |  | 0 |  | 7.3804e-05 |  | 0
| 0.00015171 |  |  |  | 0.031699 |  | 0.00014248 |  | 0 |  | 0.0001551 |  | 0
| 0.00011638 |  |  |  | 0.031188 |  | 4.4382e-05 |  | 0 |  | 0.00010919 |  | 0
| 0.00010259 |  |  |  | 0.03038 |  | -1.7473e-05 |  | 0 |  | 5.957e-05 |  | 0
| 0.00017254 |  |  |  | 0.02973 |  | 1.6488e-05 |  | 0 |  | 1.8391e-05 |  | 0
| 0.00022332 |  |  |  | 0.029201 |  | 9.2369e-05 |  | 0 |  | 3.7929e-05 |  | 0
| 0.00023695 |  |  |  | 0.028602 |  | 0.00011496 |  | 0 |  | 8.4396e-05 |  | 0
| 0.00022771 |  |  |  | 0.02801 |  | 8.3697e-05 |  | 0 |  | 0.00015411 |  | 0
| 7.0101e-05 |  |  |  | 0.027219 |  | -2.8209e-05 |  | 0 |  | 0.00011822 |  | 0
| -4.0404e-05 |  |  |  | 0.026701 |  | -7.2444e-05 |  | 0 |  | 8.0718e-05 |  | 0
| 0.00016796 |  |  |  | 0.026299 |  | 3.9654e-05 |  | 0 |  | 0.00012772 |  | 0
| 0.00022589 |  |  |  | 0.025576 |  | 3.8985e-05 |  | 0 |  | 0.00011401 |  | 0
| 0.00016533 |  |  |  | 0.024864 |  | 6.2981e-05 |  | 0 |  | 0.00012934 |  | 0
| 0.00016481 |  |  |  | 0.024217 |  | 0.00012866 |  | 0 |  | 0.00011878 |  | 0
| 0.00014475 |  |  |  | 0.02375 |  | 9.5913e-05 |  | 0 |  | 0.00011985 |  | 0
| 0.00020838 |  |  |  | 0.023001 |  | 4.4882e-05 |  | 0 |  | 5.3814e-05 |  | 0
| 0.00014386 |  |  |  | 0.022228 |  | 1.767e-05 |  | 0 |  | 1.7351e-05 |  | 0
| 0.0001091 |  |  |  | 0.021741 |  | 8.5508e-06 |  | 0 |  | 9.1323e-05 |  | 0
| 8.3868e-05 |  |  |  | 0.021293 |  | 1.4966e-05 |  | 0 |  | 0.00016481 |  | 0
| -2.6105e-05 |  |  |  | 0.020822 |  | 3.7855e-05 |  | 0 |  | 0.00015794 |  | 0
| 2.5956e-05 |  |  |  | 0.020324 |  | 3.0366e-05 |  | 0 |  | 0.00015212 |  | 0
| 5.6832e-05 |  |  |  | 0.019938 |  | 6.4396e-05 |  | 0 |  | 0.00012888 |  | 0
| 0.00011099 |  |  |  | 0.019517 |  | 9.8115e-05 |  | 0 |  | 0.00010616 |  | 0
| 0.0001851 |  |  |  | 0.018968 |  | 0.00010763 |  | 0 |  | 0.00014424 |  | 0
| 6.847e-05 |  |  |  | 0.018341 |  | 5.9607e-05 |  | 0 |  | 9.3501e-05 |  | 0
| 6.2849e-05 |  |  |  | 0.017805 |  | 6.952e-05 |  | 0 |  | 7.2874e-05 |  | 0
| 0.00012207 |  |  |  | 0.017527 |  | 8.7581e-05 |  | 0 |  | 7.6578e-05 |  | 0
| 0.00016228 |  |  |  | 0.01716 |  | 8.6771e-05 |  | 0 |  | 5.2269e-05 |  | 0
| 0.00022523 |  |  |  | 0.016564 |  | 0.00010401 |  | 0 |  | 3.376e-05 |  | 0
| 0.00023938 |  |  |  | 0.016014 |  | 0.00012459 |  | 0 |  | 7.4488e-05 |  | 0
| 0.00018453 |  |  |  | 0.01581 |  | 9.5174e-05 |  | 0 |  | 0.00014536 |  | 0
| 0.00011759 |  |  |  | 0.015594 |  | 6.9762e-06 |  | 0 |  | 0.00015226 |  | 0
| 0.00014166 |  |  |  | 0.015129 |  | 4.6853e-05 |  | 0 |  | 0.00012369 |  | 0
| 0.00017947 |  |  |  | 0.014942 |  | 4.7743e-05 |  | 0 |  | 0.00011419 |  | 0
| 0.00012144 |  |  |  | 0.0146 |  | 9.4982e-06 |  | 0 |  | 0.00016128 |  | 0
| 0.00011641 |  |  |  | 0.014013 |  | 3.546e-05 |  | 0 |  | 0.00011526 |  | 0
| 0.00031745 |  |  |  | 0.01385 |  | 0.00015528 |  | 0 |  | 7.1338e-05 |  | 0
| 0.00042611 |  |  |  | 0.0137 |  | 0.00023365 |  | 0 |  | 0.00013697 |  | 0
| 0.00029637 |  |  |  | 0.013405 |  | 0.00010932 |  | 0 |  | 0.00016767 |  | 0
| 0.00024167 |  |  |  | 0.013167 |  | 1.5773e-05 |  | 0 |  | 7.4006e-05 |  | 0
| 0.00015657 |  |  |  | 0.012945 |  | -2.4126e-05 |  | 0 |  | 0.00010206 |  | 0
| 0.00013111 |  |  |  | 0.0127 |  | 1.9806e-06 |  | 0 |  | 0.00014178 |  | 0
| 0.00027935 |  |  |  | 0.012432 |  | 8.1606e-05 |  | 0 |  | 0.00010155 |  | 0
| 0.00030788 |  |  |  | 0.012205 |  | 0.00018685 |  | 0 |  | 7.4032e-05 |  | 0
| 0.00026905 |  |  |  | 0.012048 |  | 0.00016855 |  | 0 |  | -1.1204e-05 |  | 0
| 0.00020422 |  |  |  | 0.011995 |  | 0.00010492 |  | 0 |  | -1.1203e-05 |  | 0
| 9.2077e-05 |  |  |  | 0.011986 |  | 0.0001295 |  | 0 |  | 0.00015349 |  | 0
| 0.00018838 |  |  |  | 0.011783 |  | 0.00015902 |  | 0 |  | 0.00022283 |  | 0
| 0.00030931 |  |  |  | 0.011474 |  | 0.0001245 |  | 0 |  | 0.00014184 |  | 0
| 6.7183e-05 |  |  |  | 0.01133 |  | 9.2033e-06 |  | 0 |  | 0.00010373 |  | 0
| 4.4577e-05 |  |  |  | 0.011045 |  | 3.2883e-05 |  | 0 |  | 0.00016199 |  | 0
| 0.00027417 |  |  |  | 0.01094 |  | 0.00011881 |  | 0 |  | 0.00022293 |  | 0
| 0.00041688 |  |  |  | 0.010832 |  | 7.7352e-05 |  | 0 |  | 0.00013022 |  | 0
| 0.00037998 |  |  |  | 0.010417 |  | 7.7825e-05 |  | 0 |  | 7.3546e-05 |  | 0
| 0.00030971 |  |  |  | 0.010168 |  | 9.9305e-05 |  | 0 |  | 0.00016893 |  | 0
| 0.00034333 |  |  |  | 0.010095 |  | 5.1524e-05 |  | 0 |  | 0.00013397 |  | 0
| 0.00025568 |  |  |  | 0.01002 |  | 0.00010491 |  | 0 |  | 4.1247e-05 |  | 0
| 0.00018039 |  |  |  | 0.0097903 |  | 0.00014365 |  | 0 |  | 9.5826e-05 |  | 0
| 0.00035731 |  |  |  | 0.0094743 |  | 0.00015082 |  | 0 |  | 0.000143 |  | 0
| 0.00035873 |  |  |  | 0.0092655 |  | 0.00014709 |  | 0 |  | 0.00016952 |  | 0
| 0.00029529 |  |  |  | 0.0090855 |  | 9.5013e-05 |  | 0 |  | 0.00013772 |  | 0
| 0.00047513 |  |  |  | 0.0087737 |  | 5.8562e-05 |  | 0 |  | 0.00011758 |  | 0
| 0.00050855 |  |  |  | 0.008449 |  | 3.7841e-05 |  | 0 |  | 0.00010011 |  | 0
| 0.00066474 |  |  |  | 0.0082166 |  | 3.3487e-05 |  | 0 |  | 5.6645e-05 |  | 0
| 0.00087072 |  |  |  | 0.0079349 |  | 0.00012255 |  | 0 |  | 5.8228e-05 |  | 0
| 0.00096626 |  |  |  | 0.0077075 |  | 0.000144 |  | 0 |  | 6.1415e-05 |  | 0
| 0.0010183 |  |  |  | 0.0075822 |  | 0.00010077 |  | 0 |  | 2.06e-05 |  | 0
| 0.0011303 |  |  |  | 0.0073793 |  | 6.3212e-05 |  | 0 |  | 7.3086e-05 |  | 0
| 0.0013419 |  |  |  | 0.0071289 |  | 4.6077e-05 |  | 0 |  | 0.00016802 |  | 0
| 0.0015823 |  |  |  | 0.0068603 |  | 8.988e-05 |  | 0 |  | 0.00014893 |  | 0
| 0.0017476 |  |  |  | 0.0065522 |  | 9.4334e-05 |  | 0 |  | 7.2044e-05 |  | 0
| 0.001946 |  |  |  | 0.0063953 |  | 0.00012342 |  | 0 |  | 0.00010813 |  | 0
| 0.0021959 |  |  |  | 0.0061401 |  | 0.00020167 |  | 0 |  | 0.00017813 |  | 0
| 0.002372 |  |  |  | 0.0059548 |  | 0.00024833 |  | 0 |  | 0.0001665 |  | 0
| 0.0025144 |  |  |  | 0.0058149 |  | 0.00015737 |  | 0 |  | 0.00013626 |  | 0
| 0.0027123 |  |  |  | 0.0054493 |  | 0.0001368 |  | 0 |  | 0.0001023 |  | 0
| 0.0027182 |  |  |  | 0.0052781 |  | 0.00019359 |  | 0 |  | 9.1707e-05 |  | 0
| 0.0027674 |  |  |  | 0.0051595 |  | 9.8836e-05 |  | 0 |  | 0.00013363 |  | 0
| 0.0033423 |  |  |  | 0.0049844 |  | 8.0455e-05 |  | 0 |  | 0.0002329 |  | 0
| 0.003925 |  |  |  | 0.0047991 |  | 0.00012459 |  | 0 |  | 0.0002451 |  | 0
| 0.0041904 |  |  |  | 0.0045488 |  | 8.9847e-05 |  | 0 |  | 0.00015594 |  | 0
| 0.0044686 |  |  |  | 0.0042831 |  | 2.3567e-05 |  | 0 |  | 5.8296e-05 |  | 0
| 0.0050212 |  |  |  | 0.0041032 |  | 6.7411e-05 |  | 0 |  | 6.2013e-05 |  | 0
| 0.0055215 |  |  |  | 0.0039698 |  | 0.00016699 |  | 0 |  | 4.7162e-05 |  | 0
| 0.0059104 |  |  |  | 0.0036872 |  | 0.00011036 |  | 0 |  | 2.6456e-05 |  | 0
| 0.0063303 |  |  |  | 0.0035333 |  | 3.126e-05 |  | 0 |  | 4.9822e-05 |  | 0
| 0.0069643 |  |  |  | 0.0034922 |  | 8.976e-05 |  | 0 |  | 8.8591e-05 |  | 0
| 0.0077486 |  |  |  | 0.0033932 |  | 0.00025916 |  | 0 |  | 6.4693e-05 |  | 0
| 0.0083529 |  |  |  | 0.0032103 |  | 0.00028188 |  | 0 |  | 7.8498e-05 |  | 0
| 0.0087799 |  |  |  | 0.0031201 |  | 0.0001385 |  | 0 |  | 9.8171e-05 |  | 0
| 0.0094997 |  |  |  | 0.0030351 |  | 0.00014196 |  | 0 |  | 6.6293e-05 |  | 0
| 0.010329 |  |  |  | 0.0029008 |  | 0.00014731 |  | 0 |  | 0.00012899 |  | 0
| 0.011218 |  |  |  | 0.0027971 |  | 0.00013774 |  | 0 |  | 0.0001407 |  | 0
| 0.01223 |  |  |  | 0.0026746 |  | 0.00019089 |  | 0 |  | 0.00013538 |  | 0
| 0.013238 |  |  |  | 0.0027342 |  | 0.00015292 |  | 0 |  | 0.00014228 |  | 0
| 0.014426 |  |  |  | 0.002549 |  | 0.00014494 |  | 0 |  | 0.00019437 |  | 0
| 0.015573 |  |  |  | 0.0023035 |  | 0.00017892 |  | 0 |  | 0.00021034 |  | 0
| 0.016821 |  |  |  | 0.0023035 |  | 0.00010805 |  | 0 |  | 0.00020553 |  | 0
| 0.018363 |  |  |  | 0.0022966 |  | 0.00015877 |  | 0 |  | 0.00021516 |  | 0
| 0.020117 |  |  |  | 0.0023417 |  | 0.00035025 |  | 0 |  | 0.00014075 |  | 0
| 0.021747 |  |  |  | 0.0022312 |  | 0.00033342 |  | 0 |  | 0.00016414 |  | 0
| 0.02352 |  |  |  | 0.002141 |  | 0.00032653 |  | 0 |  | 0.00024017 |  | 0
| 0.025677 |  |  |  | 0.0021088 |  | 0.00036862 |  | 0 |  | 0.00017267 |  | 0
| 0.028006 |  |  |  | 0.0018363 |  | 0.000317 |  | 0 |  | 0.00016046 |  | 0
| 0.030247 |  |  |  | 0.0017199 |  | 0.00027706 |  | 0 |  | 0.00016261 |  | 0
| 0.032784 |  |  |  | 0.0019355 |  | 0.00034279 |  | 0 |  | 0.00011686 |  | 0
| 0.035707 |  |  |  | 0.0019218 |  | 0.00037901 |  | 0 |  | 0.00014402 |  | 0
| 0.038614 |  |  |  | 0.0018375 |  | 0.00032315 |  | 0 |  | 0.00019504 |  | 0
| 0.04179 |  |  |  | 0.0019353 |  | 0.00036353 |  | 0 |  | 0.00022329 |  | 0
| 0.04507 |  |  |  | 0.0017961 |  | 0.00035319 |  | 0 |  | 0.00024506 |  | 0
| 0.048841 |  |  |  | 0.0016162 |  | 0.00032898 |  | 0 |  | 0.00015418 |  | 0
| 0.053219 |  |  |  | 0.0015584 |  | 0.0004001 |  | 0 |  | 0.00011799 |  | 0
| 0.057612 |  |  |  | 0.0015476 |  | 0.00037875 |  | 0 |  | 0.00022544 |  | 0
| 0.062251 |  |  |  | 0.0014104 |  | 0.00037847 |  | 0 |  | 0.00022442 |  | 0
| 0.067203 |  |  |  | 0.0013429 |  | 0.00045264 |  | 0 |  | 0.00020739 |  | 0
| 0.072672 |  |  |  | 0.001338 |  | 0.0005267 |  | 0 |  | 0.0001872 |  | 0
| 0.078301 |  |  |  | 0.0013107 |  | 0.00051517 |  | 0 |  | 0.00011644 |  | 0
| 0.084105 |  |  |  | 0.0012509 |  | 0.00050718 |  | 0 |  | 0.00013189 |  | 0
| 0.09041 |  |  |  | 0.001202 |  | 0.0006206 |  | 0 |  | 0.0001239 |  | 0
| 0.0971 |  |  |  | 0.0012255 |  | 0.00065874 |  | 0 |  | 9.8359e-05 |  | 0
| 0.10427 |  |  |  | 0.0011248 |  | 0.00076156 |  | 0 |  | 0.00011806 |  | 0
| 0.11184 |  |  |  | 0.001016 |  | 0.00083277 |  | 0 |  | 0.00017344 |  | 0
| 0.11962 |  |  |  | 0.00097589 |  | 0.00080336 |  | 0 |  | 0.00020752 |  | 0
| 0.12742 |  |  |  | 0.00099549 |  | 0.00088922 |  | 0 |  | 0.00019367 |  | 0
| 0.13527 |  |  |  | 0.0009114 |  | 0.00097564 |  | 0 |  | 0.00021552 |  | 0
| 0.14286 |  |  |  | 0.00072029 |  | 0.0010038 |  | 0.00011945 |  | 0.00018787 |  | 0
| 0.15027 |  |  |  | 0.00071442 |  | 0.00095109 |  | 6.6008e-05 |  | 0.00017879 |  | 0
| 0.15799 |  |  |  | 0.00070364 |  | 0.00098104 |  | 1.3807e-05 |  | 0.00016073 |  | 0
| 0.16571 |  |  |  | 0.00067235 |  | 0.0010558 |  | -9.4258e-05 |  | 0.00017245 |  | 0
| 0.17328 |  |  |  | 0.00071351 |  | 0.0011965 |  | -5.2407e-05 |  | 0.00018895 |  | 0
| 0.1808 |  |  |  | 0.00070275 |  | 0.0013562 |  | 0.00015215 |  | 0.00015809 |  | 0
| 0.1876 |  |  |  | 0.00055967 |  | 0.0014563 |  | 9.6562e-05 |  | 0.00012774 |  | 0
| 0.19356 |  |  |  | 0.00043744 |  | 0.0015801 |  | 4.6342e-05 |  | 0.00010591 |  | 0
| 0.19923 |  |  |  | 0.00043058 |  | 0.0015374 |  | 5.9157e-05 |  | 0.00020126 |  | 0
| 0.20429 |  |  |  | 0.00046285 |  | 0.001606 |  | 0.00010984 |  | 0.00029452 |  | 0
| 0.20811 |  |  |  | 0.00045991 |  | 0.0018376 |  | 0.00014255 |  | 0.00031157 |  | 0
| 0.2112 |  |  |  | 0.0004296 |  | 0.0020718 |  | 0.00032185 |  | 0.00027964 |  | 0
| 0.21303 |  |  |  | 0.00040901 |  | 0.0021872 |  | 0.00022992 |  | 0.00021464 |  | 0
| 0.21416 |  |  |  | 0.0003963 |  | 0.0021733 |  | -4.7109e-05 |  | 0.00017044 |  | 0
| 0.21504 |  |  |  | 0.00031594 |  | 0.0022968 |  | -2.3193e-05 |  | 0.0002493 |  | 0
| 0.215 |  |  |  | 0.00028074 |  | 0.0025686 |  | 0.00010564 |  | 0.0003133 |  | 0
| 0.21418 |  |  |  | 0.00029544 |  | 0.00277 |  | 0.00027891 |  | 0.00023656 |  | 0
| 0.21284 |  |  |  | 0.00028175 |  | 0.0029162 |  | 0.00017006 |  | 0.00018539 |  | 0
| 0.211 |  |  |  | 0.00030919 |  | 0.0031561 |  | 0.00016067 |  | 0.00025259 |  | 0
| 0.20799 |  |  |  | 0.00024759 |  | 0.0033072 |  | 2.3176e-05 |  | 0.0002201 |  | 0
| 0.20375 |  |  |  | 0.00020447 |  | 0.0034988 |  | -6.5176e-05 |  | 0.00016945 |  | 0
| 0.19879 |  |  |  | 0.00021621 |  | 0.0037399 |  | 0.00014732 |  | 0.00025209 |  | 0
| 0.19361 |  |  |  | 0.00022307 |  | 0.0039628 |  | 0.00017945 |  | 0.00027771 |  | 0
| 0.18919 |  |  |  | 0.00023675 |  | 0.0042975 |  | 0.00026343 |  | 0.00029481 |  | 0
| 0.18557 |  |  |  | 0.00023283 |  | 0.0046306 |  | 0.00026385 |  | 0.00028362 |  | 0
| 0.18156 |  |  |  | 0.00024652 |  | 0.0049906 |  | 0.00023241 |  | 0.00025696 |  | 0
| 0.1772 |  |  |  | 0.00020438 |  | 0.0052718 |  | 0.00032372 |  | 0.00018073 |  | 0
| 0.17214 |  |  |  | 0.00014865 |  | 0.0055391 |  | 0.000238 |  | 0.00018395 |  | 0
| 0.16594 |  |  |  | 0.00014865 |  | 0.0058935 |  | 0.00024446 |  | 0.00024045 |  | 0
| 0.15967 |  |  |  | 0.00012616 |  | 0.0063317 |  | 0.00066638 |  | 0.00026827 |  | 0
| 0.15356 |  |  |  | 0.00011146 |  | 0.0066626 |  | 0.00057031 |  | 0.00035844 |  | 0
| 0.14793 |  |  |  | 0.00013786 |  | 0.0069542 |  | 0.00028795 |  | 0.00031469 |  | 0
| 0.14282 |  |  |  | 0.00016236 |  | 0.0074421 |  | 0.00046331 |  | 0.00028858 |  | 0
| 0.13753 |  |  |  | 0.00014476 |  | 0.0079561 |  | 0.00050355 |  | 0.00035101 |  | 0
| 0.13257 |  |  |  | 0.00012908 |  | 0.0085056 |  | 0.00044444 |  | 0.00033238 |  | 0
| 0.12793 |  |  |  | 0.00015157 |  | 0.0089866 |  | 0.00035792 |  | 0.00038362 |  | 0
| 0.12312 |  |  |  | 0.00014275 |  | 0.0094949 |  | 0.00036304 |  | 0.00043485 |  | 0
| 0.11858 |  |  |  | 9.3861e-05 |  | 0.010128 |  | 0.00044005 |  | 0.00041895 |  | 0
| 0.11409 |  |  |  | 9.7781e-05 |  | 0.010717 |  | 0.00055491 |  | 0.00042316 |  | 0
| 0.10962 |  |  |  | 0.00010756 |  | 0.011467 |  | 0.00066409 |  | 0.0004275 |  | 0
| 0.10501 |  |  |  | 0.00010364 |  | 0.012278 |  | 0.00058495 |  | 0.00043343 |  | 0
| 0.1006 |  |  |  | 0.00012124 |  | 0.013062 |  | 0.00058821 |  | 0.00051351 |  | 0
| 0.09664 |  |  |  | 0.00012124 |  | 0.013767 |  | 0.00065294 |  | 0.00050497 |  | 0
| 0.092369 |  |  |  | 0.00012026 |  | 0.014642 |  | 0.0005182 |  | 0.00049863 |  | 0
| 0.088582 |  |  |  | 0.00012026 |  | 0.015785 |  | 0.00073943 |  | 0.00060658 |  | 0
| 0.085389 |  |  |  | 7.4306e-05 |  | 0.01679 |  | 0.0012033 |  | 0.00055317 |  | 0
| 0.08182 |  |  |  | 7.4306e-05 |  | 0.017807 |  | 0.0011997 |  | 0.00055584 |  | 0
| 0.078389 |  |  |  | 0.00016621 |  | 0.019023 |  | 0.0011381 |  | 0.00066862 |  | 0
| 0.075343 |  |  |  | 0.00016621 |  | 0.020322 |  | 0.001338 |  | 0.00068794 |  | 0
| 0.071999 |  |  |  | 9.5816e-05 |  | 0.02158 |  | 0.0012753 |  | 0.0006169 |  | 0
| 0.068916 |  |  |  | 9.5816e-05 |  | 0.022846 |  | 0.0011258 |  | 0.00059393 |  | 0
| 0.065983 |  |  |  | 0.00014372 |  | 0.024375 |  | 0.0010531 |  | 0.00065812 |  | 0
| 0.063333 |  |  |  | 0.00014372 |  | 0.026113 |  | 0.0011935 |  | 0.00080879 |  | 0
| 0.061201 |  |  |  | 5.8662e-05 |  | 0.027922 |  | 0.0017679 |  | 0.00089333 |  | 0
| 0.059009 |  |  |  | 5.8662e-05 |  | 0.029801 |  | 0.0018956 |  | 0.00084042 |  | 0
| 0.056845 |  |  |  | 5.7685e-05 |  | 0.031831 |  | 0.0019706 |  | 0.00088971 |  | 0
| 0.054408 |  |  |  | 5.7685e-05 |  | 0.033891 |  | 0.0018751 |  | 0.00092017 |  | 0
| 0.052436 |  |  |  | 9.7771e-05 |  | 0.036073 |  | 0.0019123 |  | 0.00098925 |  | 0
| 0.050921 |  |  |  | 9.7771e-05 |  | 0.038662 |  | 0.0023309 |  | 0.0011619 |  | 0
| 0.049187 |  |  |  | 9.7771e-05 |  | 0.041214 |  | 0.0023988 |  | 0.0012228 |  | 0
| 0.047465 |  |  |  | 9.7771e-05 |  | 0.043957 |  | 0.0026045 |  | 0.0012102 |  | 0
| 0.046022 |  |  |  | 7.235e-05 |  | 0.047072 |  | 0.0028345 |  | 0.0012675 |  | 0
| 0.044557 |  |  |  | 7.235e-05 |  | 0.050034 |  | 0.0028139 |  | 0.0014247 |  | 0
| 0.043329 |  |  |  | 6.844e-05 |  | 0.05361 |  | 0.0029261 |  | 0.0014918 |  | 0
| 0.04212 |  |  |  | 6.844e-05 |  | 0.057786 |  | 0.0029354 |  | 0.0015864 |  | 0
| 0.040586 |  |  |  | 6.4529e-05 |  | 0.06085 |  | 0.0033262 |  | 0.0017671 |  | 0
| 0.038976 |  |  |  | 6.4529e-05 |  | 0.063288 |  | 0.0040178 |  | 0.00183 |  | 0
| 0.037191 |  |  |  | 5.6707e-05 |  | 0.066342 |  | 0.0039886 |  | 0.0018845 |  | 0
| 0.036256 |  |  |  | 5.9647e-05 |  | 0.070393 |  | 0.0042787 |  | 0.0020148 |  | 0
| 0.03603 |  |  |  | 6.3558e-05 |  | 0.075682 |  | 0.00501 |  | 0.0021258 |  | 0
| 0.035621 |  |  |  | 6.0618e-05 |  | 0.081388 |  | 0.0053639 |  | 0.0022956 |  | 0
| 0.035083 |  |  |  | 7.724e-05 |  | 0.086866 |  | 0.0058511 |  | 0.0025027 |  | 0
| 0.034377 |  |  |  | 7.724e-05 |  | 0.092555 |  | 0.0061549 |  | 0.0026584 |  | 0
| 0.033746 |  |  |  | 3.422e-05 |  | 0.098674 |  | 0.006457 |  | 0.0028591 |  | 0
| 0.033339 |  |  |  | 3.422e-05 |  | 0.10474 |  | 0.0071477 |  | 0.0031052 |  | 0
| 0.032754 |  |  |  | 0.00011635 |  | 0.111 |  | 0.0076902 |  | 0.0034057 |  | 0
| 0.032113 |  |  |  | 0.00011635 |  | 0.11789 |  | 0.008035 |  | 0.0036343 |  | 0
| 0.031643 |  |  |  | 8.7994e-05 |  | 0.12542 |  | 0.0084798 |  | 0.0039088 |  | 0
| 0.031216 |  |  |  | 8.7994e-05 |  | 0.13307 |  | 0.0092316 |  | 0.0042027 |  | 0.0012928
| 0.030729 |  |  |  | 6.3552e-05 |  | 0.13758 |  | 0.0099799 |  | 0.0044505 |  | 0.0017382
| 0.030376 |  |  |  | 6.3552e-05 |  | 0.13905 |  | 0.010795 |  | 0.0047653 |  | 0.0017954
| 0.030215 |  |  |  | 9.5817e-05 |  | 0.14367 |  | 0.011648 |  | 0.0050549 |  | 0.001864
| 0.030162 |  |  |  | 9.5817e-05 |  | 0.15159 |  | 0.012618 |  | 0.0055566 |  | 0.0020768
| 0.030152 |  |  |  | 1.7599e-05 |  | 0.15827 |  | 0.013701 |  | 0.0062068 |  | 0.002295
| 0.030176 |  |  |  | 1.7599e-05 |  | 0.1624 |  | 0.015068 |  | 0.0067228 |  | 0.0023933
| 0.029835 |  |  |  | 6.1597e-05 |  | 0.16351 |  | 0.016277 |  | 0.0071678 |  | 0.0025838
| 0.029243 |  |  |  | 6.1597e-05 |  | 0.16707 |  | 0.017263 |  | 0.0078414 |  | 0.0026026
| 0.028833 |  |  |  | 8.4085e-05 |  | 0.17091 |  | 0.018608 |  | 0.0086067 |  | 0.0028022
| 0.028185 |  |  |  | 8.4085e-05 |  | 0.1733 |  | 0.019743 |  | 0.0091765 |  | 0.0028915
| 0.027625 |  |  |  | 4.302e-05 |  | 0.17719 |  | 0.021087 |  | 0.0097552 |  | 0.0030226
| 0.027194 |  |  |  | 4.302e-05 |  | 0.18285 |  | 0.02263 |  | 0.010551 |  | 0.0031909
| 0.026638 |  |  |  | 0.00016817 |  | 0.18845 |  | 0.023494 |  | 0.011453 |  | 0.0033901
| 0.026218 |  |  |  | 0.00016817 |  | 0.19433 |  | 0.025115 |  | 0.012403 |  | 0.0036879
| 0.025935 |  |  |  | 9.484e-05 |  | 0.19951 |  | 0.026448 |  | 0.013384 |  | 0.0039189
| 0.02548 |  |  |  | 9.484e-05 |  | 0.20285 |  | 0.0275 |  | 0.01439 |  | 0.0041827
| 0.025001 |  |  |  | 9.6796e-05 |  | 0.20702 |  | 0.029072 |  | 0.015574 |  | 0.0045901
| 0.024527 |  |  |  | 9.6796e-05 |  | 0.20983 |  | 0.030762 |  | 0.016748 |  | 0.0048099
| 0.023563 |  |  |  | 0.00014959 |  | 0.21096 |  | 0.032166 |  | 0.017863 |  | 0.0049094
| 0.022985 |  |  |  | 0.00014959 |  | 0.21158 |  | 0.033889 |  | 0.019191 |  | 0.0052754
| 0.022726 |  |  |  | 4.4976e-05 |  | 0.21273 |  | 0.035434 |  | 0.0208 |  | 0.0056688
| 0.022049 |  |  |  | 4.4976e-05 |  | 0.21478 |  | 0.037229 |  | 0.022363 |  | 0.0060244
| 0.021656 |  |  |  | 9.1908e-05 |  | 0.21384 |  | 0.038968 |  | 0.02406 |  | 0.0063763
| 0.021373 |  |  |  | 9.1908e-05 |  | 0.20996 |  | 0.040278 |  | 0.025982 |  | 0.0065462
| 0.020888 |  |  |  | 9.7775e-05 |  | 0.20733 |  | 0.042082 |  | 0.027877 |  | 0.0069201
| 0.020474 |  |  |  | 9.7775e-05 |  | 0.20602 |  | 0.043767 |  | 0.029852 |  | 0.0072242
| 0.020083 |  |  |  | 9.8753e-05 |  | 0.2011 |  | 0.045292 |  | 0.032168 |  | 0.0073861
| 0.019521 |  |  |  | 9.8753e-05 |  | 0.19499 |  | 0.046681 |  | 0.034352 |  | 0.007743
| 0.019055 |  |  |  | 1.5644e-05 |  | 0.19205 |  | 0.048724 |  | 0.036555 |  | 0.0082551
| 0.018802 |  |  |  | 1.5644e-05 |  | 0.19126 |  | 0.051771 |  | 0.039432 |  | 0.0088712
| 0.018481 |  |  |  | 1.1733e-05 |  | 0.18776 |  | 0.054055 |  | 0.042199 |  | 0.0093382
| 0.018058 |  |  |  | 1.1733e-05 |  | 0.18309 |  | 0.055942 |  | 0.045044 |  | 0.0096971
| 0.017489 |  |  |  | 6.6488e-05 |  | 0.17927 |  | 0.058238 |  | 0.048272 |  | 0.01021
| 0.016959 |  |  |  | 6.6488e-05 |  | 0.1741 |  | 0.060497 |  | 0.051775 |  | 0.010793
| 0.016511 |  |  |  | 8.2132e-05 |  | 0.16959 |  | 0.06297 |  | 0.055219 |  | 0.011403
| 0.016111 |  |  |  | 8.2133e-05 |  | 0.16525 |  | 0.065833 |  | 0.058685 |  | 0.011932
| 0.015762 |  |  |  | 7.9199e-05 |  | 0.16144 |  | 0.069223 |  | 0.06259 |  | 0.012611
| 0.015638 |  |  |  | 7.9199e-05 |  | 0.15929 |  | 0.073486 |  | 0.066451 |  | 0.013625
| 0.015288 |  |  |  | 9.191e-05 |  | 0.15733 |  | 0.077859 |  | 0.070302 |  | 0.014655
| 0.014788 |  |  |  | 9.1911e-05 |  | 0.15475 |  | 0.082343 |  | 0.07476 |  | 0.015688
| 0.01454 |  |  |  | 6.16e-05 |  | 0.15167 |  | 0.086838 |  | 0.079682 |  | 0.016761
| 0.014227 |  |  |  | 6.16e-05 |  | 0.14683 |  | 0.090468 |  | 0.084367 |  | 0.017626
| 0.013893 |  |  |  | 3.2267e-05 |  | 0.14222 |  | 0.094608 |  | 0.088967 |  | 0.018524
| 0.013536 |  |  |  | 3.2267e-05 |  | 0.13785 |  | 0.09842 |  | 0.094009 |  | 0.019417
| 0.013258 |  |  |  | 7.4312e-05 |  | 0.13154 |  | 0.10094 |  | 0.09951 |  | 0.02022
| 0.012957 |  |  |  | 7.4312e-05 |  | 0.126 |  | 0.1046 |  | 0.10485 |  | 0.021122
| 0.012687 |  |  |  | 8.3113e-05 |  | 0.1211 |  | 0.10797 |  | 0.11024 |  | 0.021962
| 0.012405 |  |  |  | 8.3113e-05 |  | 0.11574 |  | 0.11134 |  | 0.11634 |  | 0.022914
| 0.012073 |  |  |  | 6.4534e-05 |  | 0.11137 |  | 0.11577 |  | 0.12229 |  | 0.024133
| 0.011811 |  |  |  | 6.4535e-05 |  | 0.10728 |  | 0.12046 |  | 0.12796 |  | 0.025501
| 0.011561 |  |  |  | 5.1823e-05 |  | 0.10298 |  | 0.12488 |  | 0.13339 |  | 0.026703
| 0.011184 |  |  |  | 5.1824e-05 |  | 0.098309 |  | 0.12831 |  | 0.13887 |  | 0.027705
| 0.010834 |  |  |  | 9.0936e-05 |  | 0.094304 |  | 0.13141 |  | 0.14475 |  | 0.02886
| 0.010567 |  |  |  | 9.0937e-05 |  | 0.08977 |  | 0.13384 |  | 0.15028 |  | 0.029968
| 0.010271 |  |  |  | 7.7248e-05 |  | 0.085414 |  | 0.13725 |  | 0.15547 |  | 0.031116
| 0.010084 |  |  |  | 7.7248e-05 |  | 0.08189 |  | 0.14107 |  | 0.16099 |  | 0.032292
| 0.0099104 |  |  |  | 4.498e-05 |  | 0.078417 |  | 0.14466 |  | 0.16659 |  | 0.033671
| 0.0097247 |  |  |  | 4.498e-05 |  | 0.075009 |  | 0.14846 |  | 0.17169 |  | 0.035305
| 0.0094621 |  |  |  | 5.1825e-05 |  | 0.072156 |  | 0.15324 |  | 0.17727 |  | 0.037028
| 0.0092304 |  |  |  | 5.1825e-05 |  | 0.069937 |  | 0.15871 |  | 0.18239 |  | 0.038832
| 0.0090237 |  |  |  | 1.2712e-05 |  | 0.067408 |  | 0.16353 |  | 0.18764 |  | 0.04087
| 0.0087742 |  |  |  | 1.2712e-05 |  | 0.065101 |  | 0.1689 |  | 0.19199 |  | 0.043265
| 0.0086714 |  |  |  | 9.1917e-05 |  | 0.06314 |  | 0.17401 |  | 0.19524 |  | 0.045463
| 0.0084581 |  |  |  | 9.1917e-05 |  | 0.060746 |  | 0.1783 |  | 0.19892 |  | 0.047529
| 0.0081245 |  |  |  | 5.4759e-05 |  | 0.059159 |  | 0.1822 |  | 0.20218 |  | 0.049927
| 0.0078747 |  |  |  | 5.476e-05 |  | 0.057463 |  | 0.1864 |  | 0.20558 |  | 0.052459
| 0.0076556 |  |  |  | 1.2712e-05 |  | 0.055169 |  | 0.1912 |  | 0.20873 |  | 0.055098
| 0.007592 |  |  |  | 1.2712e-05 |  | 0.052918 |  | 0.1956 |  | 0.21161 |  | 0.057875
| 0.0074307 |  |  |  | 1.4668e-05 |  | 0.051055 |  | 0.1995 |  | 0.21392 |  | 0.060896
| 0.0071748 |  |  |  | 1.4668e-05 |  | 0.049778 |  | 0.20299 |  | 0.21521 |  | 0.063867
| 0.0071128 |  |  |  | 6.5517e-05 |  | 0.048155 |  | 0.20631 |  | 0.21596 |  | 0.066846
| 0.0070566 |  |  |  | 6.5517e-05 |  | 0.046509 |  | 0.20886 |  | 0.21649 |  | 0.070084
| 0.0069634 |  |  |  | 6.7473e-05 |  | 0.045396 |  | 0.2113 |  | 0.21711 |  | 0.073485
| 0.0068478 |  |  |  | 6.7473e-05 |  | 0.043862 |  | 0.21324 |  | 0.21738 |  | 0.076879
| 0.0066474 |  |  |  | 4.7916e-05 |  | 0.041816 |  | 0.21474 |  | 0.21727 |  | 0.080387
| 0.0065784 |  |  |  | 4.7916e-05 |  | 0.040719 |  | 0.21638 |  | 0.21682 |  | 0.084067
| 0.0065426 |  |  |  | 9.6811e-05 |  | 0.039811 |  | 0.21576 |  | 0.2156 |  | 0.087567
| 0.0063399 |  |  |  | 9.6811e-05 |  | 0.038002 |  | 0.21417 |  | 0.21393 |  | 0.091035
| 0.006204 |  |  |  | 2.5425e-05 |  | 0.035698 |  | 0.21324 |  | 0.21216 |  | 0.09447
| 0.0061247 |  |  |  | 2.5425e-05 |  | 0.034309 |  | 0.2119 |  | 0.20939 |  | 0.098244
| 0.0058371 |  |  |  | 4.6939e-05 |  | 0.033119 |  | 0.21076 |  | 0.20607 |  | 0.10221
| 0.0056938 |  |  |  | 4.6939e-05 |  | 0.031713 |  | 0.20793 |  | 0.20318 |  | 0.10586
| 0.0057574 |  |  |  | 7.6277e-05 |  | 0.030655 |  | 0.20478 |  | 0.19917 |  | 0.10983
| 0.005648 |  |  |  | 7.6277e-05 |  | 0.029815 |  | 0.20352 |  | 0.19469 |  | 0.1143
| 0.0055039 |  |  |  | 6.552e-05 |  | 0.028771 |  | 0.20056 |  | 0.19043 |  | 0.11874
| 0.0054545 |  |  |  | 6.552e-05 |  | 0.027403 |  | 0.19661 |  | 0.18614 |  | 0.12315
| 0.0054298 |  |  |  | 0.00011637 |  | 0.026815 |  | 0.19315 |  | 0.18193 |  | 0.12764
| 0.0054394 |  |  |  | 0.00011637 |  | 0.026317 |  | 0.18955 |  | 0.17803 |  | 0.13222
| 0.005429 |  |  |  | 4.1073e-05 |  | 0.025575 |  | 0.18614 |  | 0.17393 |  | 0.13725
| 0.0052546 |  |  |  | 4.1073e-05 |  | 0.024477 |  | 0.18161 |  | 0.16929 |  | 0.1416
| 0.0048784 |  |  |  | 7.4323e-05 |  | 0.023465 |  | 0.17603 |  | 0.16422 |  | 0.14532
| 0.0046954 |  |  |  | 7.4324e-05 |  | 0.022425 |  | 0.17006 |  | 0.15922 |  | 0.14868
| 0.0048853 |  |  |  | 0.00010953 |  | 0.021709 |  | 0.1651 |  | 0.15426 |  | 0.15284
| 0.0048299 |  |  |  | 0.00010953 |  | 0.021248 |  | 0.16037 |  | 0.1498 |  | 0.15733
| 0.0046265 |  |  |  | 4.6942e-05 |  | 0.020212 |  | 0.15567 |  | 0.14602 |  | 0.16144
| 0.0044752 |  |  |  | 4.6942e-05 |  | 0.019257 |  | 0.15195 |  | 0.14242 |  | 0.16649
| 0.0044288 |  |  |  | 6.5524e-05 |  | 0.018561 |  | 0.14824 |  | 0.13874 |  | 0.1722
| 0.0043897 |  |  |  | 6.5524e-05 |  | 0.018204 |  | 0.14351 |  | 0.1349 |  | 0.17626
| 0.0043535 |  |  |  | 4.4009e-05 |  | 0.017798 |  | 0.1385 |  | 0.13131 |  | 0.17924
| 0.0043256 |  |  |  | 4.4009e-05 |  | 0.017121 |  | 0.13439 |  | 0.12742 |  | 0.18278
| 0.0043821 |  |  |  | 8.8997e-05 |  | 0.01674 |  | 0.13112 |  | 0.12369 |  | 0.18733
| 0.0044247 |  |  |  | 8.8997e-05 |  | 0.016475 |  | 0.12795 |  | 0.12076 |  | 0.19231
| 0.0042281 |  |  |  | 7.0416e-05 |  | 0.015733 |  | 0.12381 |  | 0.11775 |  | 0.19551
| 0.0041646 |  |  |  | 7.0416e-05 |  | 0.014839 |  | 0.12042 |  | 0.1143 |  | 0.19887
| 0.0041571 |  |  |  | 8.0196e-05 |  | 0.01463 |  | 0.11754 |  | 0.11114 |  | 0.20268
| 0.004141 |  |  |  | 8.0197e-05 |  | 0.01459 |  | 0.11469 |  | 0.10833 |  | 0.20608
| 0.0041311 |  |  |  | 5.3791e-05 |  | 0.014132 |  | 0.11192 |  | 0.10543 |  | 0.20867
| 0.0039767 |  |  |  | 5.3791e-05 |  | 0.01343 |  | 0.1084 |  | 0.10267 |  | 0.20992
| 0.0039016 |  |  |  | 7.922e-05 |  | 0.012784 |  | 0.10577 |  | 0.10007 |  | 0.21274
| 0.0039098 |  |  |  | 7.922e-05 |  | 0.012372 |  | 0.10358 |  | 0.09737 |  | 0.21507
| 0.0038374 |  |  |  | 3.1297e-05 |  | 0.012268 |  | 0.10033 |  | 0.09466 |  | 0.21438
| 0.0037951 |  |  |  | 3.1297e-05 |  | 0.011875 |  | 0.097477 |  | 0.09227 |  | 0.21419
| 0.0037344 |  |  |  | 6.0639e-05 |  | 0.011445 |  | 0.095855 |  | 0.089802 |  | 0.216
| 0.0037194 |  |  |  | 6.0639e-05 |  | 0.011355 |  | 0.094453 |  | 0.087303 |  | 0.21749
| 0.0036865 |  |  |  | 6.1617e-05 |  | 0.011028 |  | 0.092316 |  | 0.085249 |  | 0.21696
| 0.0036615 |  |  |  | 6.1618e-05 |  | 0.010924 |  | 0.090051 |  | 0.083139 |  | 0.21585
| 0.0037525 |  |  |  | 0.00010074 |  | 0.010675 |  | 0.088777 |  | 0.080868 |  | 0.21522
| 0.0037201 |  |  |  | 0.00010074 |  | 0.0099975 |  | 0.087598 |  | 0.078653 |  | 0.21473
| 0.00367 |  |  |  | 2.8364e-05 |  | 0.0097958 |  | 0.085576 |  | 0.076429 |  | 0.21205
| 0.0035284 |  |  |  | 2.8364e-05 |  | 0.0095434 |  | 0.083241 |  | 0.074371 |  | 0.20773
| 0.0033827 |  |  |  | 9.5852e-05 |  | 0.0090321 |  | 0.081024 |  | 0.072411 |  | 0.20359
| 0.0034245 |  |  |  | 9.5853e-05 |  | 0.0088825 |  | 0.079311 |  | 0.070296 |  | 0.20021
| 0.0034114 |  |  |  | 4.2058e-05 |  | 0.0086419 |  | 0.077434 |  | 0.06815 |  | 0.19662
| 0.0032317 |  |  |  | 4.2058e-05 |  | 0.0081012 |  | 0.075333 |  | 0.066173 |  | 0.19134
| 0.0031881 |  |  |  | 3.7168e-05 |  | 0.007915 |  | 0.073686 |  | 0.064514 |  | 0.18656
| 0.0032905 |  |  |  | 3.7169e-05 |  | 0.0074067 |  | 0.071727 |  | 0.061605 |  | 0.18105
| 0.0033597 |  |  |  | 6.9446e-05 |  | 0.0073483 |  | 0.070211 |  | 0.058892 |  | 0.17584
| 0.0032875 |  |  |  | 6.9447e-05 |  | 0.0071222 |  | 0.068174 |  | 0.057325 |  | 0.17041
| 0.0032031 |  |  |  | 6.6513e-05 |  | 0.0070006 |  | 0.066305 |  | 0.055636 |  | 0.16453
| 0.0032016 |  |  |  | 6.6513e-05 |  | 0.0067129 |  | 0.065097 |  | 0.053734 |  | 0.15978
| 0.0032041 |  |  |  | 8.5098e-05 |  | 0.0064435 |  | 0.063532 |  | 0.051705 |  | 0.15491
| 0.0031677 |  |  |  | 8.5098e-05 |  | 0.0061946 |  | 0.061478 |  | 0.050183 |  | 0.14909
| 0.0030835 |  |  |  | 3.8148e-05 |  | 0.0060444 |  | 0.059829 |  | 0.048932 |  | 0.14403
| 0.0030454 |  |  |  | 3.8148e-05 |  | 0.0059573 |  | 0.058525 |  | 0.047414 |  | 0.14038
| 0.0031171 |  |  |  | 5.5755e-05 |  | 0.0058178 |  | 0.057596 |  | 0.045823 |  | 0.13701
| 0.0030994 |  |  |  | 5.5756e-05 |  | 0.0057011 |  | 0.056687 |  | 0.04434 |  | 0.13361
| 0.0029832 |  |  |  | 0.00012618 |  | 0.0054689 |  | 0.05511 |  | 0.043018 |  | 0.12974
| 0.0029987 |  |  |  | 0.00012619 |  | 0.0051458 |  | 0.05336 |  | 0.041637 |  | 0.12481
| 0.0031077 |  |  |  | 7.7277e-05 |  | 0.0050309 |  | 0.052106 |  | 0.040299 |  | 0.12079
| 0.0030301 |  |  |  | 7.7277e-05 |  | 0.0051006 |  | 0.051086 |  | 0.039199 |  | 0.11787
| 0.0028877 |  |  |  | 0.00012717 |  | 0.0050141 |  | 0.049493 |  | 0.03778 |  | 0.11401
| 0.0028966 |  |  |  | 0.00012717 |  | 0.0047651 |  | 0.047502 |  | 0.036332 |  | 0.10928
| 0.0028743 |  |  |  | 8.9017e-05 |  | 0.0046017 |  | 0.046012 |  | 0.03501 |  | 0.10545
| 0.0029024 |  |  |  | 8.9018e-05 |  | 0.0044003 |  | 0.04456 |  | 0.033982 |  | 0.10245
| 0.0029046 |  |  |  | 0.0001076 |  | 0.0041486 |  | 0.042797 |  | 0.033144 |  | 0.098557
| 0.0027818 |  |  |  | 0.00010761 |  | 0.0040294 |  | 0.040954 |  | 0.031893 |  | 0.094386
| 0.0027451 |  |  |  | 0.0001438 |  | 0.0040164 |  | 0.039412 |  | 0.030789 |  | 0.091314
| 0.0027696 |  |  |  | 0.0001438 |  | 0.0040484 |  | 0.038336 |  | 0.029893 |  | 0.088726
| 0.0028 |  |  |  | 3.5217e-05 |  | 0.0039286 |  | 0.037125 |  | 0.029112 |  | 0.086096
| 0.0026781 |  |  |  | 3.5217e-05 |  | 0.0036969 |  | 0.035631 |  | 0.028102 |  | 0.083464
| 0.0025899 |  |  |  | 0.00011348 |  | 0.0036162 |  | 0.034286 |  | 0.026946 |  | 0.080738
| 0.0026956 |  |  |  | 0.00011348 |  | 0.003724 |  | 0.03329 |  | 0.026214 |  | 0.078726
| 0.0027487 |  |  |  | 9.6849e-05 |  | 0.0035696 |  | 0.032325 |  | 0.025536 |  | 0.077192
| 0.0027281 |  |  |  | 9.685e-05 |  | 0.0032681 |  | 0.031302 |  | 0.024644 |  | 0.075071
| 0.0026619 |  |  |  | 6.9459e-05 |  | 0.003021 |  | 0.030323 |  | 0.023617 |  | 0.072946
| 0.002581 |  |  |  | 6.9459e-05 |  | 0.0029359 |  | 0.029334 |  | 0.022923 |  | 0.071657
| 0.002619 |  |  |  | 6.1633e-05 |  | 0.0029494 |  | 0.02873 |  | 0.022186 |  | 0.070859
| 0.002655 |  |  |  | 6.1634e-05 |  | 0.003037 |  | 0.028147 |  | 0.021339 |  | 0.069316
| 0.0026234 |  |  |  | 4.5981e-05 |  | 0.0030384 |  | 0.026995 |  | 0.020598 |  | 0.067461
| 0.002599 |  |  |  | 4.5981e-05 |  | 0.0027871 |  | 0.026389 |  | 0.019775 |  | 0.066511
| 0.0026558 |  |  |  | 6.7505e-05 |  | 0.0027344 |  | 0.026232 |  | 0.019267 |  | 0.065639
| 0.0026287 |  |  |  | 6.7505e-05 |  | 0.0029415 |  | 0.025321 |  | 0.018769 |  | 0.064107
| 0.0025764 |  |  |  | 8.9029e-05 |  | 0.0029231 |  | 0.024387 |  | 0.018076 |  | 0.062815
| 0.002615 |  |  |  | 8.903e-05 |  | 0.0027653 |  | 0.023895 |  | 0.017688 |  | 0.061737
| 0.0026281 |  |  |  | 8.9031e-05 |  | 0.0027957 |  | 0.023498 |  | 0.017328 |  | 0.060501
| 0.0025119 |  |  |  | 8.9031e-05 |  | 0.0026562 |  | 0.022702 |  | 0.016554 |  | 0.058974
| 0.0024711 |  |  |  | 0.00012621 |  | 0.0022762 |  | 0.021923 |  | 0.015762 |  | 0.057079
| 0.0025648 |  |  |  | 0.00012621 |  | 0.0023493 |  | 0.021364 |  | 0.015229 |  | 0.055544
| 0.0027131 |  |  |  | 5.0876e-05 |  | 0.0024388 |  | 0.020862 |  | 0.014737 |  | 0.054472
| 0.0027 |  |  |  | 5.0876e-05 |  | 0.0023732 |  | 0.020352 |  | 0.014163 |  | 0.053028
| 0.0025186 |  |  |  | 5.6747e-05 |  | 0.0023045 |  | 0.019647 |  | 0.0137 |  | 0.051512
| 0.0024682 |  |  |  | 5.6748e-05 |  | 0.002083 |  | 0.019195 |  | 0.013336 |  | 0.050123
| 0.0024443 |  |  |  | 2.5439e-05 |  | 0.002154 |  | 0.018966 |  | 0.012857 |  | 0.048614
| 0.0024343 |  |  |  | 2.5439e-05 |  | 0.0021204 |  | 0.018338 |  | 0.012368 |  | 0.04709
| 0.002429 |  |  |  | 0.00010176 |  | 0.0019422 |  | 0.01752 |  | 0.011871 |  | 0.045317
| 0.0024212 |  |  |  | 0.00010176 |  | 0.002011 |  | 0.017082 |  | 0.011465 |  | 0.043929
| 0.0024512 |  |  |  | 3.6203e-05 |  | 0.0019452 |  | 0.016842 |  | 0.011174 |  | 0.042889
| 0.0024645 |  |  |  | 3.6203e-05 |  | 0.0019381 |  | 0.016287 |  | 0.010734 |  | 0.041387
| 0.0024188 |  |  |  | 3.9138e-05 |  | 0.0018398 |  | 0.015665 |  | 0.010374 |  | 0.03962
| 0.0024092 |  |  |  | 3.9139e-05 |  | 0.0015999 |  | 0.015343 |  | 0.010164 |  | 0.038136
| 0.0022752 |  |  |  | 7.73e-05 |  | 0.001651 |  | 0.014989 |  | 0.0097991 |  | 0.036861
| 0.0022543 |  |  |  | 7.73e-05 |  | 0.0017419 |  | 0.014512 |  | 0.0094133 |  | 0.035594
| 0.0023083 |  |  |  | 0.00011057 |  | 0.0015719 |  | 0.014038 |  | 0.0090506 |  | 0.034232
| 0.0022232 |  |  |  | 0.00011057 |  | 0.0015136 |  | 0.013688 |  | 0.0087954 |  | 0.032949
| 0.0022734 |  |  |  | 6.4581e-05 |  | 0.001678 |  | 0.013398 |  | 0.0086021 |  | 0.031864
| 0.0023208 |  |  |  | 6.4582e-05 |  | 0.0015531 |  | 0.013079 |  | 0.0083134 |  | 0.030801
| 0.0023328 |  |  |  | 4.6969e-05 |  | 0.0014001 |  | 0.012705 |  | 0.0080074 |  | 0.029788
| 0.0023475 |  |  |  | 4.6969e-05 |  | 0.0014647 |  | 0.012479 |  | 0.0075631 |  | 0.02894
| 0.0022985 |  |  |  | 6.9476e-05 |  | 0.0015265 |  | 0.012088 |  | 0.0072266 |  | 0.028027
| 0.0023492 |  |  |  | 6.9477e-05 |  | 0.0015342 |  | 0.011748 |  | 0.0071518 |  | 0.027037
| 0.0023718 |  |  |  | 5.1863e-05 |  | 0.0013868 |  | 0.01156 |  | 0.0071052 |  | 0.026142
| 0.0022699 |  |  |  | 5.1864e-05 |  | 0.0012947 |  | 0.011121 |  | 0.0068256 |  | 0.025364
| 0.0021751 |  |  |  | 9.2964e-05 |  | 0.0012684 |  | 0.010717 |  | 0.0065105 |  | 0.024628
| 0.0022404 |  |  |  | 0.00011258 |  | 0.0012509 |  | 0.010688 |  | 0.0062563 |  | 0.023877
| 0.002311 |  |  |  | 0.00011258 |  | 0.0012097 |  | 0.010623 |  | 0.0060133 |  | 0.02304
| 0.002282 |  |  |  | 9.2966e-05 |  | 0.0011847 |  | 0.010198 |  | 0.0058461 |  | 0.022356
| 0.002284 |  |  |  | 9.2967e-05 |  | 0.0012489 |  | 0.0098993 |  | 0.0055851 |  | 0.021831
| 0.0022195 |  |  |  | 9.2968e-05 |  | 0.001168 |  | 0.0098962 |  | 0.0054283 |  | 0.021464
| 0.0021913 |  |  |  | 8.3183e-05 |  | 0.0011799 |  | 0.0097433 |  | 0.0053376 |  | 0.021146
| 0.0022915 |  |  |  | 8.3183e-05 |  | 0.0012285 |  | 0.0095877 |  | 0.0051252 |  | 0.020604
| 0.002229 |  |  |  | 7.0462e-05 |  | 0.0012026 |  | 0.0093735 |  | 0.0050007 |  | 0.019904
| 0.0021761 |  |  |  | 7.0463e-05 |  | 0.0011622 |  | 0.0088818 |  | 0.0048727 |  | 0.01918
| 0.0023007 |  |  |  | 5.8719e-05 |  | 0.0012009 |  | 0.0086234 |  | 0.0046683 |  | 0.018631
| 0.0022646 |  |  |  | 5.8719e-05 |  | 0.0011442 |  | 0.0082911 |  | 0.0045192 |  | 0.018093
| 0.0020117 |  |  |  | 7.7315e-05 |  | 0.0010936 |  | 0.0078955 |  | 0.0043707 |  | 0.017462
| 0.0019942 |  |  |  | 7.7316e-05 |  | 0.0010485 |  | 0.0076946 |  | 0.0042736 |  | 0.016903
| 0.0022209 |  |  |  | 9.4933e-05 |  | 0.00091945 |  | 0.0075435 |  | 0.0041163 |  | 0.016435
| 0.0022608 |  |  |  | 9.4933e-05 |  | 0.0011515 |  | 0.0073157 |  | 0.003914 |  | 0.016085
| 0.0022194 |  |  |  | 0.00011451 |  | 0.0012416 |  | 0.0069713 |  | 0.0038679 |  | 0.015787
| 0.0021505 |  |  |  | 0.00011451 |  | 0.0010846 |  | 0.0067903 |  | 0.0038147 |  | 0.015299
| 0.0021217 |  |  |  | 9.6894e-05 |  | 0.00092931 |  | 0.0066649 |  | 0.003698 |  | 0.014726
| 0.0022412 |  |  |  | 9.6895e-05 |  | 0.00084972 |  | 0.0065551 |  | 0.0036134 |  | 0.014333
| 0.002216 |  |  |  | 5.8724e-05 |  | 0.0009125 |  | 0.006218 |  | 0.0036221 |  | 0.013834
| 0.0020648 |  |  |  | 5.8725e-05 |  | 0.00094026 |  | 0.0057634 |  | 0.0035613 |  | 0.013164
| 0.0020501 |  |  |  | 7.3407e-05 |  | 0.00090656 |  | 0.0055409 |  | 0.0034776 |  | 0.012699
| 0.0020452 |  |  |  | 7.3407e-05 |  | 0.00088648 |  | 0.0054149 |  | 0.0033967 |  | 0.012352
| 0.0020553 |  |  |  | 3.5236e-05 |  | 0.00090546 |  | 0.0053401 |  | 0.0032198 |  | 0.01204
| 0.002112 |  |  |  | 3.5236e-05 |  | 0.00081638 |  | 0.0052871 |  | 0.0030998 |  | 0.011707
| 0.0021019 |  |  |  | 5.4812e-05 |  | 0.00075468 |  | 0.0050471 |  | 0.003064 |  | 0.011368
| 0.0020805 |  |  |  | 5.4813e-05 |  | 0.00082809 |  | 0.0049528 |  | 0.0029877 |  | 0.011243
| 0.0020948 |  |  |  | 7.5369e-05 |  | 0.00096054 |  | 0.0047832 |  | 0.0028397 |  | 0.011067
| 0.0020947 |  |  |  | 7.5369e-05 |  | 0.0010527 |  | 0.0044546 |  | 0.0027874 |  | 0.01074
| 0.0020159 |  |  |  | 6.1666e-05 |  | 0.00093362 |  | 0.004439 |  | 0.0027063 |  | 0.010448
| 0.001986 |  |  |  | 6.1667e-05 |  | 0.00067434 |  | 0.0043212 |  | 0.0026363 |  | 0.010256
| 0.0019324 |  |  |  | 2.4471e-05 |  | 0.0007033 |  | 0.0042322 |  | 0.0027454 |  | 0.010081
| 0.0019444 |  |  |  | 2.4471e-05 |  | 0.00072914 |  | 0.004161 |  | 0.0027306 |  | 0.0099076
| 0.0020301 |  |  |  | 6.6563e-05 |  | 0.00073264 |  | 0.0041215 |  | 0.0026041 |  | 0.0097158
| 0.0020147 |  |  |  | 6.6564e-05 |  | 0.00089427 |  | 0.0040994 |  | 0.0025447 |  | 0.0095114
| 0.0020872 |  |  |  | 7.8311e-05 |  | 0.00081526 |  | 0.0040274 |  | 0.0024735 |  | 0.0093559
| 0.0021419 |  |  |  | 7.8311e-05 |  | 0.00075459 |  | 0.0039753 |  | 0.0024233 |  | 0.0092314
| 0.0021724 |  |  |  | 2.643e-05 |  | 0.00067588 |  | 0.0037982 |  | 0.0023505 |  | 0.0090746
| 0.0021697 |  |  |  | 2.6431e-05 |  | 0.00060631 |  | 0.0037657 |  | 0.0023223 |  | 0.0088876
| 0.0021525 |  |  |  | 3.0347e-05 |  | 0.0006552 |  | 0.0037744 |  | 0.0023362 |  | 0.0085464
| 0.0021261 |  |  |  | 3.0347e-05 |  | 0.0006413 |  | 0.0036213 |  | 0.0023143 |  | 0.0081652
| 0.0019685 |  |  |  | 3.72e-05 |  | 0.00071238 |  | 0.0033681 |  | 0.0022501 |  | 0.0078606
| 0.0018889 |  |  |  | 3.7201e-05 |  | 0.00083582 |  | 0.0033934 |  | 0.0021241 |  | 0.0076287
| 0.0019537 |  |  |  | 9.6918e-05 |  | 0.00085664 |  | 0.0032439 |  | 0.002026 |  | 0.007451
| 0.0020494 |  |  |  | 9.6919e-05 |  | 0.00081969 |  | 0.0031009 |  | 0.0020407 |  | 0.0072599
| 0.002041 |  |  |  | 0.00014195 |  | 0.00071434 |  | 0.0030406 |  | 0.0020475 |  | 0.0070675
| 0.0019818 |  |  |  | 0.00014195 |  | 0.00057775 |  | 0.0028913 |  | 0.002061 |  | 0.006925
| 0.0020033 |  |  |  | 3.6223e-05 |  | 0.00060188 |  | 0.0029222 |  | 0.0020401 |  | 0.0067659
| 0.0020336 |  |  |  | 3.6224e-05 |  | 0.00068095 |  | 0.002943 |  | 0.0019037 |  | 0.0065675
| 0.0020294 |  |  |  | 4.4056e-05 |  | 0.0006942 |  | 0.0028885 |  | 0.0018488 |  | 0.006332
| 0.0019709 |  |  |  | 4.4056e-05 |  | 0.000646 |  | 0.0028473 |  | 0.0018654 |  | 0.0060915
| 0.0019767 |  |  |  | 6.6575e-05 |  | 0.00070791 |  | 0.0026842 |  | 0.001805 |  | 0.0058696
| 0.0019977 |  |  |  | 6.6576e-05 |  | 0.00063459 |  | 0.0025744 |  | 0.0018134 |  | 0.0056448
| 0.0019911 |  |  |  | 5.2869e-05 |  | 0.0005358 |  | 0.0025397 |  | 0.0018161 |  | 0.0054466
| 0.0019745 |  |  |  | 5.287e-05 |  | 0.00063616 |  | 0.0024603 |  | 0.0016891 |  | 0.0053617
| 0.0019455 |  |  |  | 9.693e-05 |  | 0.00056048 |  | 0.0024203 |  | 0.0016391 |  | 0.0052861
| 0.0019445 |  |  |  | 9.6931e-05 |  | 0.00053687 |  | 0.0024661 |  | 0.00158 |  | 0.005124
| 0.0019866 |  |  |  | 8.9099e-05 |  | 0.00052803 |  | 0.0023833 |  | 0.001537 |  | 0.0049687
| 0.0019886 |  |  |  | 8.91e-05 |  | 0.00042741 |  | 0.0023109 |  | 0.0016317 |  | 0.0048328
| 0.0019267 |  |  |  | 5.7768e-05 |  | 0.00049911 |  | 0.0023792 |  | 0.0016249 |  | 0.0046548
| 0.0019229 |  |  |  | 5.7769e-05 |  | 0.00055828 |  | 0.002232 |  | 0.0015293 |  | 0.004479
| 0.0019242 |  |  |  | 7.7353e-05 |  | 0.00049208 |  | 0.0021118 |  | 0.0014564 |  | 0.004314
| 0.0019428 |  |  |  | 7.7354e-05 |  | 0.00053222 |  | 0.0021067 |  | 0.0014216 |  | 0.0041952
| 0.0019385 |  |  |  | 3.4271e-05 |  | 0.00052968 |  | 0.0020045 |  | 0.0014436 |  | 0.0041008
| 0.0019008 |  |  |  | 3.4271e-05 |  | 0.00055422 |  | 0.0019527 |  | 0.0013902 |  | 0.0039405
| 0.0019066 |  |  |  | 8.6168e-05 |  | 0.00068339 |  | 0.0019248 |  | 0.0013206 |  | 0.0038074
| 0.00188 |  |  |  | 8.6169e-05 |  | 0.0006469 |  | 0.001797 |  | 0.0013041 |  | 0.0037355
| 0.0018771 |  |  |  | 2.2522e-05 |  | 0.00058635 |  | 0.001909 |  | 0.0013311 |  | 0.0036989
| 0.0019152 |  |  |  | 2.2522e-05 |  | 0.00047781 |  | 0.0019553 |  | 0.0013928 |  | 0.0036563
| 0.0019048 |  |  |  | 5.8753e-06 |  | 0.00032816 |  | 0.0017773 |  | 0.0014249 |  | 0.003509
| 0.0018619 |  |  |  | 5.8754e-06 |  | 0.00053546 |  | 0.0016978 |  | 0.0013042 |  | 0.0033493
| 0.0018754 |  |  |  | 0.00012045 |  | 0.00065798 |  | 0.0017553 |  | 0.0012043 |  | 0.0032715
| 0.0018679 |  |  |  | 0.00012045 |  | 0.00068629 |  | 0.0016693 |  | 0.0011856 |  | 0.0031677
| 0.001832 |  |  |  | 0.00011751 |  | 0.00058361 |  | 0.0015711 |  | 0.0011521 |  | 0.0030448
| 0.001831 |  |  |  | 0.00011751 |  | 0.00052794 |  | 0.0015571 |  | 0.0011667 |  | 0.0029563
| 0.0017713 |  |  |  | 8.9116e-05 |  | 0.00048124 |  | 0.0015686 |  | 0.0011668 |  | 0.0028768
| 0.0017719 |  |  |  | 8.9117e-05 |  | 0.00042809 |  | 0.0015744 |  | 0.0010891 |  | 0.002823
| 0.0018305 |  |  |  | 0.00013515 |  | 0.00055879 |  | 0.0015824 |  | 0.0011142 |  | 0.0027378
| 0.0018101 |  |  |  | 0.00013515 |  | 0.00044803 |  | 0.0015423 |  | 0.0011321 |  | 0.0026751
| 0.0017959 |  |  |  | 0.00016061 |  | 0.00046608 |  | 0.0014355 |  | 0.0010544 |  | 0.0025935
| 0.0018153 |  |  |  | 0.00016061 |  | 0.00049887 |  | 0.0013817 |  | 0.0010163 |  | 0.0025849
| 0.0018124 |  |  |  | 2.6443e-05 |  | 0.00039783 |  | 0.0013677 |  | 0.0010093 |  | 0.0025247
| 0.0017869 |  |  |  | 2.6443e-05 |  | 0.00040537 |  | 0.0013194 |  | 0.001035 |  | 0.002403
| 0.0017157 |  |  |  | 3.134e-05 |  | 0.00041692 |  | 0.0011723 |  | 0.00099968 |  | 0.0023601
| 0.0017409 |  |  |  | 3.1341e-05 |  | 0.00045348 |  | 0.0012118 |  | 0.00092885 |  | 0.0023066
| 0.0018137 |  |  |  | 7.5415e-05 |  | 0.00049204 |  | 0.0013028 |  | 0.0009862 |  | 0.0022781
| 0.0017644 |  |  |  | 7.5416e-05 |  | 0.00040397 |  | 0.0012536 |  | 0.0010134 |  | 0.0022774
| 0.0017448 |  |  |  | 5.5828e-05 |  | 0.00039111 |  | 0.0012397 |  | 0.001002 |  | 0.0022219
| 0.0018073 |  |  |  | 5.5828e-05 |  | 0.00045386 |  | 0.001285 |  | 0.00094546 |  | 0.0021488
| 0.0017999 |  |  |  | 4.4075e-05 |  | 0.00043461 |  | 0.0011313 |  | 0.00079013 |  | 0.0020881
| 0.0017702 |  |  |  | 4.4076e-05 |  | 0.00041691 |  | 0.0010424 |  | 0.00073137 |  | 0.0020379
| 0.0017246 |  |  |  | 6.6604e-05 |  | 0.00048208 |  | 0.0010891 |  | 0.00076953 |  | 0.002012
| 0.0016993 |  |  |  | 6.6605e-05 |  | 0.00046787 |  | 0.0010757 |  | 0.00082307 |  | 0.0019385
| 0.0017099 |  |  |  | 0.00011656 |  | 0.00027789 |  | 0.0010833 |  | 0.00073258 |  | 0.0018585
| 0.0016714 |  |  |  | 0.00011656 |  | 0.00018159 |  | 0.0010589 |  | 0.00070968 |  | 0.0017928
| 0.0016451 |  |  |  | 3.6243e-05 |  | 0.0002305 |  | 0.00094635 |  | 0.00075938 |  | 0.0017455
| 0.00168 |  |  |  | 3.6243e-05 |  | 0.00026172 |  | 0.00097257 |  | 0.00070823 |  | 0.0017459
| 0.0016392 |  |  |  | 4.31e-05 |  | 0.00024405 |  | 0.0010762 |  | 0.00065153 |  | 0.0017
| 0.0016077 |  |  |  | 4.3101e-05 |  | 0.0003781 |  | 0.0010458 |  | 0.00062317 |  | 0.0016683
| 0.0016434 |  |  |  | 9.5019e-05 |  | 0.00044548 |  | 0.0010463 |  | 0.00065871 |  | 0.001673
| 0.0015695 |  |  |  | 9.502e-05 |  | 0.00034328 |  | 0.00097367 |  | 0.00065926 |  | 0.0016269
| 0.0015802 |  |  |  | 7.7388e-05 |  | 0.00029391 |  | 0.00085166 |  | 0.00062553 |  | 0.0015992
| 0.0016848 |  |  |  | 7.7389e-05 |  | 0.00034988 |  | 0.00082299 |  | 0.00061735 |  | 0.0016068
| 0.0017065 |  |  |  | 8.4248e-05 |  | 0.00047444 |  | 0.00078944 |  | 0.00063153 |  | 0.0016116
| 0.001733 |  |  |  | 8.4249e-05 |  | 0.00044878 |  | 0.00079093 |  | 0.00059942 |  | 0.0015915
| 0.0018021 |  |  |  | 0.00010874 |  | 0.00052834 |  | 0.00082611 |  | 0.00056941 |  | 0.0015891
| 0.0017701 |  |  |  | 0.00010874 |  | 0.0005998 |  | 0.0008032 |  | 0.00064916 |  | 0.0015464
| 0.0017029 |  |  |  | 7.8373e-05 |  | 0.00041448 |  | 0.0008427 |  | 0.00070164 |  | 0.0014867
| 0.0017148 |  |  |  | 7.8374e-05 |  | 0.00038329 |  | 0.00086673 |  | 0.0005706 |  | 0.001435
| 0.0015997 |  |  |  | 4.7025e-05 |  | 0.00033922 |  | 0.00081523 |  | 0.00051229 |  | 0.0013602
| 0.0015609 |  |  |  | 4.7026e-05 |  | 0.0002612 |  | 0.00072528 |  | 0.00059914 |  | 0.0013162
| 0.0016585 |  |  |  | 8.4256e-05 |  | 0.00031275 |  | 0.00074222 |  | 0.00053801 |  | 0.0012996
| 0.0016273 |  |  |  | 8.4257e-05 |  | 0.00041038 |  | 0.00084245 |  | 0.00051461 |  | 0.0013433
| 0.0016019 |  |  |  | 9.8954e-05 |  | 0.00034826 |  | 0.00077208 |  | 0.00045675 |  | 0.0013279
| 0.0016469 |  |  |  | 0.00010387 |  | 0.00022222 |  | 0.00081262 |  | 0.00038798 |  | 0.0012562
| 0.0017116 |  |  |  | 7.1534e-05 |  | 0.00033712 |  | 0.00090189 |  | 0.00051741 |  | 0.0012692
| 0.0017047 |  |  |  | 6.6625e-05 |  | 0.00045504 |  | 0.00081366 |  | 0.0006648 |  | 0.0012663
| 0.0016998 |  |  |  | 0.0001068 |  | 0.00052733 |  | 0.00078659 |  | 0.00057863 |  | 0.0012607
| 0.00165 |  |  |  | 0.0001068 |  | 0.00045562 |  | 0.00083115 |  | 0.00043341 |  | 0.0012345
| 0.0015843 |  |  |  | 4.8991e-05 |  | 0.00034894 |  | 0.00083539 |  | 0.00044979 |  | 0.0011635
| 0.0016226 |  |  |  | 4.8992e-05 |  | 0.00036723 |  | 0.00077974 |  | 0.00047332 |  | 0.0011166
| 0.0016245 |  |  |  | 4.9972e-05 |  | 0.00037497 |  | 0.00061393 |  | 0.00046629 |  | 0.0010971
| 0.0016504 |  |  |  | 4.9973e-05 |  | 0.00050247 |  | 0.00060093 |  | 0.0004226 |  | 0.0011038
| 0.0016571 |  |  |  | 3.8215e-05 |  | 0.00055866 |  | 0.00068297 |  | 0.00035598 |  | 0.0011201
| 0.0016145 |  |  |  | 3.8215e-05 |  | 0.00040143 |  | 0.00066056 |  | 0.00039154 |  | 0.0010616
| 0.0014352 |  |  |  | 8.1331e-05 |  | 0.00038345 |  | 0.00068984 |  | 0.00044397 |  | 0.0010546
| 0.0012596 |  |  |  | 8.1333e-05 |  | 0.00044535 |  | 0.00071947 |  | 0.0004697 |  | 0.0010712
| 0.0014293 |  |  |  | 3.6257e-05 |  | 0.00047531 |  | 0.00070162 |  | 0.00049483 |  | 0.0010449
| 0.0016264 |  |  |  | 3.6258e-05 |  | 0.00045245 |  | 0.00064788 |  | 0.00047352 |  | 0.0010453
| 0.0016878 |  |  |  | 7.3496e-05 |  | 0.00025551 |  | 0.00078365 |  | 0.00045446 |  | 0.0010358
| 0.0017206 |  |  |  | 7.3497e-05 |  | 0.00018463 |  | 0.00083034 |  | 0.00037694 |  | 0.0010416
| 0.0016826 |  |  |  | 0.00010192 |  | 0.00033963 |  | 0.00065772 |  | 0.00040863 |  | 0.00098358
| 0.0016223 |  |  |  | 0.00010192 |  | 0.00036875 |  | 0.00061552 |  | 0.0004578 |  | 0.00092147
| 0.0016158 |  |  |  | 8.82e-05 |  | 0.00034921 |  | 0.00066455 |  | 0.00036496 |  | 0.00094606
| 0.0016629 |  |  |  | 8.8201e-05 |  | 0.0003444 |  | 0.00068688 |  | 0.00031195 |  | 0.00095965
| 0.0016073 |  |  |  | 5.9782e-05 |  | 0.00030699 |  | 0.00058474 |  | 0.00031965 |  | 0.00091092
| 0.0013985 |  |  |  | 5.9782e-05 |  | 0.00035741 |  | 0.0005411 |  | 0.00038852 |  | 0.00087823
| 0.0014405 |  |  |  | 6.2724e-05 |  | 0.00038214 |  | 0.00060316 |  | 0.00043607 |  | 0.0008929
| 0.0015529 |  |  |  | 6.2725e-05 |  | 0.00041731 |  | 0.00060416 |  | 0.00039677 |  | 0.0008756
| 0.0015781 |  |  |  | 5.5865e-05 |  | 0.00041585 |  | 0.00069269 |  | 0.00034757 |  | 0.00087997
| 0.0015776 |  |  |  | 5.5866e-05 |  | 0.00033678 |  | 0.00067164 |  | 0.00038808 |  | 0.00085142
| 0.0015714 |  |  |  | 8.2329e-05 |  | 0.00031138 |  | 0.00064421 |  | 0.00040885 |  | 0.0008174
| 0.0016638 |  |  |  | 8.233e-05 |  | 0.00030144 |  | 0.00077819 |  | 0.00039141 |  | 0.00084794
| 0.0015595 |  |  |  | 9.3113e-05 |  | 0.00037502 |  | 0.00067054 |  | 0.00034165 |  | 0.0008164
| 0.0014524 |  |  |  | 9.3114e-05 |  | 0.00040855 |  | 0.00051354 |  | 0.00029686 |  | 0.00077877
| 0.0014858 |  |  |  | 6.3711e-05 |  | 0.00042846 |  | 0.0005908 |  | 0.00036249 |  | 0.00076545
| 0.0014508 |  |  |  | 6.3712e-05 |  | 0.00042969 |  | 0.00068416 |  | 0.00038053 |  | 0.00077362
| 0.0014568 |  |  |  | 8.5276e-05 |  | 0.00033387 |  | 0.00061172 |  | 0.00042269 |  | 0.00071291
| 0.0014922 |  |  |  | 8.5278e-05 |  | 0.00028654 |  | 0.00058221 |  | 0.00041017 |  | 0.00066656
| 0.001493 |  |  |  | 4.8031e-05 |  | 0.00017913 |  | 0.00066799 |  | 0.00034449 |  | 0.0007126
| 0.0015318 |  |  |  | 4.8031e-05 |  | 0.00016054 |  | 0.00073426 |  | 0.00037133 |  | 0.00073725
| 0.0015157 |  |  |  | 8.2341e-05 |  | 0.00032722 |  | 0.00062032 |  | 0.00034732 |  | 0.00072963
| 0.0014936 |  |  |  | 8.2342e-05 |  | 0.00035701 |  | 0.00048981 |  | 0.00038343 |  | 0.00071375
| 0.0015121 |  |  |  | 8.9205e-05 |  | 0.00021386 |  | 0.00044766 |  | 0.0004081 |  | 0.00067247
| 0.0014735 |  |  |  | 8.9206e-05 |  | 0.00030589 |  | 0.00044824 |  | 0.00029101 |  | 0.00064104
| 0.0014137 |  |  |  | 5.9798e-05 |  | 0.00046906 |  | 0.00046597 |  | 0.00029265 |  | 0.00067282
| 0.0014261 |  |  |  | 5.9799e-05 |  | 0.00053502 |  | 0.00045545 |  | 0.00037533 |  | 0.00068847
| 0.0013751 |  |  |  | 1.9607e-05 |  | 0.00042245 |  | 0.00051157 |  | 0.00034796 |  | 0.00064997
| 0.001357 |  |  |  | 1.9607e-05 |  | 0.00020773 |  | 0.00055684 |  | 0.00030422 |  | 0.00068067
| 0.001319 |  |  |  | 0.00013725 |  | 0.00013208 |  | 0.00051535 |  | 0.00034581 |  | 0.00070333
| 0.0013601 |  |  |  | 0.00013725 |  | 0.00034201 |  | 0.0005553 |  | 0.00035566 |  | 0.00068635
| 0.0014964 |  |  |  | 6.7647e-05 |  | 0.00035513 |  | 0.00063923 |  | 0.00028783 |  | 0.00068504
| 0.0015182 |  |  |  | 6.7648e-05 |  | 0.00023766 |  | 0.00066642 |  | 0.0002846 |  | 0.00067528
| 0.0015443 |  |  |  | 0.0001304 |  | 0.00044485 |  | 0.00060549 |  | 0.00031526 |  | 0.00067938
| 0.0015491 |  |  |  | 0.0001304 |  | 0.00047996 |  | 0.00058705 |  | 0.00033716 |  | 0.00068374
| 0.0015085 |  |  |  | 4.412e-05 |  | 0.00033115 |  | 0.00056415 |  | 0.00033391 |  | 0.00065943
| 0.0014707 |  |  |  | 5.9844e-05 |  | 0.0002352 |  | 0.00052428 |  | 0.00031913 |  | 0.00063899
| 0.0014305 |  |  |  | 8.5338e-05 |  | 0.00022599 |  | 0.00055296 |  | 0.00030384 |  | 0.00068329
| 0.0014685 |  |  |  | 6.9615e-05 |  | 0.00034051 |  | 0.00051737 |  | 0.00031644 |  | 0.00067061
| 0.0014739 |  |  |  | 9.2167e-05 |  | 0.00044521 |  | 0.0004756 |  | 0.00035313 |  | 0.00063201
| 0.0014594 |  |  |  | 9.2169e-05 |  | 0.00050229 |  | 0.00053041 |  | 0.00032141 |  | 0.00062434
| 0.0014917 |  |  |  | 8.9229e-05 |  | 0.00043864 |  | 0.00052626 |  | 0.00029238 |  | 0.00059961
| 0.0013386 |  |  |  | 8.923e-05 |  | 0.00034641 |  | 0.00047004 |  | 0.00030173 |  | 0.00066298
| 0.001345 |  |  |  | 5.8834e-05 |  | 0.00033933 |  | 0.00057956 |  | 0.00028913 |  | 0.00071258
| 0.0014938 |  |  |  | 5.8835e-05 |  | 0.00037081 |  | 0.00057135 |  | 0.00028917 |  | 0.0006754
| 0.0014413 |  |  |  | 4.1185e-05 |  | 0.00033213 |  | 0.00042307 |  | 0.00029355 |  | 0.00064485
| 0.0014068 |  |  |  | 4.1186e-05 |  | 0.00029391 |  | 0.00039147 |  | 0.00019387 |  | 0.0006369
| 0.0014349 |  |  |  | 0.000101 |  | 0.00036825 |  | 0.00048127 |  | 0.00021031 |  | 0.00060445
| 0.0014262 |  |  |  | 0.00010101 |  | 0.0004203 |  | 0.00055584 |  | 0.00030894 |  | 0.00056206
| 0.0014377 |  |  |  | 7.1587e-05 |  | 0.00044088 |  | 0.00044145 |  | 0.00031117 |  | 0.0005803
| 0.0014331 |  |  |  | 7.1589e-05 |  | 0.00047263 |  | 0.00037334 |  | 0.00033747 |  | 0.00061834
| 0.0013975 |  |  |  | 6.8648e-05 |  | 0.0004289 |  | 0.00045139 |  | 0.00038192 |  | 0.00060008
| 0.0014274 |  |  |  | 6.8649e-05 |  | 0.00031581 |  | 0.00055615 |  | 0.00035123 |  | 0.00060923
| 0.0014403 |  |  |  | 5.1978e-05 |  | 0.0002407 |  | 0.00054559 |  | 0.00029317 |  | 0.000611
| 0.0013953 |  |  |  | 5.1978e-05 |  | 0.00036107 |  | 0.00048592 |  | 0.00027179 |  | 0.00059128
| 0.0013598 |  |  |  | 6.2768e-05 |  | 0.00049948 |  | 0.00043372 |  | 0.00035675 |  | 0.00054954
| 0.0013363 |  |  |  | 6.2769e-05 |  | 0.00032004 |  | 0.00044103 |  | 0.00042862 |  | 0.00054299
| 0.0013069 |  |  |  | 0.00010887 |  | 0.00018595 |  | 0.00051306 |  | 0.00029047 |  | 0.00054432
| 0.0013258 |  |  |  | 0.00010887 |  | 0.00047423 |  | 0.00062131 |  | 0.00034425 |  | 0.00068241
| 0.0013797 |  |  |  | 3.5309e-05 |  | 0.00038693 |  | 0.00056268 |  | 0.00032834 |  | 0.00054816
| 0.0014224 |  |  |  | 3.531e-05 |  | 0.00045697 |  | 0.00058006 |  | 0.00024942 |  | 0.00058699
| 0.0013869 |  |  |  | 4.9042e-05 |  | 0.00045897 |  | 0.0004064 |  | 0.00026039 |  | 0.00055138
| 0.0013833 |  |  |  | 4.9043e-05 |  | 0.0003977 |  | 0.00047862 |  | 0.00028013 |  | 0.00055923
| 0.0013476 |  |  |  | 8.2393e-05 |  | 0.0003702 |  | 0.00053203 |  | 0.00025055 |  | 0.00057451
| 0.0013442 |  |  |  | 8.2394e-05 |  | 0.0003588 |  | 0.00050481 |  | 0.00019354 |  | 0.00055847
| 0.001383 |  |  |  | 5.1987e-05 |  | 0.00039401 |  | 0.0004767 |  | 0.00019571 |  | 0.0005174
| 0.0013686 |  |  |  | 5.1988e-05 |  | 0.00036333 |  | 0.0004681 |  | 0.00025775 |  | 0.00051597
| 0.0013867 |  |  |  | 0.00010888 |  | 0.00036266 |  | 0.00042348 |  | 0.00025662 |  | 0.0005571
| 0.0014115 |  |  |  | 0.00010889 |  | 0.00042149 |  | 0.00042992 |  | 0.00025776 |  | 0.00055639
| 0.0014286 |  |  |  | 4.7086e-05 |  | 0.0004485 |  | 0.0005251 |  | 0.00032254 |  | 0.00054922
| 0.0014278 |  |  |  | 4.7087e-05 |  | 0.00040423 |  | 0.00056676 |  | 0.00037685 |  | 0.00054839
| 0.0013584 |  |  |  | 9.81e-05 |  | 0.00027148 |  | 0.00050314 |  | 0.00034942 |  | 0.00054477
| 0.0013659 |  |  |  | 9.8101e-05 |  | 0.00026597 |  | 0.0004848 |  | 0.00033685 |  | 0.00054095
| 0.0013883 |  |  |  | 8.9273e-05 |  | 0.00040439 |  | 0.00047902 |  | 0.0003802 |  | 0.00055168
| 0.0013857 |  |  |  | 8.9275e-05 |  | 0.0003384 |  | 0.00046264 |  | 0.00042086 |  | 0.00055338
| 0.001414 |  |  |  | 9.4181e-05 |  | 0.00026775 |  | 0.00052003 |  | 0.00039123 |  | 0.00054419
| 0.0013959 |  |  |  | 9.4183e-05 |  | 0.00033184 |  | 0.00051173 |  | 0.0003814 |  | 0.00055977
| 0.0014039 |  |  |  | 6.3771e-05 |  | 0.00031947 |  | 0.00052439 |  | 0.00037811 |  | 0.00054953
| 0.0014149 |  |  |  | 6.3772e-05 |  | 0.000353 |  | 0.00057412 |  | 0.00036439 |  | 0.0005421
| 0.0012663 |  |  |  | 4.8075e-05 |  | 0.00045985 |  | 0.00047004 |  | 0.00034083 |  | 0.00054552
| 0.0012295 |  |  |  | 4.8076e-05 |  | 0.00045621 |  | 0.00044427 |  | 0.00028593 |  | 0.00052959
| 0.0013072 |  |  |  | 0 |  | 0.00038215 |  | 0.00053298 |  | 0.00032111 |  | 0.00053065
| 0.0013019 |  |  |  | 0 |  | 0.00038691 |  | 0.00046559 |  | 0.00034087 |  | 0.00051907
| 0.0012774 |  |  |  | 7.457e-05 |  | 0.00038883 |  | 0.00041534 |  | 0.00030354 |  | 0.00052585
| 0.0012973 |  |  |  | 7.4571e-05 |  | 0.00040407 |  | 0.00047387 |  | 0.0002948 |  | 0.00052628
| 0.0013567 |  |  |  | 0.00011971 |  | 0.00037647 |  | 0.00056696 |  | 0.00023003 |  | 0.00052226
| 0.0013303 |  |  |  | 0.00011971 |  | 0.00028686 |  | 0.00054067 |  | 0.00025913 |  | 0.00049115
| 0.0012907 |  |  |  | 9.7144e-05 |  | 0.0002738 |  | 0.00043065 |  | 0.00028275 |  | 0.00047954
| 0.0012724 |  |  |  | 9.7146e-05 |  | 0.00036284 |  | 0.00040429 |  | 0.00022786 |  | 0.00050218
| 0.0012698 |  |  |  | 0.0001256 |  | 0.00045929 |  | 0.00048932 |  | 0.00026796 |  | 0.00050142
| 0.0012678 |  |  |  | 0.00012561 |  | 0.00043158 |  | 0.00053992 |  | 0.00028224 |  | 0.00049068
| 0.0012602 |  |  |  | 3.729e-05 |  | 0.00032737 |  | 0.00052655 |  | 0.00031249 |  | 0.00048386
| 0.0012879 |  |  |  | 3.7291e-05 |  | 0.00034132 |  | 0.00053697 |  | 0.00035045 |  | 0.00048945
| 0.0012907 |  |  |  | 6.3788e-05 |  | 0.00040933 |  | 0.00050292 |  | 0.00032023 |  | 0.00050548
| 0.0012476 |  |  |  | 6.3789e-05 |  | 0.00029766 |  | 0.00044303 |  | 0.00032463 |  | 0.00048514
| 0.0012292 |  |  |  | 4.7106e-05 |  | 0.0002858 |  | 0.00047934 |  | 0.00034446 |  | 0.00048721
| 0.0012184 |  |  |  | 4.7107e-05 |  | 0.00036402 |  | 0.00052315 |  | 0.00032852 |  | 0.00051453
| 0.0012045 |  |  |  | 6.2811e-05 |  | 0.00027709 |  | 0.00043279 |  | 0.00020818 |  | 0.0004789
| 0.0012139 |  |  |  | 6.2812e-05 |  | 0.00024401 |  | 0.00039349 |  | 0.00021701 |  | 0.00043424
| 0.0011585 |  |  |  | 6.5757e-05 |  | 0.0003029 |  | 0.00046822 |  | 0.00037534 |  | 0.00046486
| 0.0011394 |  |  |  | 6.5758e-05 |  | 0.00025364 |  | 0.00044724 |  | 0.00038412 |  | 0.00048628
| 0.0012371 |  |  |  | 8.6371e-05 |  | 0.00023407 |  | 0.00044433 |  | 0.00032037 |  | 0.00047657
| 0.0012464 |  |  |  | 8.6372e-05 |  | 0.00033249 |  | 0.00045214 |  | 0.00029018 |  | 0.0004737
| 0.0012289 |  |  |  | 8.3429e-05 |  | 0.00035128 |  | 0.00043909 |  | 0.00031381 |  | 0.00048174
| 0.0012415 |  |  |  | 8.3431e-05 |  | 0.00034917 |  | 0.0004494 |  | 0.0003012 |  | 0.00048863
| 0.0012433 |  |  |  | 2.1594e-05 |  | 0.00038805 |  | 0.00043941 |  | 0.00026711 |  | 0.00047626
| 0.001263 |  |  |  | 2.1595e-05 |  | 0.00043865 |  | 0.00042351 |  | 0.00024512 |  | 0.000491
| 0.0012765 |  |  |  | 6.5766e-05 |  | 0.00033982 |  | 0.0004524 |  | 0.00031664 |  | 0.0005217
| 0.0012499 |  |  |  | 6.5767e-05 |  | 0.00032425 |  | 0.00044705 |  | 0.00036503 |  | 0.00051667
| 0.0012096 |  |  |  | 5.1044e-05 |  | 0.00046792 |  | 0.00038411 |  | 0.00027435 |  | 0.00049751
| 0.0012014 |  |  |  | 5.1045e-05 |  | 0.00041496 |  | 0.00047752 |  | 0.00023199 |  | 0.0004894
| 0.001172 |  |  |  | 4.3193e-05 |  | 0.0002495 |  | 0.0005017 |  | 0.00027438 |  | 0.00049105
| 0.0011819 |  |  |  | 4.3194e-05 |  | 0.0003413 |  | 0.00044849 |  | 0.00024193 |  | 0.00048928
| 0.0012213 |  |  |  | 6.6755e-05 |  | 0.00044694 |  | 0.00042417 |  | 0.00021883 |  | 0.00047567
| 0.0012181 |  |  |  | 6.6756e-05 |  | 0.00035931 |  | 0.00039123 |  | 0.00029642 |  | 0.00048319
| 0.0012127 |  |  |  | 9.3264e-05 |  | 0.00032673 |  | 0.00039236 |  | 0.00033933 |  | 0.00047624
| 0.0011834 |  |  |  | 9.3266e-05 |  | 0.00050678 |  | 0.00044041 |  | 0.00036138 |  | 0.00048094
| 0.0012238 |  |  |  | 5.5961e-05 |  | 0.00050456 |  | 0.00050181 |  | 0.0002585 |  | 0.00051224
| 0.0012384 |  |  |  | 5.5962e-05 |  | 0.00034358 |  | 0.00046551 |  | 0.00016334 |  | 0.00052455
| 0.0012026 |  |  |  | 1.08e-05 |  | 0.00031427 |  | 0.00049182 |  | 0.00023047 |  | 0.00049265
| 0.0012306 |  |  |  | 1.08e-05 |  | 0.00024457 |  | 0.00045708 |  | 0.00024093 |  | 0.00047814
| 0.001191 |  |  |  | 4.811e-05 |  | 0.000292 |  | 0.00038518 |  | 0.00022775 |  | 0.00047773
| 0.0011549 |  |  |  | 4.8111e-05 |  | 0.00032044 |  | 0.00037604 |  | 0.00025417 |  | 0.00048112
| 0.0011724 |  |  |  | 3.0438e-05 |  | 0.00034204 |  | 0.00031863 |  | 0.00018925 |  | 0.00046678
| 0.0011623 |  |  |  | 3.0439e-05 |  | 0.00041321 |  | 0.00035294 |  | 0.00021237 |  | 0.00044999
| 0.0010976 |  |  |  | 6.4806e-05 |  | 0.00044915 |  | 0.00040606 |  | 0.00022396 |  | 0.00046206
| 0.0011326 |  |  |  | 6.4807e-05 |  | 0.00042428 |  | 0.00048728 |  | 0.00025479 |  | 0.00047581
| 0.0011962 |  |  |  | 3.9278e-05 |  | 0.0003385 |  | 0.00054717 |  | 0.00031865 |  | 0.00047348
| 0.0011894 |  |  |  | 3.9278e-05 |  | 0.00035575 |  | 0.00052741 |  | 0.00028676 |  | 0.00048045
| 0.0012305 |  |  |  | 3.6333e-05 |  | 0.0004085 |  | 0.00053296 |  | 0.00031373 |  | 0.00050982
| 0.0012022 |  |  |  | 3.6334e-05 |  | 0.00034882 |  | 0.00046176 |  | 0.00030111 |  | 0.00048159
| 0.0011322 |  |  |  | 3.0443e-05 |  | 0.00037577 |  | 0.00042012 |  | 0.0002499 |  | 0.00045155
| 0.0011538 |  |  |  | 3.0443e-05 |  | 0.00036218 |  | 0.00048747 |  | 0.00028023 |  | 0.0004813
| 0.0011916 |  |  |  | 7.0708e-05 |  | 0.00037603 |  | 0.00050994 |  | 0.00023507 |  | 0.00048551
| 0.001174 |  |  |  | 7.0709e-05 |  | 0.00037464 |  | 0.0004251 |  | 0.00017008 |  | 0.0004741
| 0.0010941 |  |  |  | 5.6961e-05 |  | 0.00033644 |  | 0.00039442 |  | 0.00021142 |  | 0.00047209
| 0.0010932 |  |  |  | 5.6962e-05 |  | 0.00039098 |  | 0.00049668 |  | 0.00023675 |  | 0.00045731
| 0.0011557 |  |  |  | 7.7588e-05 |  | 0.0004266 |  | 0.00045428 |  | 0.00032107 |  | 0.00045105
| 0.0011349 |  |  |  | 7.759e-05 |  | 0.000394 |  | 0.00038953 |  | 0.00031666 |  | 0.0004538
| 0.0011447 |  |  |  | 6.3841e-05 |  | 0.00033628 |  | 0.00041182 |  | 0.00031229 |  | 0.0004583
| 0.0011398 |  |  |  | 6.3842e-05 |  | 0.00033248 |  | 0.00041212 |  | 0.0002875 |  | 0.00047182
| 0.001138 |  |  |  | 4.7145e-05 |  | 0.00025588 |  | 0.00034052 |  | 0.00021642 |  | 0.00047937
| 0.0011357 |  |  |  | 4.7146e-05 |  | 0.00023636 |  | 0.00036171 |  | 0.00020764 |  | 0.0004562
| 0.0011129 |  |  |  | 0.00010706 |  | 0.00032865 |  | 0.0004414 |  | 0.00021755 |  | 0.00045309
| 0.0010923 |  |  |  | 0.00010707 |  | 0.00039781 |  | 0.00040267 |  | 0.00030411 |  | 0.00047094
| 0.0011032 |  |  |  | 2.9468e-05 |  | 0.00033166 |  | 0.00043029 |  | 0.00024183 |  | 0.00046677
| 0.0011191 |  |  |  | 2.9469e-05 |  | 0.00030455 |  | 0.0004348 |  | 0.0001713 |  | 0.00045074
| 0.0010906 |  |  |  | 8.5461e-05 |  | 0.00030359 |  | 0.000458 |  | 0.00025896 |  | 0.00044576
| 0.0010723 |  |  |  | 8.5462e-05 |  | 0.00030815 |  | 0.00051658 |  | 0.00033562 |  | 0.00043702
| 0.0010627 |  |  |  | 0 |  | 0.00037467 |  | 0.0004805 |  | 0.00033231 |  | 0.00042889
| 0.0010476 |  |  |  | 0 |  | 0.0003172 |  | 0.00041535 |  | 0.00030255 |  | 0.00043571
| 0.0010511 |  |  |  | 8.7432e-05 |  | 0.00023985 |  | 0.00043176 |  | 0.00028766 |  | 0.0004191
| 0.0010538 |  |  |  | 8.7434e-05 |  | 0.00026238 |  | 0.00044849 |  | 0.00028605 |  | 0.00042157
| 0.0010518 |  |  |  | 6.6805e-05 |  | 0.00028129 |  | 0.00042572 |  | 0.0002767 |  | 0.00041868
| 0.0010776 |  |  |  | 6.6806e-05 |  | 0.00039835 |  | 0.00042184 |  | 0.00022046 |  | 0.0004295
| 0.0010824 |  |  |  | 3.4386e-05 |  | 0.00031948 |  | 0.00045633 |  | 0.00018683 |  | 0.00044503
| 0.0010398 |  |  |  | 3.4387e-05 |  | 0.00020826 |  | 0.00039011 |  | 0.00017141 |  | 0.00043614
| 0.0010186 |  |  |  | 8.7442e-05 |  | 0.00026155 |  | 0.00031326 |  | 0.00013281 |  | 0.00042834
| 0.0010202 |  |  |  | 8.7444e-05 |  | 0.00026129 |  | 0.0003424 |  | 0.00015378 |  | 0.00041213
| 0.0010099 |  |  |  | 1.2773e-05 |  | 0.00032294 |  | 0.00027666 |  | 0.00019736 |  | 0.00041548
| 0.0010339 |  |  |  | 1.2773e-05 |  | 0.00030972 |  | 0.00033163 |  | 0.00023046 |  | 0.00042669
| 0.001026 |  |  |  | 8.8432e-05 |  | 0.00033577 |  | 0.00042135 |  | 0.0003204 |  | 0.00044374
| 0.0010027 |  |  |  | 8.8434e-05 |  | 0.00031559 |  | 0.00040809 |  | 0.00029281 |  | 0.00044463
| 0.0010081 |  |  |  | 8.4505e-05 |  | 0.00028343 |  | 0.00037314 |  | 0.00024707 |  | 0.00043105
| 0.0010608 |  |  |  | 8.4507e-05 |  | 0.00035221 |  | 0.0004085 |  | 0.00024817 |  | 0.0004268
| 0.0011086 |  |  |  | 6.9769e-05 |  | 0.00033598 |  | 0.00044105 |  | 0.00026862 |  | 0.00042923
| 0.0010984 |  |  |  | 6.977e-05 |  | 0.00029798 |  | 0.0004428 |  | 0.00020903 |  | 0.00042884
| 0.0010495 |  |  |  | 0.00010515 |  | 0.00031565 |  | 0.00044072 |  | 0.00014834 |  | 0.00042743
| 0.00098553 |  |  |  | 0.00010515 |  | 0.00029129 |  | 0.00042539 |  | 0.00013897 |  | 0.00044173
| 0.0010232 |  |  |  | 6.9774e-05 |  | 0.00025274 |  | 0.00044011 |  | 0.0001307 |  | 0.00042861
| 0.0010452 |  |  |  | 6.9776e-05 |  | 0.00029244 |  | 0.00040029 |  | 0.00017929 |  | 0.00041067
| 0.0010211 |  |  |  | 5.9949e-05 |  | 0.00030351 |  | 0.00040514 |  | 0.00020798 |  | 0.00043882
| 0.00092698 |  |  |  | 5.995e-05 |  | 0.00031906 |  | 0.00033405 |  | 0.00016826 |  | 0.00044906
| 0.00092416 |  |  |  | 5.5038e-05 |  | 0.00028801 |  | 0.00034744 |  | 0.00011307 |  | 0.00043807
| 0.0010333 |  |  |  | 5.5039e-05 |  | 0.00031904 |  | 0.00043706 |  | 0.0002174 |  | 0.00043711
| 0.0010363 |  |  |  | 0.00010123 |  | 0.00043811 |  | 0.00044257 |  | 0.00033226 |  | 0.0004535
| 0.0010356 |  |  |  | 0.00010124 |  | 0.00032969 |  | 0.00042168 |  | 0.00031294 |  | 0.00044559
| 0.0010218 |  |  |  | 8.2563e-05 |  | 0.00022421 |  | 0.00037715 |  | 0.00018047 |  | 0.0004133
| 0.00099597 |  |  |  | 8.2565e-05 |  | 0.00022837 |  | 0.00035667 |  | 0.00020807 |  | 0.00039938
| 0.00097241 |  |  |  | 4.2266e-05 |  | 0.00021207 |  | 0.00036864 |  | 0.00027764 |  | 0.00040366
| 0.0010051 |  |  |  | 4.2267e-05 |  | 0.00022614 |  | 0.00044163 |  | 0.00026111 |  | 0.00042068
| 0.0010199 |  |  |  | 3.1455e-05 |  | 0.00031918 |  | 0.00046484 |  | 0.00026001 |  | 0.00043852
| 0.0010069 |  |  |  | 3.1456e-05 |  | 0.00032725 |  | 0.00045663 |  | 0.00016228 |  | 0.0004231
| 0.0010071 |  |  |  | 2.4575e-05 |  | 0.00032346 |  | 0.00044238 |  | 0.00017775 |  | 0.00040273
| 0.00097093 |  |  |  | 2.4576e-05 |  | 0.00033637 |  | 0.00036912 |  | 0.0002866 |  | 0.00041062
| 0.00098836 |  |  |  | 5.1118e-05 |  | 0.00026074 |  | 0.00040281 |  | 0.00029985 |  | 0.00042425
| 0.00093733 |  |  |  | 5.1119e-05 |  | 0.00023119 |  | 0.00044443 |  | 0.00023135 |  | 0.00042532
| 0.0009236 |  |  |  | 7.4715e-05 |  | 0.00023347 |  | 0.00041517 |  | 0.00020874 |  | 0.00040453
| 0.00094233 |  |  |  | 7.4717e-05 |  | 0.00028908 |  | 0.00042533 |  | 0.00029658 |  | 0.00040219
| 0.00093293 |  |  |  | 5.4072e-05 |  | 0.00026387 |  | 0.00041484 |  | 0.00031651 |  | 0.00041211
| 0.00099288 |  |  |  | 5.4073e-05 |  | 0.00019517 |  | 0.00037133 |  | 0.00025849 |  | 0.00041946
| 0.00096593 |  |  |  | 8.6519e-05 |  | 0.0002222 |  | 0.00038042 |  | 0.0002425 |  | 0.00042175
| 0.00095203 |  |  |  | 8.6521e-05 |  | 0.00032192 |  | 0.00045973 |  | 0.00023255 |  | 0.00042239
| 0.0010115 |  |  |  | 9.8322e-05 |  | 0.00032116 |  | 0.00050849 |  | 0.00021542 |  | 0.00045104
| 0.00096753 |  |  |  | 9.8324e-05 |  | 0.00022781 |  | 0.00043177 |  | 0.00025635 |  | 0.00044328
| 0.00093066 |  |  |  | 8.5543e-05 |  | 0.00024338 |  | 0.00039671 |  | 0.00024585 |  | 0.00041909
| 0.00099369 |  |  |  | 8.5545e-05 |  | 0.00031635 |  | 0.00039327 |  | 0.00022433 |  | 0.00042934
| 0.0010159 |  |  |  | 5.6048e-05 |  | 0.00030778 |  | 0.0003886 |  | 0.00024146 |  | 0.00044221
| 0.0009972 |  |  |  | 5.6049e-05 |  | 0.00034524 |  | 0.00041651 |  | 0.00022433 |  | 0.00043093
| 0.00094334 |  |  |  | 7.6701e-05 |  | 0.00039838 |  | 0.00040615 |  | 0.00023652 |  | 0.00043175
| 0.0008331 |  |  |  | 7.6702e-05 |  | 0.00030263 |  | 0.00039217 |  | 0.00023928 |  | 0.00043298
| 0.00089725 |  |  |  | 5.5069e-05 |  | 0.00029253 |  | 0.00040046 |  | 0.00022273 |  | 0.00043264
| 0.00099416 |  |  |  | 5.5071e-05 |  | 0.00028543 |  | 0.00039177 |  | 0.00027249 |  | 0.00040415
| 0.00096568 |  |  |  | 7.3757e-05 |  | 0.00024475 |  | 0.00039779 |  | 0.00031069 |  | 0.00038393
| 0.00095853 |  |  |  | 7.3758e-05 |  | 0.00032511 |  | 0.00032973 |  | 0.00027364 |  | 0.00039373
| 0.00094986 |  |  |  | 3.5405e-05 |  | 0.00032744 |  | 0.00030541 |  | 0.0002399 |  | 0.00039934
| 0.00098172 |  |  |  | 3.5406e-05 |  | 0.0002306 |  | 0.00040493 |  | 0.0003074 |  | 0.00040319
| 0.00096084 |  |  |  | 0.0001072 |  | 0.00022224 |  | 0.00041248 |  | 0.00032843 |  | 0.00039638
| 0.00090822 |  |  |  | 0.0001072 |  | 0.00026536 |  | 0.00033906 |  | 0.00029584 |  | 0.00039107
| 0.00090769 |  |  |  | 6.098e-05 |  | 0.0003045 |  | 0.00029815 |  | 0.00023609 |  | 0.00039965
| 0.0009314 |  |  |  | 6.0981e-05 |  | 0.00020957 |  | 0.00037789 |  | 0.00020401 |  | 0.0004138
| 0.00086096 |  |  |  | 5.9015e-05 |  | 0.00017937 |  | 0.00045045 |  | 0.00031026 |  | 0.00041533
| 0.0008504 |  |  |  | 5.9017e-05 |  | 0.00027972 |  | 0.00041119 |  | 0.00031031 |  | 0.0004051
| 0.00095102 |  |  |  | 6.6887e-05 |  | 0.00032608 |  | 0.00041945 |  | 0.0002909 |  | 0.00042042
| 0.00095297 |  |  |  | 6.6888e-05 |  | 0.00036551 |  | 0.00042809 |  | 0.00026109 |  | 0.00041097
| 0.00089446 |  |  |  | 6.8857e-05 |  | 0.00037842 |  | 0.00042777 |  | 0.00024557 |  | 0.00040297
| 0.00084683 |  |  |  | 6.8859e-05 |  | 0.00034513 |  | 0.00037456 |  | 0.0002943 |  | 0.00040765
| 0.00087824 |  |  |  | 0.00010231 |  | 0.00030796 |  | 0.00033181 |  | 0.0002888 |  | 0.00039751
| 0.00091519 |  |  |  | 0.00010231 |  | 0.00021872 |  | 0.00037243 |  | 0.00025501 |  | 0.00039751
| 0.00092623 |  |  |  | 7.7718e-05 |  | 0.00021527 |  | 0.00040071 |  | 0.000187 |  | 0.00040595
| 0.00089413 |  |  |  | 7.7719e-05 |  | 0.00024921 |  | 0.00035813 |  | 0.00023013 |  | 0.00040002
| 0.00087544 |  |  |  | 4.8207e-05 |  | 0.00027248 |  | 0.00030696 |  | 0.00026061 |  | 0.0003748
| 0.00087222 |  |  |  | 4.8208e-05 |  | 0.00031859 |  | 0.00035815 |  | 0.00021636 |  | 0.00038563
| 0.00082731 |  |  |  | 9.9369e-05 |  | 0.00025536 |  | 0.00040754 |  | 0.00021913 |  | 0.00040212
| 0.00087389 |  |  |  | 9.9371e-05 |  | 0.00020043 |  | 0.00045855 |  | 0.00026065 |  | 0.00038919
| 0.00090032 |  |  |  | 6.9857e-05 |  | 0.00028363 |  | 0.00045686 |  | 0.0002319 |  | 0.00037612
| 0.00086726 |  |  |  | 6.9858e-05 |  | 0.00028573 |  | 0.00042346 |  | 0.00024574 |  | 0.00037078
| 0.00086823 |  |  |  | 5.5101e-05 |  | 0.00030774 |  | 0.00039776 |  | 0.00023968 |  | 0.00038717
| 0.00086324 |  |  |  | 5.5102e-05 |  | 0.00030436 |  | 0.00037734 |  | 0.00022361 |  | 0.00037504
| 0.00086323 |  |  |  | 9.0526e-05 |  | 0.00022511 |  | 0.00037685 |  | 0.00025685 |  | 0.00036556
| 0.00088919 |  |  |  | 9.0528e-05 |  | 0.00022381 |  | 0.00041535 |  | 0.00019873 |  | 0.00038229
| 0.00087459 |  |  |  | 8.7578e-05 |  | 0.00030514 |  | 0.0004071 |  | 0.00024691 |  | 0.00039103
| 0.0008572 |  |  |  | 8.758e-05 |  | 0.0003024 |  | 0.00038143 |  | 0.00023808 |  | 0.00038536
| 0.00088442 |  |  |  | 1.5745e-05 |  | 0.00025066 |  | 0.00042333 |  | 0.00018711 |  | 0.00039455
| 0.00089354 |  |  |  | 1.5746e-05 |  | 0.00024783 |  | 0.000409 |  | 0.00025136 |  | 0.00040168
| 0.00088724 |  |  |  | 6.1999e-05 |  | 0.00025504 |  | 0.00038532 |  | 0.00034336 |  | 0.00039812
| 0.0008749 |  |  |  | 6.2001e-05 |  | 0.00030101 |  | 0.00036691 |  | 0.00030463 |  | 0.00038853
| 0.00084916 |  |  |  | 6.1018e-05 |  | 0.00028422 |  | 0.00032859 |  | 0.00020487 |  | 0.00037294
| 0.00083996 |  |  |  | 6.1019e-05 |  | 0.00017312 |  | 0.00031547 |  | 0.00023375 |  | 0.00037988
| 0.00083272 |  |  |  | 7.1846e-05 |  | 0.0001688 |  | 0.0003336 |  | 0.00029853 |  | 0.0003816
| 0.00084389 |  |  |  | 7.1848e-05 |  | 0.00024615 |  | 0.0003662 |  | 0.00025424 |  | 0.00037843
| 0.00086128 |  |  |  | 4.5275e-05 |  | 0.00022823 |  | 0.00036887 |  | 0.00024154 |  | 0.0003857
| 0.00086963 |  |  |  | 4.5276e-05 |  | 0.00025419 |  | 0.00037736 |  | 0.00033958 |  | 0.00037468
| 0.00087947 |  |  |  | 8.0712e-05 |  | 0.00026455 |  | 0.00036407 |  | 0.00035629 |  | 0.00036315
| 0.00084623 |  |  |  | 8.0714e-05 |  | 0.00021803 |  | 0.00033617 |  | 0.00033686 |  | 0.00037725
| 0.0008377 |  |  |  | 0 |  | 0.00021696 |  | 0.00035378 |  | 0.00028426 |  | 0.00038015
| 0.0008399 |  |  |  | 0 |  | 0.00025094 |  | 0.00036175 |  | 0.00022941 |  | 0.00037488
| 0.00084764 |  |  |  | 7.875e-05 |  | 0.00029301 |  | 0.00038897 |  | 0.00024549 |  | 0.0003892
| 0.00085565 |  |  |  | 7.8752e-05 |  | 0.00029831 |  | 0.00039347 |  | 0.00026489 |  | 0.00037548
| 0.00084489 |  |  |  | 1.9688e-05 |  | 0.00027422 |  | 0.0003948 |  | 0.00021668 |  | 0.00036588
| 0.00078807 |  |  |  | 1.9689e-05 |  | 0.00026343 |  | 0.00036632 |  | 0.00017177 |  | 0.00036422
| 0.00076893 |  |  |  | 3.8394e-05 |  | 0.00026461 |  | 0.00034863 |  | 0.0002056 |  | 0.00037219
| 0.0008335 |  |  |  | 3.8395e-05 |  | 0.00034014 |  | 0.00036986 |  | 0.0002938 |  | 0.00038746
| 0.00084864 |  |  |  | 6.2025e-05 |  | 0.0003483 |  | 0.00036426 |  | 0.00029661 |  | 0.00037763
| 0.00082486 |  |  |  | 6.2026e-05 |  | 0.00025335 |  | 0.0003455 |  | 0.00029601 |  | 0.00038688
| 0.00080681 |  |  |  | 1.3784e-05 |  | 0.00023715 |  | 0.00037432 |  | 0.00033658 |  | 0.00038628
| 0.00078967 |  |  |  | 1.3784e-05 |  | 0.00020617 |  | 0.00039884 |  | 0.00031491 |  | 0.00036761
| 0.0008065 |  |  |  | 6.6953e-05 |  | 0.00019595 |  | 0.00036789 |  | 0.00029886 |  | 0.00038184
| 0.00082813 |  |  |  | 6.6955e-05 |  | 0.00026322 |  | 0.00035457 |  | 0.00030167 |  | 0.0003813
| 0.00078823 |  |  |  | 8.1726e-05 |  | 0.00026346 |  | 0.00039821 |  | 0.000386 |  | 0.00036799
| 0.00078267 |  |  |  | 8.1728e-05 |  | 0.00019569 |  | 0.0003752 |  | 0.00039154 |  | 0.00037068
| 0.00079453 |  |  |  | 8.8623e-05 |  | 0.0001356 |  | 0.00033526 |  | 0.00031281 |  | 0.00037383
| 0.00079377 |  |  |  | 8.8625e-05 |  | 0.00025317 |  | 0.00033882 |  | 0.00024014 |  | 0.00037085
| 0.00080536 |  |  |  | 7.0902e-05 |  | 0.00025791 |  | 0.00034961 |  | 0.00032224 |  | 0.00036328
| 0.00080163 |  |  |  | 7.0904e-05 |  | 0.00018936 |  | 0.00035242 |  | 0.00040441 |  | 0.00035633
| 0.00081457 |  |  |  | 8.1738e-05 |  | 0.00022592 |  | 0.00035359 |  | 0.00029454 |  | 0.00036583
| 0.00081613 |  |  |  | 8.174e-05 |  | 0.00031479 |  | 0.00035135 |  | 0.00028626 |  | 0.00037446
| 0.00079572 |  |  |  | 8.8636e-05 |  | 0.00026757 |  | 0.00032669 |  | 0.00036118 |  | 0.00035991
| 0.00078574 |  |  |  | 8.8638e-05 |  | 0.00019519 |  | 0.00031689 |  | 0.00033126 |  | 0.00034445
| 0.00078665 |  |  |  | 6.8942e-05 |  | 0.00024385 |  | 0.00034494 |  | 0.00023856 |  | 0.00034285
| 0.000764 |  |  |  | 6.8944e-05 |  | 0.00025567 |  | 0.00034717 |  | 0.00024412 |  | 0.0003479
| 0.00077552 |  |  |  | 4.7277e-05 |  | 0.00023915 |  | 0.00033844 |  | 0.00030748 |  | 0.00034534
| 0.00078081 |  |  |  | 4.7278e-05 |  | 0.00020803 |  | 0.00039484 |  | 0.00026632 |  | 0.00034741
| 0.00074779 |  |  |  | 4.9249e-05 |  | 0.00022539 |  | 0.00034902 |  | 0.00029027 |  | 0.00033867
| 0.00076648 |  |  |  | 4.925e-05 |  | 0.00024345 |  | 0.0003204 |  | 0.0003691 |  | 0.00033105
| 0.00076107 |  |  |  | 0.00010737 |  | 0.00029853 |  | 0.00033198 |  | 0.00027306 |  | 0.00036167
| 0.00075604 |  |  |  | 0.00010737 |  | 0.00026849 |  | 0.00031739 |  | 0.00021594 |  | 0.00037119
| 0.00077989 |  |  |  | 5.8119e-05 |  | 0.00025491 |  | 0.00032592 |  | 0.00027694 |  | 0.00034651
| 0.00077451 |  |  |  | 5.8121e-05 |  | 0.00026714 |  | 0.00034955 |  | 0.00025869 |  | 0.00034722
| 0.00075807 |  |  |  | 8.6691e-05 |  | 0.00026059 |  | 0.00037295 |  | 0.0002548 |  | 0.00035228
| 0.00070136 |  |  |  | 8.6693e-05 |  | 0.00020381 |  | 0.00039737 |  | 0.00027201 |  | 0.00034477
| 0.00069318 |  |  |  | 8.8667e-06 |  | 0.00018012 |  | 0.00038526 |  | 0.00027098 |  | 0.00033744
| 0.00074131 |  |  |  | 8.8669e-06 |  | 0.00020696 |  | 0.00033017 |  | 0.00028431 |  | 0.00032811
| 0.00073801 |  |  |  | 8.0788e-05 |  | 0.00017469 |  | 0.00032664 |  | 0.00025425 |  | 0.00032604
| 0.00072064 |  |  |  | 8.079e-05 |  | 0.00020631 |  | 0.00031143 |  | 0.0002316 |  | 0.0003225
| 0.00072998 |  |  |  | 8.1777e-05 |  | 0.0001637 |  | 0.00031944 |  | 0.00027098 |  | 0.00032388
| 0.00074591 |  |  |  | 8.1779e-05 |  | 0.00012857 |  | 0.00038592 |  | 0.00027376 |  | 0.00034033
| 0.0007299 |  |  |  | 2.0692e-05 |  | 0.00022976 |  | 0.00035313 |  | 0.00030328 |  | 0.00034469
| 0.00074651 |  |  |  | 2.0692e-05 |  | 0.00026649 |  | 0.00030288 |  | 0.00035439 |  | 0.00034439
| 0.00068984 |  |  |  | 8.6712e-05 |  | 0.00022556 |  | 0.00036267 |  | 0.00024271 |  | 0.00033056
| 0.00066799 |  |  |  | 8.6714e-05 |  | 0.00023606 |  | 0.00037138 |  | 0.00015382 |  | 0.00032829
| 0.00069093 |  |  |  | 7.8833e-05 |  | 0.00021826 |  | 0.00032511 |  | 0.00025057 |  | 0.00032854
| 0.00071629 |  |  |  | 7.8835e-05 |  | 0.00022494 |  | 0.00037607 |  | 0.00033115 |  | 0.00034658
| 0.00076875 |  |  |  | 6.307e-05 |  | 0.00022824 |  | 0.0003728 |  | 0.00026549 |  | 0.0003504
| 0.00073536 |  |  |  | 6.3071e-05 |  | 0.00021237 |  | 0.00034402 |  | 0.00022227 |  | 0.00034551
| 0.00068439 |  |  |  | 6.4058e-05 |  | 0.00017464 |  | 0.00033967 |  | 0.00020221 |  | 0.00034278
| 0.00066738 |  |  |  | 6.406e-05 |  | 0.00014432 |  | 0.00025149 |  | 0.00012774 |  | 0.00032542
| 0.00069427 |  |  |  | 7.6874e-05 |  | 0.00018482 |  | 0.00026374 |  | 0.00015334 |  | 0.00033278
| 0.00072153 |  |  |  | 7.6876e-05 |  | 0.00020421 |  | 0.00035922 |  | 0.0002851 |  | 0.00034788
| 0.00072991 |  |  |  | 6.505e-05 |  | 0.00020677 |  | 0.00038898 |  | 0.00038294 |  | 0.00035489
| 0.0007309 |  |  |  | 6.5052e-05 |  | 0.00021137 |  | 0.00037424 |  | 0.00036748 |  | 0.00034076
| 0.00071183 |  |  |  | 5.9139e-05 |  | 0.00025313 |  | 0.00030655 |  | 0.0003318 |  | 0.00032031
| 0.00070764 |  |  |  | 5.9141e-05 |  | 0.00030699 |  | 0.00031062 |  | 0.00028407 |  | 0.00031465
| 0.00072906 |  |  |  | 7.3928e-05 |  | 0.00027124 |  | 0.00033365 |  | 0.00029631 |  | 0.00032609
| 0.00071884 |  |  |  | 7.393e-05 |  | 0.00019391 |  | 0.000331 |  | 0.00033524 |  | 0.00033793
| 0.00068545 |  |  |  | 2.3658e-05 |  | 0.00019899 |  | 0.00031099 |  | 0.00022408 |  | 0.0003316
| 0.0006964 |  |  |  | 2.3659e-05 |  | 0.000186 |  | 0.00033289 |  | 0.000214 |  | 0.00034424
| 0.0007516 |  |  |  | 9.7595e-05 |  | 0.00019144 |  | 0.00041089 |  | 0.00029415 |  | 0.00036189
| 0.00073657 |  |  |  | 9.7598e-05 |  | 0.00022895 |  | 0.00034516 |  | 0.00031918 |  | 0.00035131
| 0.00068161 |  |  |  | 0.00010549 |  | 0.00018804 |  | 0.00024751 |  | 0.00031473 |  | 0.00032958
| 0.00069078 |  |  |  | 0.00010549 |  | 0.00022152 |  | 0.0002673 |  | 0.00030472 |  | 0.00034319
| 0.0007012 |  |  |  | 8.8732e-05 |  | 0.00024783 |  | 0.00025737 |  | 0.00028645 |  | 0.00034466
| 0.0006971 |  |  |  | 8.8734e-05 |  | 0.00018589 |  | 0.00022587 |  | 0.00028811 |  | 0.00034449
| 0.00070537 |  |  |  | 6.8031e-05 |  | 0.00018993 |  | 0.00020861 |  | 0.00031649 |  | 0.00033498
| 0.00064209 |  |  |  | 6.8033e-05 |  | 6.0994e-05 |  | 0.00011651 |  | 0.00014345 |  | 0.00019274
| 0.00066663 |  |  |  | 3.451e-05 |  | 0.00020283 |  | 0.00026449 |  | 0.00020638 |  | 0.00032447
| 0.00070549 |  |  |  | 3.4511e-05 |  | 0.00021152 |  | 0.00028096 |  | 0.00029702 |  | 0.00030019
| 0.00069906 |  |  |  | 0.00012129 |  | 0.0002287 |  | 0.00037828 |  | 0.00025257 |  | 0.00030705
| 0.00069238 |  |  |  | 0.00012129 |  | 0.00025902 |  | 0.00033863 |  | 0.00024868 |  | 0.00032512
| 0.00064142 |  |  |  | 2.2681e-05 |  | 0.00013555 |  | 0.00026696 |  | 0.00028151 |  | 0.00030404
| 0.00065504 |  |  |  | 2.2681e-05 |  | 8.8137e-05 |  | 0.00028214 |  | 0.00024429 |  | 0.00028099
| 0.00069514 |  |  |  | 4.2405e-05 |  | 0.00015878 |  | 0.00040045 |  | 0.00024311 |  | 0.00029663
| 0.00067471 |  |  |  | 4.2406e-05 |  | 0.00021477 |  | 0.00045348 |  | 0.00022592 |  | 0.00031684
| 0.00063757 |  |  |  | 2.5641e-05 |  | 0.00022444 |  | 0.00030638 |  | 0.00017081 |  | 0.00032454
| 0.00063072 |  |  |  | 2.5642e-05 |  | 0.00020148 |  | 0.00025213 |  | 0.00018695 |  | 0.00030567
| 0.00069206 |  |  |  | 9.3695e-05 |  | 0.00015021 |  | 0.00038866 |  | 0.00018699 |  | 0.00030336
| 0.00069411 |  |  |  | 9.3697e-05 |  | 0.00020447 |  | 0.00041819 |  | 0.00023712 |  | 0.00032388
| 0.0006601 |  |  |  | 8.2851e-05 |  | 0.00028035 |  | 0.0003661 |  | 0.00030775 |  | 0.00030617
| 0.00063823 |  |  |  | 8.2853e-05 |  | 0.00018823 |  | 0.00030776 |  | 0.00022876 |  | 0.000286
| 0.00063543 |  |  |  | 9.0746e-05 |  | 0.000134 |  | 0.0002216 |  | 0.00022493 |  | 0.00030465
| 0.00065185 |  |  |  | 9.0748e-05 |  | 0.00017729 |  | 0.00020988 |  | 0.00032232 |  | 0.00030276
| 0.00065602 |  |  |  | 0.00010357 |  | 0.00017231 |  | 0.00027541 |  | 0.00029399 |  | 0.00029235
| 0.00066902 |  |  |  | 0.00010358 |  | 0.00012692 |  | 0.00032281 |  | 0.0002032 |  | 0.00029788
| 0.00064729 |  |  |  | 4.0445e-05 |  | 9.5098e-05 |  | 0.00029801 |  | 0.00019151 |  | 0.00029224
| 0.0006547 |  |  |  | 4.0446e-05 |  | 1.4499e-05 |  | 0.00026343 |  | 0.00025278 |  | 0.00028848
| 0.00068616 |  |  |  | 7.3989e-05 |  | 2.4084e-05 |  | 0.00028768 |  | 0.00027514 |  | 0.0002978
| 0.00066559 |  |  |  | 7.3991e-05 |  | 0.00014975 |  | 0.0003467 |  | 0.00030736 |  | 0.00029567
| 0.00063741 |  |  |  | 8.2872e-05 |  | 0.00023544 |  | 0.00030483 |  | 0.00031858 |  | 0.00028692
| 0.00060749 |  |  |  | 8.2874e-05 |  | 0.00025359 |  | 0.00026913 |  | 0.00027402 |  | 0.00028537
| 0.0005994 |  |  |  | 5.8211e-05 |  | 0.00023354 |  | 0.0002586 |  | 0.00027354 |  | 0.00029369
| 0.0006198 |  |  |  | 5.8212e-05 |  | 0.00020479 |  | 0.00026209 |  | 0.00027625 |  | 0.00030219
| 0.00062432 |  |  |  | 3.848e-05 |  | 0.00019855 |  | 0.00027847 |  | 0.00022337 |  | 0.00028724
| 0.00063806 |  |  |  | 3.8481e-05 |  | 0.00022299 |  | 0.00029028 |  | 0.00021223 |  | 0.00030357
| 0.00064924 |  |  |  | 6.7098e-05 |  | 0.00021899 |  | 0.0002963 |  | 0.0002401 |  | 0.00032811
| 0.00062502 |  |  |  | 6.7099e-05 |  | 6.7208e-05 |  | 0.00027423 |  | 0.00015817 |  | 0.00029869
| 0.00064351 |  |  |  | 9.4731e-05 |  | 0.00010855 |  | 0.00034291 |  | 0.00014763 |  | 0.00029035
| 0.00063351 |  |  |  | 9.4734e-05 |  | 0.0001561 |  | 0.00028666 |  | 0.00022116 |  | 0.00030349
| 0.00062507 |  |  |  | 0.00013717 |  | 2.9579e-05 |  | 0.0002357 |  | 0.00017104 |  | 0.00028058
| 0.00064919 |  |  |  | 0.00013717 |  | 0.00012067 |  | 0.00031121 |  | 0.0001872 |  | 0.00029045
| 0.00060909 |  |  |  | 9.7702e-05 |  | 0.00011539 |  | 0.0002609 |  | 0.00022628 |  | 0.00028918
| 0.00060689 |  |  |  | 9.7705e-05 |  | -3.8106e-06 |  | 0.00024742 |  | 0.00017383 |  | 0.00028172
| 0.0006214 |  |  |  | 5.8229e-05 |  | 0.00010095 |  | 0.00028503 |  | 0.00010808 |  | 0.00028364
| 0.00061439 |  |  |  | 5.8231e-05 |  | 0.0001995 |  | 0.00028441 |  | 0.00017443 |  | 0.00028894
| 0.00063714 |  |  |  | 0.0001293 |  | 0.00026093 |  | 0.0002769 |  | 0.00026086 |  | 0.00029196
| 0.00060124 |  |  |  | 0.0001293 |  | 0.00029454 |  | 0.00027785 |  | 0.0002458 |  | 0.00025448
| 0.00059874 |  |  |  | 6.4158e-05 |  | 0.00023634 |  | 0.00029512 |  | 0.00034124 |  | 0.00026157
| 0.00059925 |  |  |  | 6.416e-05 |  | 0.00015671 |  | 0.00027413 |  | 0.00034115 |  | 0.00028144
| 0.00057302 |  |  |  | 3.751e-05 |  | 0.00011839 |  | 0.00026662 |  | 0.00027599 |  | 0.0002895
| 0.00053898 |  |  |  | 3.7511e-05 |  | 7.1282e-05 |  | 0.00027694 |  | 0.00028547 |  | 0.00030872
| 0.00054964 |  |  |  | 5.5281e-05 |  | 5.5984e-05 |  | 0.00026592 |  | 0.00026881 |  | 0.00030819
| 0.00059845 |  |  |  | 5.5282e-05 |  | 0.00013892 |  | 0.00029944 |  | 0.00024253 |  | 0.00028995
| 0.00058564 |  |  |  | 0.00011353 |  | 0.00014764 |  | 0.0002765 |  | 0.00015724 |  | 0.00026146
| 0.00058947 |  |  |  | 0.00011353 |  | 0.00010724 |  | 0.00027676 |  | 0.00013993 |  | 0.00026595
| 0.00057929 |  |  |  | 0.00011255 |  | 0.00014878 |  | 0.00033726 |  | 0.0001617 |  | 0.00027942
| 0.0005871 |  |  |  | 0.00011255 |  | 0.00010956 |  | 0.00032643 |  | 0.00019075 |  | 0.00027509
| 0.00057518 |  |  |  | 1.086e-05 |  | 4.1126e-05 |  | 0.00029114 |  | 0.00017173 |  | 0.00026685
| 0.00055266 |  |  |  | 1.0861e-05 |  | 0.00016243 |  | 0.00028502 |  | 0.00019689 |  | 0.00025688
| 0.0005832 |  |  |  | 5.2331e-05 |  | 0.00021662 |  | 0.00031227 |  | 0.00035872 |  | 0.00025356
| 0.00058209 |  |  |  | 5.2332e-05 |  | 0.00013285 |  | 0.0003244 |  | 0.00029958 |  | 0.00025434
| 0.00055688 |  |  |  | 8.2944e-05 |  | 6.1181e-05 |  | 0.00031513 |  | 0.00020973 |  | 0.00026549
| 0.00055076 |  |  |  | 8.2946e-05 |  | 8.1945e-05 |  | 0.00033325 |  | 0.00019472 |  | 0.00026896
| 0.00055457 |  |  |  | 7.0111e-05 |  | 0.00013511 |  | 0.0003091 |  | 0.00023714 |  | 0.00026549
| 0.00055813 |  |  |  | 7.0113e-05 |  | 0.0001048 |  | 0.00026911 |  | 0.00027781 |  | 0.00025818
| 0.00055303 |  |  |  | 7.8016e-05 |  | 7.9908e-05 |  | 0.00027305 |  | 0.00020593 |  | 0.00024616
| 0.00055725 |  |  |  | 7.8018e-05 |  | 0.00011804 |  | 0.00025407 |  | 0.00024272 |  | 0.0002542
| 0.00055503 |  |  |  | 0.00010468 |  | 0.00011394 |  | 0.00031291 |  | 0.00023658 |  | 0.00025528
| 0.00055278 |  |  |  | 0.00010469 |  | 0.00014591 |  | 0.00038879 |  | 0.0002534 |  | 0.00025138
| 0.00056855 |  |  |  | 8.9876e-05 |  | 0.00021968 |  | 0.00034314 |  | 0.00029751 |  | 0.00026482
| 0.0005661 |  |  |  | 8.9879e-05 |  | 0.00013014 |  | 0.000271 |  | 0.00023386 |  | 0.0002586
| 0.00055495 |  |  |  | 0.00012248 |  | 6.8049e-05 |  | 0.00024016 |  | 0.00026575 |  | 0.00023445
| 0.00057871 |  |  |  | 0.00012248 |  | 0.00019117 |  | 0.00028248 |  | 0.0002774 |  | 0.00024273
| 0.00057126 |  |  |  | 0.00011754 |  | 0.00015622 |  | 0.00021919 |  | 0.00020934 |  | 0.00024333
| 0.00053502 |  |  |  | 0.00011755 |  | 3.7252e-05 |  | 0.00022703 |  | 0.00023504 |  | 0.00025072
| 0.00052897 |  |  |  | 0.00010767 |  | 7.315e-05 |  | 0.00028216 |  | 0.00021885 |  | 0.0002643
| 0.00053835 |  |  |  | 0.00010767 |  | 9.2659e-05 |  | 0.00027525 |  | 0.00016356 |  | 0.00026315
| 0.00053683 |  |  |  | 0.00010076 |  | 9.5337e-05 |  | 0.00028526 |  | 0.00021834 |  | 0.00026525
| 0.00054934 |  |  |  | 0.00010077 |  | 0.00018774 |  | 0.00027703 |  | 0.00031219 |  | 0.00027443
| 0.00051966 |  |  |  | 4.742e-05 |  | 0.0001922 |  | 0.00022313 |  | 0.00032449 |  | 0.00026904
| 0.00050081 |  |  |  | 4.7422e-05 |  | 0.00017926 |  | 0.00020637 |  | 0.0002742 |  | 0.00025658
| 0.00053146 |  |  |  | 0.00013338 |  | 0.00015371 |  | 0.00023922 |  | 0.00030492 |  | 0.00023892
| 0.00052292 |  |  |  | 0.00013338 |  | 0.00018544 |  | 0.00027429 |  | 0.00031674 |  | 0.00023752
| 0.00047529 |  |  |  | 0.00010374 |  | 0.00021314 |  | 0.00028674 |  | 0.00025695 |  | 0.00024226
| 0.00046943 |  |  |  | 0.00010375 |  | 0.00016552 |  | 0.00025153 |  | 0.0002904 |  | 0.0002455
| 0.00052046 |  |  |  | 2.9643e-05 |  | 0.00021084 |  | 0.00025776 |  | 0.00027938 |  | 0.00024317
| 0.00052498 |  |  |  | 2.9644e-05 |  | 0.00020814 |  | 0.00021832 |  | 0.00020498 |  | 0.00023571
| 0.00048292 |  |  |  | 5.8301e-05 |  | 8.8828e-05 |  | 0.00024109 |  | 0.00015977 |  | 0.00022615
| 0.00049064 |  |  |  | 5.8302e-05 |  | 6.4408e-05 |  | 0.00028498 |  | 0.00016922 |  | 0.00023708
| 0.00051747 |  |  |  | 8.4986e-05 |  | 9.1366e-05 |  | 0.00029449 |  | 0.00024026 |  | 0.00025897
| 0.00047374 |  |  |  | 8.4989e-05 |  | 9.9293e-05 |  | 0.00028617 |  | 0.00024641 |  | 0.00025897
| 0.00047483 |  |  |  | 0.0001008 |  | 0.00012954 |  | 0.00022508 |  | 0.00022914 |  | 0.00023516
| 0.00050157 |  |  |  | 0.00010081 |  | 0.00010039 |  | 0.00022493 |  | 0.00020561 |  | 0.00021956
| 0.0005079 |  |  |  | 4.6451e-05 |  | 0.00013813 |  | 0.00028342 |  | 0.00024982 |  | 0.00023784
| 0.0005014 |  |  |  | 4.6452e-05 |  | 0.00018209 |  | 0.00032849 |  | 0.0003253 |  | 0.00025277
| 0.00047045 |  |  |  | 5.8314e-05 |  | 0.00015122 |  | 0.00027778 |  | 0.00033313 |  | 0.00023752
| 0.00047772 |  |  |  | 5.8316e-05 |  | 0.00018402 |  | 0.00024498 |  | 0.00026715 |  | 0.00023543
| 0.00049979 |  |  |  | 7.0179e-05 |  | 0.00017835 |  | 0.00027194 |  | 0.00024933 |  | 0.00023802
| 0.00048601 |  |  |  | 7.0181e-05 |  | 9.5073e-05 |  | 0.00023504 |  | 0.00037293 |  | 0.00023498
| 0.00046784 |  |  |  | 0.00013641 |  | 0.00012398 |  | 0.00022281 |  | 0.00039363 |  | 0.00024547
| 0.00047265 |  |  |  | 0.00013642 |  | 0.00018879 |  | 0.0002342 |  | 0.00023479 |  | 0.00024729
| 0.00050628 |  |  |  | 0.00013247 |  | 0.00018917 |  | 0.00024019 |  | 0.00020571 |  | 0.00022999
| 0.00045753 |  |  |  | 0.00013247 |  | 0.00017966 |  | 0.00026342 |  | 0.000241 |  | 0.00022076
| 0.00044147 |  |  |  | 3.8556e-05 |  | 0.00013786 |  | 0.00027547 |  | 0.00021466 |  | 0.00023335
| 0.00050077 |  |  |  | 3.8557e-05 |  | 0.00011026 |  | 0.00027021 |  | 0.00027625 |  | 0.0002477
| 0.00050261 |  |  |  | 8.9969e-05 |  | 0.00015533 |  | 0.00029392 |  | 0.00026234 |  | 0.00024166
| 0.00047881 |  |  |  | 8.9971e-05 |  | 0.00023446 |  | 0.00030418 |  | 0.00021192 |  | 0.00023314
| 0.00046723 |  |  |  | 4.2515e-05 |  | 0.00016658 |  | 0.00029217 |  | 0.00023373 |  | 0.0002393
| 0.00047643 |  |  |  | 4.2517e-05 |  | 7.0758e-05 |  | 0.00029844 |  | 0.00020471 |  | 0.00023453
| 0.00044272 |  |  |  | 0.00011173 |  | 7.0468e-05 |  | 0.00025481 |  | 0.00017784 |  | 0.0002373
| 0.00044452 |  |  |  | 0.00011174 |  | 0.00013915 |  | 0.000222 |  | 0.00022485 |  | 0.00024059
| 0.00044899 |  |  |  | 0.00010482 |  | 0.000203 |  | 0.0002247 |  | 0.00027752 |  | 0.00024689
| 0.00044699 |  |  |  | 0.00010482 |  | 0.00019769 |  | 0.00023711 |  | 0.00024722 |  | 0.00024752
| 0.00044762 |  |  |  | 9.7901e-05 |  | 0.00020014 |  | 0.00022691 |  | 0.00021707 |  | 0.0002179
| 0.00044899 |  |  |  | 9.7904e-05 |  | 0.00013697 |  | 0.00023848 |  | 0.00027417 |  | 0.00022606
| 0.00043027 |  |  |  | 0.00010681 |  | 6.3695e-05 |  | 0.00025445 |  | 0.00026969 |  | 0.00022474
| 0.0004134 |  |  |  | 0.00010681 |  | 7.569e-05 |  | 0.00020947 |  | 0.00020868 |  | 0.00021238
| 0.00043162 |  |  |  | 5.8352e-05 |  | 7.2755e-05 |  | 0.00021933 |  | 0.00022105 |  | 0.00021782
| 0.00041528 |  |  |  | 5.8353e-05 |  | 0.00011004 |  | 0.00026023 |  | 0.00020476 |  | 0.00021489
| 0.00042461 |  |  |  | 0.00014539 |  | 0.00010542 |  | 0.00027437 |  | 0.00021098 |  | 0.00022458
| 0.00044884 |  |  |  | 0.0001454 |  | 8.897e-05 |  | 0.00027638 |  | 0.00023897 |  | 0.00022227
| 0.00043604 |  |  |  | 0.00010287 |  | 0.00013499 |  | 0.00026184 |  | 0.00021438 |  | 0.00019706
| 0.00041864 |  |  |  | 0.00010287 |  | 0.00010794 |  | 0.00026879 |  | 0.00026024 |  | 0.00020622
| 0.00043114 |  |  |  | 3.2643e-05 |  | 9.911e-05 |  | 0.00022599 |  | 0.00031239 |  | 0.00022292
| 0.00045866 |  |  |  | 3.2644e-05 |  | 0.00012376 |  | 0.00023893 |  | 0.00029672 |  | 0.00022256
| 0.00044435 |  |  |  | 8.0129e-05 |  | 0.00011108 |  | 0.0002634 |  | 0.00034431 |  | 0.00021646
| 0.00043271 |  |  |  | 8.0132e-05 |  | 0.00011138 |  | 0.00022244 |  | 0.00033255 |  | 0.00022314
| 0.00042955 |  |  |  | 6.6284e-05 |  | 0.00013222 |  | 0.00022577 |  | 0.00016179 |  | 0.00022437
| 0.00041258 |  |  |  | 6.6286e-05 |  | 0.00016946 |  | 0.00021576 |  | 0.00018023 |  | 0.0002239
| 0.00041108 |  |  |  | 6.5298e-05 |  | 0.00014941 |  | 0.00021736 |  | 0.00026823 |  | 0.00022447
| 0.00042118 |  |  |  | 6.53e-05 |  | 0.00013075 |  | 0.00024865 |  | 0.00027887 |  | 0.00021806
| 0.00043994 |  |  |  | 4.1556e-05 |  | 0.00012869 |  | 0.00026818 |  | 0.00022739 |  | 0.0002175
| 0.00044567 |  |  |  | 4.1558e-05 |  | 0.00012262 |  | 0.00026098 |  | 0.00025254 |  | 0.00021973
| 0.00044172 |  |  |  | 7.2233e-05 |  | 0.00017635 |  | 0.00026131 |  | 0.00029015 |  | 0.00022879
| 0.000383 |  |  |  | 7.2235e-05 |  | 0.0001738 |  | 0.00025761 |  | 0.00026886 |  | 0.00022281
| 0.00036391 |  |  |  | 8.0154e-05 |  | 9.1724e-05 |  | 0.00023116 |  | 0.00023692 |  | 0.0002148
| 0.00040294 |  |  |  | 8.0156e-05 |  | 9.8042e-05 |  | 0.00025549 |  | 0.00018817 |  | 0.00020938
| 0.00041457 |  |  |  | 9.5003e-05 |  | 0.00010221 |  | 0.00025269 |  | 0.00025435 |  | 0.00020268
| 0.00043145 |  |  |  | 9.5006e-05 |  | 4.4257e-05 |  | 0.00024197 |  | 0.00032152 |  | 0.00022176
| 0.0004355 |  |  |  | 5.2453e-05 |  | 6.6276e-05 |  | 0.00024839 |  | 0.0002594 |  | 0.00022873
| 0.00042444 |  |  |  | 5.2454e-05 |  | 0.00011634 |  | 0.00022034 |  | 0.00027958 |  | 0.00020589
| 0.00042272 |  |  |  | 7.0271e-05 |  | 0.00010213 |  | 0.00023954 |  | 0.00038438 |  | 0.00019541
| 0.00042816 |  |  |  | 7.0274e-05 |  | 0.00010503 |  | 0.00027315 |  | 0.00028021 |  | 0.00020078
| 0.00041965 |  |  |  | 6.3347e-05 |  | 0.00012941 |  | 0.00025365 |  | 0.00013053 |  | 0.00019685
| 0.00040102 |  |  |  | 6.3349e-05 |  | 0.00014854 |  | 0.00021992 |  | 0.00019663 |  | 0.00019366
| 0.00040398 |  |  |  | 6.632e-05 |  | 0.00016179 |  | 0.0002519 |  | 0.00035926 |  | 0.00020527
| 0.00039899 |  |  |  | 6.6322e-05 |  | 0.00017598 |  | 0.00026555 |  | 0.0003044 |  | 0.00021272
| 0.00039429 |  |  |  | 5.4445e-05 |  | 0.00018208 |  | 0.00023744 |  | 0.00018771 |  | 0.00020943
| 0.00039614 |  |  |  | 5.4447e-05 |  | 0.0001386 |  | 0.00025898 |  | 0.00021692 |  | 0.00019422
| 0.0003852 |  |  |  | 8.8108e-05 |  | 0.00011928 |  | 0.0002149 |  | 0.00023598 |  | 0.00018562
| 0.00039598 |  |  |  | 8.8111e-05 |  | 6.3443e-05 |  | 0.00022041 |  | 0.00028309 |  | 0.00019566
| 0.00038273 |  |  |  | 7.8213e-05 |  | 7.5462e-05 |  | 0.0002608 |  | 0.00030441 |  | 0.00020123
| 0.0003771 |  |  |  | 7.8216e-05 |  | 0.00012116 |  | 0.00023927 |  | 0.00027076 |  | 0.00019524
| 0.00038669 |  |  |  | 9.604e-05 |  | 9.8799e-05 |  | 0.00025105 |  | 0.00024951 |  | 0.00019319
| 0.0003717 |  |  |  | 9.6043e-05 |  | 6.4924e-05 |  | 0.00025467 |  | 0.00032972 |  | 0.00019269
| 0.00038385 |  |  |  | 5.941e-05 |  | 4.7592e-05 |  | 0.00022272 |  | 0.00040882 |  | 0.00019759
| 0.00040749 |  |  |  | 5.9412e-05 |  | 0.00011968 |  | 0.00023394 |  | 0.00031683 |  | 0.00020566
| 0.0004003 |  |  |  | 3.7629e-05 |  | 0.00016613 |  | 0.00023928 |  | 0.00029887 |  | 0.00019383
| 0.00037765 |  |  |  | 3.763e-05 |  | 0.00012931 |  | 0.00022371 |  | 0.00028942 |  | 0.00018186
| 0.00037029 |  |  |  | 0.00014161 |  | 9.7039e-05 |  | 0.00024414 |  | 0.00023892 |  | 0.00019438
| 0.00037861 |  |  |  | 0.00014162 |  | 6.4907e-05 |  | 0.00022035 |  | 0.00018113 |  | 0.00018558
| 0.00037952 |  |  |  | 0.000103 |  | 7.8261e-05 |  | 0.00022041 |  | 0.00026641 |  | 0.0001784
| 0.00035672 |  |  |  | 0.000103 |  | 0.0001153 |  | 0.00021478 |  | 0.00035562 |  | 0.00018401
| 0.00036405 |  |  |  | 5.9425e-05 |  | 0.00010649 |  | 0.00018982 |  | 0.00028108 |  | 0.00017277
| 0.00038973 |  |  |  | 5.9426e-05 |  | 6.6997e-05 |  | 0.00020883 |  | 0.00026143 |  | 0.00016788
| 0.0003924 |  |  |  | 6.4381e-05 |  | 8.3729e-05 |  | 0.00019638 |  | 0.00033101 |  | 0.00018017
| 0.00037912 |  |  |  | 6.4383e-05 |  | 0.00014192 |  | 0.00018856 |  | 0.00028276 |  | 0.00018586
| 0.0003659 |  |  |  | 0.00011094 |  | 0.00010909 |  | 0.00017899 |  | 0.00032036 |  | 0.0001723
| 0.00038655 |  |  |  | 0.00011094 |  | 8.9672e-05 |  | 0.00022101 |  | 0.00036703 |  | 0.0001799
| 0.00041032 |  |  |  | 6.5379e-05 |  | 9.4591e-05 |  | 0.00029954 |  | 0.00026368 |  | 0.00017886
| 0.00039957 |  |  |  | 6.5381e-05 |  | 0.00015786 |  | 0.00024838 |  | 0.00031035 |  | 0.00016592
| 0.00038377 |  |  |  | 7.9253e-05 |  | 0.00016124 |  | 0.00021996 |  | 0.000289 |  | 0.00017631
| 0.00038962 |  |  |  | 7.9255e-05 |  | 6.1975e-05 |  | 0.00023632 |  | 0.00022563 |  | 0.0001866
| 0.00038384 |  |  |  | 2.774e-05 |  | 5.7516e-05 |  | 0.00025391 |  | 0.00018348 |  | 0.00018165
| 0.00037081 |  |  |  | 2.7741e-05 |  | 7.8491e-05 |  | 0.00023971 |  | 0.00022059 |  | 0.00015772
| 0.00037214 |  |  |  | 6.242e-05 |  | 5.0235e-05 |  | 0.00021043 |  | 0.00027281 |  | 0.00016554
| 0.00038665 |  |  |  | 6.2422e-05 |  | 4.1636e-05 |  | 0.00025561 |  | 0.00034243 |  | 0.00019569
| 0.00040364 |  |  |  | 7.8278e-05 |  | 7.7464e-05 |  | 0.00024286 |  | 0.00030986 |  | 0.00018284
| 0.00037777 |  |  |  | 7.828e-05 |  | 7.1535e-05 |  | 0.00019684 |  | 0.00022907 |  | 0.00016901
| 0.00038373 |  |  |  | 6.7382e-05 |  | 7.032e-05 |  | 0.00023575 |  | 0.00034477 |  | 0.00017385
| 0.00039227 |  |  |  | 6.7384e-05 |  | 8.2591e-05 |  | 0.00023157 |  | 0.00034468 |  | 0.00017913
| 0.00037711 |  |  |  | 8.126e-05 |  | 9.918e-05 |  | 0.00019243 |  | 0.00028474 |  | 0.0001787
| 0.00039033 |  |  |  | 8.1263e-05 |  | 9.4472e-05 |  | 0.00022708 |  | 0.00022963 |  | 0.00017045
| 0.00038602 |  |  |  | 4.8561e-05 |  | 6.0112e-05 |  | 0.00023608 |  | 0.00026108 |  | 0.00017553
| 0.00037725 |  |  |  | 4.8563e-05 |  | 9.4823e-05 |  | 0.00020647 |  | 0.0002971 |  | 0.00017331
| 0.00037438 |  |  |  | 0.00012191 |  | 7.8209e-05 |  | 0.00021238 |  | 0.00031677 |  | 0.00014724
| 0.00036233 |  |  |  | 0.00012191 |  | 2.4922e-05 |  | 0.00021281 |  | 0.00032239 |  | 0.00014522
| 0.00035303 |  |  |  | 0.00010407 |  | 4.589e-05 |  | 0.00020565 |  | 0.00032182 |  | 0.00016125
| 0.00035176 |  |  |  | 0.00010408 |  | 7.3615e-05 |  | 0.00018537 |  | 0.00037304 |  | 0.00015639
| 0.00037025 |  |  |  | 8.3264e-05 |  | 0.0001414 |  | 0.0001993 |  | 0.00027126 |  | 0.00016917
| 0.00039151 |  |  |  | 8.3267e-05 |  | 0.00014525 |  | 0.00020482 |  | 0.0002421 |  | 0.00018292
| 0.00036021 |  |  |  | 4.0643e-05 |  | 8.0738e-05 |  | 0.00018291 |  | 0.00024267 |  | 0.00017089
| 0.00030051 |  |  |  | 4.0645e-05 |  | 8.3309e-05 |  | 0.0002377 |  | 0.00024661 |  | 0.00016827
| 0.0003077 |  |  |  | 6.0473e-05 |  | 0.00011554 |  | 0.00025401 |  | 0.00024105 |  | 0.00016813
| 0.00032235 |  |  |  | 6.0475e-05 |  | 9.6792e-05 |  | 0.00023801 |  | 0.00020221 |  | 0.00017168
| 0.00032191 |  |  |  | 5.9486e-05 |  | 4.8857e-05 |  | 0.00024185 |  | 0.00023824 |  | 0.00017279
| 0.00035836 |  |  |  | 5.9488e-05 |  | 7.0066e-05 |  | 0.00022978 |  | 0.00026297 |  | 0.00016053
| 0.00035558 |  |  |  | 2.7762e-05 |  | 8.4472e-05 |  | 0.00022182 |  | 0.0003265 |  | 0.00016269
| 0.0003353 |  |  |  | 2.7763e-05 |  | 0.0001242 |  | 0.00019977 |  | 0.00035189 |  | 0.00017423
| 0.00036765 |  |  |  | 5.7511e-05 |  | 0.00015705 |  | 0.00022565 |  | 0.00030626 |  | 0.00017695
| 0.00040349 |  |  |  | 5.7513e-05 |  | 0.00012526 |  | 0.00026049 |  | 0.00024956 |  | 0.00015103
| 0.00038329 |  |  |  | 4.6606e-05 |  | 0.00013365 |  | 0.00021265 |  | 0.00026698 |  | 0.00014908
| 0.00035167 |  |  |  | 4.6608e-05 |  | 2.2363e-05 |  | 0.00015289 |  | 0.00034233 |  | 0.00015889
| 0.00033275 |  |  |  | 5.5535e-05 |  | -4.1347e-06 |  | 0.00014697 |  | 0.00026481 |  | 0.00014168
| 0.00030906 |  |  |  | 5.5537e-05 |  | 9.2629e-05 |  | 0.00017411 |  | 0.00028385 |  | 0.00014051
| 0.00032232 |  |  |  | 5.9505e-05 |  | 8.8867e-05 |  | 0.00016623 |  | 0.00036211 |  | 0.00015771
| 0.00034875 |  |  |  | 5.9507e-05 |  | 7.5938e-05 |  | 0.00016803 |  | 0.00030305 |  | 0.00016545
| 0.00036986 |  |  |  | 0.00012199 |  | 8.9655e-05 |  | 0.00020542 |  | 0.00031599 |  | 0.00017476
| 0.00037563 |  |  |  | 0.000122 |  | 3.737e-05 |  | 0.00022681 |  | 0.00022662 |  | 0.00016318
| 0.00036764 |  |  |  | 0.000122 |  | 4.5718e-05 |  | 0.00020355 |  | 0.00016413 |  | 0.00015164
| 0.0003728 |  |  |  | 0.00012201 |  | 0.00010201 |  | 0.00018933 |  | 0.00019906 |  | 0.00014805
| 0.00035373 |  |  |  | 0.00012697 |  | 0.00010733 |  | 0.00018805 |  | 0.00017543 |  | 0.00015261
| 0.00034554 |  |  |  | 0.00012697 |  | 9.5392e-05 |  | 0.00018428 |  | 0.00024237 |  | 0.00015158
| 0.00033593 |  |  |  | 0.00011011 |  | -2.6838e-05 |  | 0.00016521 |  | 0.00033014 |  | 0.00014162
| 0.00031501 |  |  |  | 0.00011012 |  | -4.3526e-06 |  | 0.00014805 |  | 0.00028634 |  | 0.00014286
| 0.00031405 |  |  |  | 0.00010219 |  | 5.3067e-05 |  | 0.00018799 |  | 0.00028569 |  | 0.0001401
| 0.00035858 |  |  |  | 0.00010219 |  | -7.5984e-06 |  | 0.00023576 |  | 0.00030716 |  | 0.00015097
| 0.000374 |  |  |  | 9.2271e-05 |  | -1.4268e-05 |  | 0.00021762 |  | 0.00021713 |  | 0.00013913
| 0.0003499 |  |  |  | 9.2274e-05 |  | 5.2823e-05 |  | 0.00019437 |  | 0.00018843 |  | 0.00013654
| 0.00032999 |  |  |  | 0.000128 |  | 0.00011254 |  | 0.0002298 |  | 0.00023519 |  | 0.00015667
| 0.00033132 |  |  |  | 0.000128 |  | 8.2884e-05 |  | 0.00021322 |  | 0.00024532 |  | 0.00015705
| 0.00034899 |  |  |  | 0.00010419 |  | 8.3957e-05 |  | 0.00018362 |  | 0.00028915 |  | 0.00015214
| 0.00032763 |  |  |  | 0.00010419 |  | 8.086e-05 |  | 0.00019061 |  | 0.00038154 |  | 0.0001429
| 0.00032793 |  |  |  | 6.2518e-05 |  | 4.4283e-05 |  | 0.00022938 |  | 0.00031014 |  | 0.00013532
| 0.00035508 |  |  |  | 6.2521e-05 |  | 5.0808e-05 |  | 0.00024553 |  | 0.00020141 |  | 0.0001409
| 0.00036312 |  |  |  | 0.00014291 |  | 3.921e-05 |  | 0.00027569 |  | 0.00021723 |  | 0.00014974
| 0.0003557 |  |  |  | 0.00014291 |  | 2.3693e-05 |  | 0.00026844 |  | 0.00025721 |  | 0.00015117
| 0.00033578 |  |  |  | 9.6272e-05 |  | 4.1786e-06 |  | 0.00017463 |  | 0.00017107 |  | 0.00014353
| 0.00031542 |  |  |  | 9.6275e-05 |  | 4.3124e-05 |  | 0.00013958 |  | 0.00019697 |  | 0.00013229
| 0.00030848 |  |  |  | 0.00012407 |  | 7.3147e-05 |  | 0.00016498 |  | 0.00027692 |  | 0.00011783
| 0.00034464 |  |  |  | 0.00012407 |  | 4.6489e-05 |  | 0.00021358 |  | 0.00035696 |  | 0.00012372
| 0.0003552 |  |  |  | 8.2388e-05 |  | 6.7017e-05 |  | 0.00018581 |  | 0.00038558 |  | 0.00013774
| 0.00034028 |  |  |  | 8.2391e-05 |  | 7.4396e-05 |  | 0.00017634 |  | 0.00025953 |  | 0.00014123
| 0.00032883 |  |  |  | 6.8496e-05 |  | 3.8745e-05 |  | 0.00020085 |  | 0.00022355 |  | 0.00014586
| 0.00032546 |  |  |  | 6.8498e-05 |  | 2.9898e-05 |  | 0.000214 |  | 0.00029952 |  | 0.00015509
| 0.00033078 |  |  |  | 6.1551e-05 |  | 8.5895e-05 |  | 0.00021978 |  | 0.00033556 |  | 0.00014163
| 0.00031006 |  |  |  | 6.1553e-05 |  | 0.00010167 |  | 0.00017916 |  | 0.00028439 |  | 0.00013326
| 0.00032907 |  |  |  | 0.0001241 |  | 4.8507e-05 |  | 0.0001643 |  | 0.00032776 |  | 0.00015298
| 0.00034039 |  |  |  | 0.00012411 |  | 6.4347e-06 |  | 0.00018614 |  | 0.00028946 |  | 0.00014592
| 0.00031604 |  |  |  | 0.00011915 |  | 5.7089e-05 |  | 0.00020877 |  | 0.00030306 |  | 0.00013081
| 0.00029017 |  |  |  | 0.00011915 |  | 5.8409e-05 |  | 0.00019907 |  | 0.00028607 |  | 0.00012918
| 0.00027892 |  |  |  | 3.0782e-05 |  | 2.728e-07 |  | 0.00015379 |  | 0.00018585 |  | 0.00014161
| 0.00032306 |  |  |  | 3.0783e-05 |  | 3.5913e-05 |  | 0.00017993 |  | 0.00024558 |  | 0.00015031
| 0.0003236 |  |  |  | 5.4617e-05 |  | 3.479e-05 |  | 0.00019284 |  | 0.0002653 |  | 0.00014393
| 0.00030788 |  |  |  | 5.4619e-05 |  | 1.4852e-05 |  | 0.00017007 |  | 0.00023826 |  | 0.0001394
| 0.00031142 |  |  |  | 9.1366e-05 |  | 7.9371e-05 |  | 0.00014801 |  | 0.00029686 |  | 0.00014361
| 0.00029012 |  |  |  | 9.1369e-05 |  | 8.6305e-05 |  | 0.00013589 |  | 0.00024113 |  | 0.00012127
| 0.00030821 |  |  |  | 4.2706e-05 |  | 6.4228e-05 |  | 0.00016889 |  | 0.00016673 |  | 0.00012846
| 0.0003145 |  |  |  | 4.2708e-05 |  | 4.0837e-05 |  | 0.00017805 |  | 0.00026707 |  | 0.00014754
| 0.0003136 |  |  |  | 8.8398e-05 |  | 3.3736e-05 |  | 0.00015867 |  | 0.0003347 |  | 0.00014152
| 0.0003271 |  |  |  | 8.8401e-05 |  | 1.5408e-05 |  | 0.00016994 |  | 0.00038553 |  | 0.0001353
| 0.00031711 |  |  |  | 9.1385e-05 |  | 5.3783e-05 |  | 0.00019901 |  | 0.00038148 |  | 0.00012859
| 0.00031614 |  |  |  | 9.1388e-05 |  | 6.021e-05 |  | 0.00017822 |  | 0.00031506 |  | 0.0001408
| 0.00029547 |  |  |  | 8.245e-05 |  | 5.196e-05 |  | 0.00014741 |  | 0.00029533 |  | 0.00014996
| 0.00026994 |  |  |  | 8.2453e-05 |  | 6.9072e-05 |  | 0.00016948 |  | 0.00030829 |  | 0.00014314
| 0.00029189 |  |  |  | 5.6627e-05 |  | 4.6008e-05 |  | 0.00020619 |  | 0.00036017 |  | 0.00013068
| 0.0003184 |  |  |  | 5.6629e-05 |  | 6.2456e-05 |  | 0.0001297 |  | 0.00035349 |  | 0.00013222
| 0.0003199 |  |  |  | 3.9741e-05 |  | 7.6143e-05 |  | 0.00010783 |  | 0.00032472 |  | 0.00012955
| 0.00030218 |  |  |  | 3.9742e-05 |  | 0.00010169 |  | 0.00014268 |  | 0.00031063 |  | 0.00013875
| 0.00028467 |  |  |  | 6.9551e-05 |  | 8.8072e-05 |  | 0.00014966 |  | 0.00034278 |  | 0.00013669
| 0.0002836 |  |  |  | 6.9554e-05 |  | 4.5892e-05 |  | 0.00019465 |  | 0.00040537 |  | 0.00011568
| 0.00030463 |  |  |  | 3.2791e-05 |  | 4.1138e-05 |  | 0.00019826 |  | 0.00031467 |  | 0.00010702
| 0.00034047 |  |  |  | 3.2792e-05 |  | 0.00015947 |  | 0.00027703 |  | 0.00034503 |  | 0.00021321
| 0.00029934 |  |  |  | 6.4593e-05 |  | 3.5502e-05 |  | 0.0001801 |  | 0.00036036 |  | 0.00012461
| 0.00028378 |  |  |  | 6.4595e-05 |  | 2.0471e-05 |  | 0.00019333 |  | 0.00035811 |  | 0.00013798
| 0.00029252 |  |  |  | 3.0808e-05 |  | 4.6056e-06 |  | 0.00017756 |  | 0.00031418 |  | 0.00012998
| 0.00030177 |  |  |  | 3.0809e-05 |  | 3.4998e-06 |  | 0.00018565 |  | 0.00034456 |  | 0.00011956
| 0.000287 |  |  |  | 9.6405e-05 |  | 4.8493e-05 |  | 0.00021531 |  | 0.00036609 |  | 0.0001358
| 0.00026279 |  |  |  | 9.6409e-05 |  | 4.0943e-05 |  | 0.00019355 |  | 0.0003486 |  | 0.00012735
| 0.00025342 |  |  |  | 6.7588e-05 |  | 4.7385e-05 |  | 0.00015617 |  | 0.00027526 |  | 0.00012321
| 0.00026651 |  |  |  | 6.759e-05 |  | 7.2006e-05 |  | 0.00015449 |  | 0.0002177 |  | 0.0001451
| 0.00028141 |  |  |  | 0.00010039 |  | 4.7655e-05 |  | 0.00015307 |  | 0.0002555 |  | 0.00013738
| 0.00026927 |  |  |  | 0.0001004 |  | 1.8147e-05 |  | 0.00016978 |  | 0.00026404 |  | 0.00012761
| 0.00027211 |  |  |  | 6.0639e-05 |  | 9.8271e-05 |  | 0.00018558 |  | 0.00028266 |  | 0.00012622
| 0.00026988 |  |  |  | 6.0641e-05 |  | 0.00011461 |  | 0.00015112 |  | 0.00026968 |  | 0.00011968
| 0.00027869 |  |  |  | 6.462e-05 |  | -7.9992e-06 |  | 0.00014734 |  | 0.00027194 |  | 0.00012119
| 0.000242 |  |  |  | 6.4622e-05 |  | 4.1642e-05 |  | 0.00019081 |  | 0.00036789 |  | 0.00011205
| 0.00022044 |  |  |  | 9.3457e-05 |  | 6.5511e-05 |  | 0.00015394 |  | 0.00031041 |  | 0.00010635
| 0.00027649 |  |  |  | 9.346e-05 |  | 2.4069e-05 |  | 0.00012221 |  | 0.00023475 |  | 0.00012062
| 0.00027411 |  |  |  | 9.1475e-05 |  | 6.6752e-05 |  | 0.00012915 |  | 0.00026693 |  | 0.00012348
| 0.00026516 |  |  |  | 9.1478e-05 |  | 6.8571e-05 |  | 0.00017932 |  | 0.00022009 |  | 0.0001233
| 0.00025194 |  |  |  | 5.5684e-05 |  | 6.0903e-05 |  | 0.00022976 |  | 0.00025791 |  | 0.00011464
| 0.00024167 |  |  |  | 5.5686e-05 |  | 8.5142e-05 |  | 0.00020137 |  | 0.00036404 |  | 0.00010898
| 0.00027162 |  |  |  | 9.0494e-05 |  | 7.3028e-05 |  | 0.0001619 |  | 0.000328 |  | 0.00011753
| 0.00026723 |  |  |  | 9.0497e-05 |  | 6.1782e-05 |  | 0.00016237 |  | 0.00028903 |  | 0.00012535
| 0.00025385 |  |  |  | 1.0939e-05 |  | 3.3156e-05 |  | 0.00018881 |  | 0.00025458 |  | 0.00011617
| 0.00025755 |  |  |  | 1.094e-05 |  | 1.3983e-05 |  | 0.00015325 |  | 0.00023482 |  | 0.00010066
| 0.00024969 |  |  |  | 4.6745e-05 |  | 4.0859e-05 |  | 0.00011817 |  | 0.00019082 |  | 0.00010674
| 0.00020452 |  |  |  | 4.6747e-05 |  | 4.8798e-05 |  | 0.00014817 |  | 0.00020664 |  | 0.00012384
| 0.00021156 |  |  |  | 0.00011737 |  | -9.7076e-06 |  | 0.00016418 |  | 0.00033928 |  | 0.00013841
| 0.00025772 |  |  |  | 0.00011737 |  | -4.9646e-06 |  | 0.00013887 |  | 0.00031 |  | 0.00012554
| 0.00023332 |  |  |  | 5.3715e-05 |  | 3.2561e-05 |  | 0.00016857 |  | 0.00027393 |  | 0.00012164
| 0.00025125 |  |  |  | 5.3717e-05 |  | 3.6524e-05 |  | 0.00019441 |  | 0.00029701 |  | 0.00012334
| 0.00028904 |  |  |  | 5.5709e-05 |  | 3.783e-05 |  | 0.00020154 |  | 0.00035416 |  | 0.00012261
| 0.00023789 |  |  |  | 5.5711e-05 |  | 2.1487e-05 |  | 0.00017179 |  | 0.00039359 |  | 0.0001137
| 0.00024039 |  |  |  | 9.1528e-05 |  | 8.609e-05 |  | 0.00016102 |  | 0.00033721 |  | 0.00011355
| 0.00025724 |  |  |  | 9.1531e-05 |  | 7.4612e-05 |  | 0.00015564 |  | 0.0002067 |  | 0.00011536
| 0.00020142 |  |  |  | 3.8803e-05 |  | 9.5651e-06 |  | 0.00015745 |  | 0.00016888 |  | 0.00010082
| 0.0002031 |  |  |  | 3.8804e-05 |  | 2.3857e-06 |  | 0.00016044 |  | 0.00027845 |  | 0.00010612
| 0.00026822 |  |  |  | 3.2835e-05 |  | 1.9428e-05 |  | 0.00016453 |  | 0.00021523 |  | 0.00011837
| 0.00029244 |  |  |  | 3.2837e-05 |  | 2.6556e-05 |  | 0.00020417 |  | 0.0001881 |  | 0.00012155
| 0.00025363 |  |  |  | 7.0651e-05 |  | -2.1752e-06 |  | 0.00014706 |  | 0.00028757 |  | 0.00011411
| 0.00023201 |  |  |  | 7.0654e-05 |  | -5.1943e-06 |  | 0.00013109 |  | 0.000274 |  | 0.00011966
| 0.00024459 |  |  |  | 0.00013037 |  | 5.0345e-05 |  | 0.00016154 |  | 0.00028029 |  | 0.00012526
| 0.00025752 |  |  |  | 0.00013037 |  | 5.5669e-05 |  | 0.0001427 |  | 0.00027577 |  | 0.00011345
| 0.00025439 |  |  |  | 3.2843e-05 |  | 5.7869e-05 |  | 0.00013962 |  | 0.00025535 |  | 0.0001138
| 0.00021935 |  |  |  | 3.2844e-05 |  | 8.2202e-05 |  | 0.00011888 |  | 0.00027747 |  | 0.00010027
| 0.00022 |  |  |  | 9.0573e-05 |  | 4.3098e-05 |  | 0.0001221 |  | 0.00025096 |  | 9.5219e-05
| 0.00022045 |  |  |  | 9.0576e-05 |  | 2.9643e-05 |  | 0.00014386 |  | 0.00025033 |  | 9.6301e-05
| 0.00019668 |  |  |  | 7.1668e-05 |  | 3.9683e-05 |  | 0.00015171 |  | 0.00023852 |  | 9.9383e-05
| 0.00023674 |  |  |  | 7.167e-05 |  | 2.8738e-05 |  | 0.00016846 |  | 0.00020063 |  | 0.00011259
| 0.00022635 |  |  |  | 2.9864e-05 |  | 3.4385e-06 |  | 0.00014788 |  | 0.00022156 |  | 9.8659e-05
| 0.00020096 |  |  |  | 2.9865e-05 |  | -4.2428e-06 |  | 0.0001027 |  | 0.00023796 |  | 9.0523e-05
| 0.00022366 |  |  |  | 4.8781e-05 |  | 5.9613e-06 |  | 0.00010005 |  | 0.00023173 |  | 0.00010067
| 0.00021076 |  |  |  | 4.8783e-05 |  | 3.4713e-05 |  | 0.0001121 |  | 0.00024933 |  | 9.6202e-05
| 0.00020719 |  |  |  | 1.7921e-05 |  | 7.3283e-05 |  | 0.0001082 |  | 0.00029788 |  | 9.1422e-05
| 0.00021328 |  |  |  | 1.7921e-05 |  | 3.0241e-05 |  | 0.00010823 |  | 0.00032794 |  | 0.00010105
| 0.00022229 |  |  |  | 0.00010355 |  | 2.8016e-05 |  | 0.00015678 |  | 0.00036528 |  | 0.00011065
| 0.0002205 |  |  |  | 0.00010355 |  | 7.3695e-05 |  | 0.00018057 |  | 0.0002709 |  | 0.00010494
| 0.00020514 |  |  |  | 4.3813e-05 |  | 5.864e-05 |  | 0.00012321 |  | 0.00022387 |  | 9.8577e-05
| 0.00020935 |  |  |  | 4.3815e-05 |  | 5.0287e-05 |  | 8.6011e-05 |  | 0.00029466 |  | 7.9132e-05
| 0.00023944 |  |  |  | 2.7883e-05 |  | 2.7839e-05 |  | 0.00015645 |  | 0.00024997 |  | 7.8856e-05
| 0.00024813 |  |  |  | 2.7884e-05 |  | 6.0479e-05 |  | 0.00016827 |  | 0.00025619 |  | 0.00010489
| 0.00022604 |  |  |  | 3.6849e-05 |  | 8.8044e-05 |  | 0.00011408 |  | 0.00026241 |  | 0.00011714
| 0.00020579 |  |  |  | 3.685e-05 |  | 4.4609e-05 |  | 0.00012734 |  | 0.00018264 |  | 0.00010982
| 0.00021292 |  |  |  | 0.00010557 |  | 3.2954e-05 |  | 0.00012812 |  | 0.00015609 |  | 0.00010317
| 0.00019235 |  |  |  | 0.00010558 |  | 2.1051e-05 |  | 0.00010099 |  | 0.00020815 |  | 8.7692e-05
| 0.00017689 |  |  |  | 3.785e-05 |  | 1.0942e-05 |  | 0.00012812 |  | 0.00022796 |  | 9.2183e-05
| 0.00020737 |  |  |  | 3.7852e-05 |  | 2.563e-05 |  | 0.00013465 |  | 0.00026191 |  | 9.7475e-05
| 0.00022089 |  |  |  | 5.4787e-05 |  | 5.4058e-05 |  | 0.00011609 |  | 0.0002206 |  | 9.155e-05
| 0.00019824 |  |  |  | 5.4789e-05 |  | 3.4701e-05 |  | 0.00014461 |  | 0.0001567 |  | 0.00010432
| 0.00019937 |  |  |  | 4.5825e-05 |  | 2.0627e-05 |  | 0.00015038 |  | 0.00027614 |  | 9.4807e-05
| 0.00021652 |  |  |  | 4.5827e-05 |  | 2.4964e-05 |  | 0.00012298 |  | 0.00034123 |  | 7.9184e-05
| 0.00021317 |  |  |  | 6.7747e-05 |  | 3.2392e-05 |  | 0.00016628 |  | 0.00030783 |  | 8.6842e-05
| 0.0002171 |  |  |  | 6.7749e-05 |  | 5.0842e-05 |  | 0.00018828 |  | 0.0002065 |  | 9.2044e-05
| 0.00020932 |  |  |  | 0.00013949 |  | 3.5861e-05 |  | 0.00013724 |  | 0.00024053 |  | 9.9664e-05
| 0.00020864 |  |  |  | 0.00013949 |  | 2.0356e-05 |  | 0.00011695 |  | 0.00036953 |  | 0.00010882
| 0.00019415 |  |  |  | 5.8789e-05 |  | 1.0526e-05 |  | 0.00011846 |  | 0.00025809 |  | 0.0001018
| 0.00018896 |  |  |  | 5.8791e-05 |  | -1.8669e-05 |  | 0.00012456 |  | 0.00018505 |  | 0.0001075
| 0.00019405 |  |  |  | 0.00013154 |  | 7.8143e-06 |  | 0.00011609 |  | 0.00025866 |  | 9.7273e-05
| 0.00018647 |  |  |  | 0.00013154 |  | 4.2257e-05 |  | 0.00010111 |  | 0.00026949 |  | 9.0489e-05
| 0.00019449 |  |  |  | 4.9829e-05 |  | 3.5294e-05 |  | 0.00010667 |  | 0.00028865 |  | 9.9785e-05
| 0.00020278 |  |  |  | 4.9831e-05 |  | 4.6215e-05 |  | 0.00010994 |  | 0.00027288 |  | 8.989e-05
| 0.00020887 |  |  |  | 8.1726e-05 |  | 8.538e-05 |  | 0.00010788 |  | 0.00022871 |  | 9.2085e-05
| 0.00020439 |  |  |  | 8.1729e-05 |  | 0.0001027 |  | 0.00011801 |  | 0.0001936 |  | 8.5603e-05
| 0.00020384 |  |  |  | 3.4886e-05 |  | 9.3345e-05 |  | 0.00013782 |  | 0.00015456 |  | 7.5976e-05
| 0.00020194 |  |  |  | 3.4887e-05 |  | 4.5595e-05 |  | 0.00011502 |  | 0.00022587 |  | 7.1433e-05
| 0.00018048 |  |  |  | 5.8811e-05 |  | 4.5809e-05 |  | 7.5025e-05 |  | 0.00032735 |  | 7.6614e-05
| 0.00017884 |  |  |  | 5.8814e-05 |  | 6.3727e-05 |  | 0.00011322 |  | 0.00025652 |  | 7.9507e-05
| 0.00019591 |  |  |  | 8.3738e-05 |  | 3.7638e-05 |  | 0.00012058 |  | 0.00023953 |  | 7.8539e-05
| 0.00019037 |  |  |  | 8.3742e-05 |  | 4.0352e-05 |  | 0.00010099 |  | 0.00026219 |  | 8.2464e-05
| 0.0001635 |  |  |  | 7.0784e-05 |  | 7.1961e-05 |  | 0.00014051 |  | 0.00022429 |  | 7.2974e-05
| 0.00018136 |  |  |  | 7.0787e-05 |  | 9.3508e-05 |  | 0.00014369 |  | 0.00017495 |  | 8.2654e-05
| 0.00020517 |  |  |  | 0.00014956 |  | 9.6144e-05 |  | 0.00014632 |  | 0.0001359 |  | 9.3985e-05
| 0.00019581 |  |  |  | 0.00014956 |  | 7.9858e-05 |  | 0.00014806 |  | 0.0001495 |  | 8.2896e-05
| 0.0001973 |  |  |  | 3.0911e-05 |  | 4.9724e-05 |  | 9.8575e-05 |  | 0.00015748 |  | 8.556e-05
| 0.00019561 |  |  |  | 3.0912e-05 |  | 2.0906e-05 |  | 0.00011198 |  | 0.00018349 |  | 8.9072e-05
| 0.00018621 |  |  |  | 5.1854e-05 |  | 2.8272e-05 |  | 0.00011675 |  | 0.00015181 |  | 8.5266e-05
| 0.00017035 |  |  |  | 5.1856e-05 |  | 3.7577e-05 |  | 5.9739e-05 |  | 0.00021524 |  | 7.9929e-05
| 0.0001668 |  |  |  | 0.00010072 |  | 7.3028e-06 |  | 6.4301e-05 |  | 0.00033772 |  | 8.195e-05
| 0.00016171 |  |  |  | 0.00010073 |  | 1.4516e-05 |  | 8.1603e-05 |  | 0.00026857 |  | 7.0408e-05
| 0.00016795 |  |  |  | 0.00010173 |  | 3.2125e-05 |  | 0.00013229 |  | 0.00026637 |  | 6.6852e-05
| 0.0001792 |  |  |  | 0.00010173 |  | 5.2802e-05 |  | 0.00014236 |  | 0.00037286 |  | 8.3093e-05
| 0.00018928 |  |  |  | 0 |  | 5.4398e-05 |  | 0.00012643 |  | 0.00029018 |  | 8.5942e-05
| 0.00019674 |  |  |  | 0 |  | -8.4559e-07 |  | 0.00013929 |  | 0.00025447 |  | 8.3215e-05
| 0.00020309 |  |  |  | 9.6758e-05 |  | 1.5948e-05 |  | 0.0001202 |  | 0.00028055 |  | 8.6089e-05
| 0.00020848 |  |  |  | 9.6762e-05 |  | 4.6545e-05 |  | 0.00011877 |  | 0.00025843 |  | 8.2331e-05
| 0.00019879 |  |  |  | 4.4891e-05 |  | 2.9392e-05 |  | 0.00012439 |  | 0.00025566 |  | 8.756e-05
| 0.00019446 |  |  |  | 4.4893e-05 |  | 1.4128e-06 |  | 0.00011175 |  | 0.00027431 |  | 9.0702e-05
| 0.00018924 |  |  |  | 9.4778e-05 |  | 1.7358e-06 |  | 0.00011495 |  | 0.00032372 |  | 7.0586e-05
| 0.00018347 |  |  |  | 9.8781e-05 |  | 2.0078e-05 |  | 0.00013442 |  | 0.00036796 |  | 7.602e-05
| 0.00018055 |  |  |  | 7.6835e-05 |  | 3.0482e-05 |  | 0.00012272 |  | 0.00032713 |  | 8.7835e-05
| 0.00019985 |  |  |  | 7.2837e-05 |  | 4.1122e-05 |  | 0.00012981 |  | 0.00026709 |  | 8.7158e-05
| 0.00019804 |  |  |  | 7.3838e-05 |  | 2.634e-05 |  | 8.7735e-05 |  | 0.00032883 |  | 8.1875e-05
| 0.000181 |  |  |  | 7.3841e-05 |  | 4.3752e-05 |  | 4.38e-05 |  | 0.00038394 |  | 7.5613e-05
| 0.00018077 |  |  |  | 3.9916e-05 |  | 4.8758e-05 |  | 7.0554e-05 |  | 0.00031701 |  | 8.0335e-05
| 0.00018208 |  |  |  | 3.9917e-05 |  | 2.4592e-05 |  | 0.00011352 |  | 0.0002756 |  | 7.9161e-05
| 0.00017821 |  |  |  | 5.0897e-05 |  | 8.7997e-06 |  | 0.00014005 |  | 0.0003204 |  | 7.9096e-05
| 0.00015983 |  |  |  | 5.0899e-05 |  | 1.3009e-05 |  | 0.00010922 |  | 0.00036248 |  | 7.3419e-05
| 0.00016724 |  |  |  | 7.9845e-06 |  | 1.5588e-05 |  | 9.3845e-05 |  | 0.00035955 |  | 6.4584e-05
| 0.00016363 |  |  |  | 7.9848e-06 |  | 3.8315e-05 |  | 0.00010797 |  | 0.00032958 |  | 6.598e-05
| 0.00014732 |  |  |  | 0.0001058 |  | 4.9302e-05 |  | 7.9749e-05 |  | 0.0002751 |  | 6.9295e-05
| 0.00015839 |  |  |  | 0.00010581 |  | 3.4273e-05 |  | 5.6921e-05 |  | 0.0002712 |  | 6.5223e-05
| 0.00016115 |  |  |  | 4.4919e-05 |  | 6.6128e-05 |  | 5.7449e-05 |  | 0.00026546 |  | 6.3044e-05
| 0.00019882 |  |  |  | 4.4921e-05 |  | 4.2128e-05 |  | 0.00013645 |  | 0.00022126 |  | 8.3037e-05
| 0.00020753 |  |  |  | 4.692e-05 |  | 5.1407e-05 |  | 0.00018696 |  | 0.00029553 |  | 8.3711e-05
| 0.00016891 |  |  |  | 4.6921e-05 |  | 9.3023e-05 |  | 0.00013751 |  | 0.00029673 |  | 7.5892e-05
| 0.00018112 |  |  |  | 3.8936e-05 |  | 5.8217e-05 |  | 0.00013852 |  | 0.00027743 |  | 7.7142e-05
| 0.00019263 |  |  |  | 3.8938e-05 |  | 4.4758e-05 |  | 0.00013165 |  | 0.00032066 |  | 7.0996e-05
| 0.00017877 |  |  |  | 6.3901e-05 |  | 5.725e-05 |  | 0.0001209 |  | 0.00021558 |  | 6.6617e-05
| 0.00016692 |  |  |  | 9.0925e-05 |  | 7.7431e-05 |  | 0.00010534 |  | 0.00015545 |  | 6.963e-05
| 0.0001592 |  |  |  | 2.7023e-05 |  | 3.8082e-05 |  | 0.00010007 |  | 0.0002565 |  | 5.3104e-05
| 0.00016788 |  |  |  | 0 |  | 2.1974e-05 |  | 0.00013422 |  | 0.00028545 |  | 5.3433e-05
| 0.00017817 |  |  |  | 8.0887e-05 |  | -1.6331e-05 |  | 0.00012946 |  | 0.00021222 |  | 7.6246e-05
| 0.00017053 |  |  |  | 8.089e-05 |  | -7.2775e-05 |  | 7.9645e-05 |  | 0.00022591 |  | 6.8664e-05
| 0.00015707 |  |  |  | 6.5913e-05 |  | -2.6013e-05 |  | 7.6141e-05 |  | 0.00028886 |  | 6.3228e-05
| 0.00015618 |  |  |  | 6.5916e-05 |  | 3.5174e-05 |  | 0.00010791 |  | 0.00021795 |  | 7.1277e-05
| 0.00013327 |  |  |  | 5.7929e-05 |  | 2.0865e-05 |  | 9.1882e-05 |  | 0.00016912 |  | 6.5582e-05
| 0.0001451 |  |  |  | 5.7931e-05 |  | 4.2068e-05 |  | 0.00010296 |  | 0.00025942 |  | 6.5177e-05
| 0.00018255 |  |  |  | 1.1986e-05 |  | 5.9845e-05 |  | 0.00011817 |  | 0.00030201 |  | 6.9191e-05
| 0.00015769 |  |  |  | 1.1987e-05 |  | -5.3175e-06 |  | 0.00010507 |  | 0.00026857 |  | 6.9566e-05
| 0.0001541 |  |  |  | 0.00010089 |  | -2.2779e-05 |  | 0.00013706 |  | 0.00032083 |  | 6.0938e-05
| 0.00016318 |  |  |  | 0.0001009 |  | 2.3487e-05 |  | 0.00011144 |  | 0.00030152 |  | 5.7273e-05
| 0.0001543 |  |  |  | 6.3937e-05 |  | 3.777e-05 |  | 9.6875e-05 |  | 0.00024869 |  | 6.3792e-05
| 0.00015185 |  |  |  | 6.394e-05 |  | 6.3224e-05 |  | 0.00015203 |  | 0.0003231 |  | 6.1504e-05
| 0.00015673 |  |  |  | 6.594e-05 |  | 6.2357e-05 |  | 0.00014217 |  | 0.00032708 |  | 6.4422e-05
| 0.00017187 |  |  |  | 6.5943e-05 |  | 2.5212e-05 |  | 0.00010568 |  | 0.00026524 |  | 6.784e-05
| 0.00016139 |  |  |  | 9.692e-05 |  | 1.1216e-05 |  | 9.1864e-05 |  | 0.00027206 |  | 7.4335e-05
| 0.00015016 |  |  |  | 9.6924e-05 |  | 2.4004e-05 |  | 0.00011067 |  | 0.00029648 |  | 7.484e-05
| 0.00013601 |  |  |  | 3.997e-05 |  | 7.2587e-05 |  | 0.0001231 |  | 0.00021751 |  | 6.9827e-05
| 0.00013365 |  |  |  | 3.9972e-05 |  | 4.8346e-06 |  | 9.2988e-05 |  | 0.00013172 |  | 5.8504e-05
| 0.00016362 |  |  |  | 7.0953e-05 |  | -1.6387e-05 |  | 7.2789e-05 |  | 0.00018007 |  | 6.1604e-05
| 0.00016114 |  |  |  | 7.0956e-05 |  | 5.1096e-05 |  | 9.5143e-05 |  | 0.0002619 |  | 6.1502e-05
| 0.00015001 |  |  |  | 7.8954e-05 |  | 3.1485e-05 |  | 9.2462e-05 |  | 0.000242 |  | 6.3285e-05
| 0.00015955 |  |  |  | 7.8958e-05 |  | -9.7627e-06 |  | 5.9302e-05 |  | 0.00023632 |  | 7.8891e-05
| 0.00016877 |  |  |  | 8.7956e-05 |  | -6.4959e-06 |  | 8.8487e-05 |  | 0.00029486 |  | 7.0291e-05
| 0.00015593 |  |  |  | 8.7959e-05 |  | 1.9566e-05 |  | 8.9146e-05 |  | 0.00027326 |  | 6.66e-05
| 0.00015006 |  |  |  | 4.798e-05 |  | -6.2021e-06 |  | 7.023e-05 |  | 0.00027415 |  | 6.3673e-05
| 0.00016469 |  |  |  | 4.7982e-05 |  | 2.4684e-06 |  | 7.9734e-05 |  | 0.00028652 |  | 5.6871e-05
| 0.00016516 |  |  |  | 4.7984e-05 |  | 5.0757e-05 |  | 0.00010084 |  | 0.00022407 |  | 6.3935e-05
| 0.0001647 |  |  |  | 4.7986e-05 |  | -7.344e-07 |  | 0.00012213 |  | 0.00022181 |  | 6.7907e-05
| 0.00016997 |  |  |  | 6.4984e-05 |  | -3.8198e-06 |  | 0.00012659 |  | 0.00025974 |  | 6.0545e-05
| 0.00014875 |  |  |  | 6.4986e-05 |  | 5.6224e-05 |  | 0.00013729 |  | 0.0003676 |  | 6.6927e-05
| 0.00015472 |  |  |  | 3.6994e-05 |  | 7.5403e-06 |  | 0.00013965 |  | 0.00041427 |  | 7.0363e-05
| 0.00017434 |  |  |  | 3.6995e-05 |  | -4.9404e-05 |  | 0.00012677 |  | 0.00030721 |  | 6.814e-05
| 0.0001628 |  |  |  | 4.5996e-05 |  | -1.6091e-05 |  | 7.9513e-05 |  | 0.00023105 |  | 6.2654e-05
| 0.00016833 |  |  |  | 4.5998e-05 |  | 3.9653e-05 |  | 9.3458e-05 |  | 0.00025244 |  | 5.8442e-05
| 0.00016066 |  |  |  | 8.6e-05 |  | 4.3786e-05 |  | 0.00013392 |  | 0.00023261 |  | 6.7608e-05
| 0.00015376 |  |  |  | 8.6003e-05 |  | 1.3055e-05 |  | 0.00011007 |  | 0.00025731 |  | 6.8873e-05
| 0.000134 |  |  |  | 8.5007e-05 |  | 7.6686e-06 |  | 0.00011685 |  | 0.00026748 |  | 5.1931e-05
| 0.00012907 |  |  |  | 8.501e-05 |  | 4.9714e-05 |  | 0.00011846 |  | 0.00032439 |  | 4.6705e-05
| 0.00013596 |  |  |  | 6.0009e-06 |  | 3.541e-05 |  | 9.9151e-05 |  | 0.0003964 |  | 5.7221e-05
| 0.0001288 |  |  |  | 6.0011e-06 |  | 3.4752e-05 |  | 0.00010646 |  | 0.00026052 |  | 6.3373e-05
| 9.9786e-05 |  |  |  | 3.9009e-05 |  | 7.1213e-05 |  | 9.1806e-05 |  | 0.0002251 |  | 4.7414e-05
| 0.00012046 |  |  |  | 3.9011e-05 |  | 4.608e-05 |  | 9.1483e-05 |  | 0.00024547 |  | 4.6982e-05
| 0.00017826 |  |  |  | 9.9032e-05 |  | 2.1353e-05 |  | 0.00013881 |  | 0.00020632 |  | 5.9852e-05
| 0.00016271 |  |  |  | 9.9037e-05 |  | -2.1437e-05 |  | 0.00014205 |  | 0.00018702 |  | 4.8876e-05
| 0.00014412 |  |  |  | 9.5039e-05 |  | -8.4535e-06 |  | 0.00011109 |  | 0.00025168 |  | 5.2351e-05
| 0.00013402 |  |  |  | 9.5043e-05 |  | 1.3515e-05 |  | 0.00010447 |  | 0.00027986 |  | 6.6136e-05
| 0.00014119 |  |  |  | 9.0044e-05 |  | -4.1905e-06 |  | 9.0529e-05 |  | 0.00017988 |  | 5.512e-05
| 0.00015441 |  |  |  | 9.0048e-05 |  | -2.5419e-05 |  | 9.7443e-05 |  | 0.00024356 |  | 5.1972e-05
| 9.6455e-05 |  |  |  | 5.8034e-05 |  | -2.8534e-05 |  | 9.2957e-05 |  | 0.00029102 |  | 5.4078e-05
| 0.00010931 |  |  |  | 5.8036e-05 |  | -7.3635e-07 |  | 9.2385e-05 |  | 0.0003104 |  | 5.3687e-05
| 0.00016383 |  |  |  | 8.7057e-05 |  | 5.9296e-06 |  | 9.346e-05 |  | 0.00034344 |  | 6.1725e-05
| 0.00015025 |  |  |  | 8.7061e-05 |  | 2.5448e-05 |  | 8.2105e-05 |  | 0.00024775 |  | 7.1285e-05
| 0.00014595 |  |  |  | 8.2061e-05 |  | -1.499e-05 |  | 7.0915e-05 |  | 0.00028568 |  | 7.0677e-05
| 0.00014917 |  |  |  | 8.2064e-05 |  | -2.7298e-05 |  | 4.0918e-05 |  | 0.00027575 |  | 6.7864e-05
| 0.00014363 |  |  |  | 6.0049e-06 |  | 8.4444e-07 |  | 4.8248e-05 |  | 0.00021949 |  | 6.0239e-05
| 0.00013471 |  |  |  | 6.0051e-06 |  | 1.0513e-05 |  | 8.106e-05 |  | 0.00029753 |  | 6.0508e-05
| 0.00016005 |  |  |  | 1.8016e-05 |  | -2.9923e-07 |  | 9.0394e-05 |  | 0.00024301 |  | 7.2821e-05
| 0.00015748 |  |  |  | 1.8017e-05 |  | 2.3514e-05 |  | 8.328e-05 |  | 0.00018418 |  | 7.1939e-05
| 0.00014315 |  |  |  | 4.7047e-05 |  | 3.5426e-05 |  | 9.9962e-05 |  | 0.00027052 |  | 6.9164e-05
| 0.00015488 |  |  |  | 4.7049e-05 |  | -2.7509e-05 |  | 0.00010259 |  | 0.00031928 |  | 6.8331e-05
| 0.0001516 |  |  |  | 8.7094e-05 |  | -1.6819e-06 |  | 0.00010361 |  | 0.00029084 |  | 5.5432e-05
| 0.00014532 |  |  |  | 8.7098e-05 |  | 9.4698e-06 |  | 7.4283e-05 |  | 0.00023003 |  | 6.4313e-05
| 0.00015412 |  |  |  | 6.007e-05 |  | 1.7647e-05 |  | 5.174e-05 |  | 0.00024489 |  | 7.0037e-05
| 0.00013727 |  |  |  | 6.0072e-05 |  | 5.3003e-05 |  | 5.2628e-05 |  | 0.00031114 |  | 6.6918e-05
| 0.00010327 |  |  |  | 9.2115e-05 |  | 1.3726e-05 |  | 4.2069e-05 |  | 0.00025352 |  | 6.4241e-05
| 0.00012353 |  |  |  | 9.2119e-05 |  | -3.3387e-06 |  | 7.6142e-05 |  | 0.00018805 |  | 7.0788e-05
| 0.00014674 |  |  |  | 4.9066e-05 |  | 6.1671e-06 |  | 5.0022e-05 |  | 0.0001912 |  | 7.5902e-05
| 0.00013532 |  |  |  | 4.9068e-05 |  | -3.3873e-05 |  | 4.1059e-05 |  | 0.00018984 |  | 6.7851e-05
| 0.00011883 |  |  |  | 2.7038e-05 |  | -1.2719e-05 |  | 5.9854e-05 |  | 0.00029404 |  | 6.2234e-05
| 0.00013306 |  |  |  | 2.7039e-05 |  | -1.1158e-05 |  | 8.4336e-05 |  | 0.00033888 |  | 6.0855e-05
| 0.00013552 |  |  |  | 0.00010516 |  | -8.0405e-06 |  | 8.3534e-05 |  | 0.00026002 |  | 5.4683e-05
| 0.00011791 |  |  |  | 0.00010516 |  | 4.8085e-05 |  | 6.5413e-05 |  | 0.00029849 |  | 4.5126e-05
| 0.00014166 |  |  |  | 8.6137e-05 |  | 2.3243e-05 |  | 8.931e-05 |  | 0.00038174 |  | 4.8573e-05
| 0.00016028 |  |  |  | 8.6141e-05 |  | 1.3594e-05 |  | 0.00010217 |  | 0.00028945 |  | 5.8255e-05
| 0.00014935 |  |  |  | 2.8047e-05 |  | 2.9436e-06 |  | 5.2428e-05 |  | 0.00014343 |  | 5.68e-05
| 0.00013609 |  |  |  | 2.8048e-05 |  | -3.3834e-05 |  | 3.5962e-05 |  | 0.00016073 |  | 5.8509e-05
| 0.00014352 |  |  |  | 4.3076e-05 |  | -4.1011e-05 |  | 8.8771e-05 |  | 0.00020228 |  | 6.9253e-05
| 0.00014308 |  |  |  | 4.3078e-05 |  | 1.3734e-05 |  | 8.4198e-05 |  | 0.00020633 |  | 7.0778e-05
| 0.00013167 |  |  |  | 7.2133e-05 |  | 1.8213e-06 |  | 7.0929e-05 |  | 0.00020439 |  | 5.4224e-05
| 0.00013432 |  |  |  | 7.2137e-05 |  | -6.5932e-05 |  | 9.6442e-05 |  | 0.0001547 |  | 4.7935e-05
| 0.00011539 |  |  |  | 1.4027e-05 |  | -3.2155e-06 |  | 9.5872e-05 |  | 0.00012416 |  | 7.3095e-05
| 0.0001125 |  |  |  | 1.4028e-05 |  | -7.1401e-06 |  | 8.2434e-05 |  | 0.00021976 |  | 8.0834e-05
| 0.00012767 |  |  |  | 8.417e-05 |  | -2.5798e-05 |  | 7.8597e-05 |  | 0.00023655 |  | 6.8416e-05
| 0.0001285 |  |  |  | 8.4174e-05 |  | 2.9303e-05 |  | 9.3527e-05 |  | 0.00018464 |  | 6.8878e-05
| 0.00012225 |  |  |  | 0.00015934 |  | 2.4936e-05 |  | 0.00011084 |  | 0.00027199 |  | 8.0994e-05
| 0.00012536 |  |  |  | 0.00015934 |  | -5.6685e-05 |  | 0.00011184 |  | 0.00030121 |  | 7.8927e-05
| 0.00013284 |  |  |  | 4.3095e-05 |  | -9.1339e-05 |  | 0.00010459 |  | 0.00024363 |  | 6.7272e-05
| 0.00013741 |  |  |  | 4.3096e-05 |  | 1.2297e-06 |  | 0.00010772 |  | 0.00010947 |  | 6.8398e-05
| 0.00013363 |  |  |  | 6.3144e-05 |  | -6.1879e-06 |  | 6.7924e-05 |  | 0.00014956 |  | 6.4387e-05
| 0.00012459 |  |  |  | 6.3147e-05 |  | -4.6867e-05 |  | 2.579e-05 |  | 0.00025219 |  | 5.7615e-05
| 0.00012785 |  |  |  | 4.7111e-05 |  | -1.0902e-05 |  | 2.8849e-05 |  | 0.0002518 |  | 5.0783e-05
| 0.00012038 |  |  |  | 4.7113e-05 |  | -5.0419e-06 |  | 5.0739e-05 |  | 0.00026403 |  | 4.1134e-05
| 0.00011061 |  |  |  | 3.7091e-05 |  | -5.1253e-05 |  | 4.5231e-05 |  | 0.00022854 |  | 4.8618e-05
| 0.00011921 |  |  |  | 3.7093e-05 |  | -5.7824e-05 |  | 1.4252e-06 |  | 0.00024571 |  | 5.0203e-05
| 0.00012961 |  |  |  | 0.00012933 |  | -3.3376e-05 |  | 3.3014e-05 |  | 0.00030052 |  | 6.0758e-05
| 0.0001204 |  |  |  | 0.00012933 |  | -4.991e-05 |  | 5.1614e-05 |  | 0.00030587 |  | 5.7643e-05
| 9.5605e-05 |  |  |  | 7.1187e-05 |  | -2.4738e-05 |  | 3.6131e-05 |  | 0.00030452 |  | 4.1593e-05
| 0.00010352 |  |  |  | 7.119e-05 |  | 1.4001e-05 |  | 7.862e-05 |  | 0.00038253 |  | 5.7483e-05
| 0.00012927 |  |  |  | 1.7046e-05 |  | -7.6922e-06 |  | 9.0814e-05 |  | 0.00036928 |  | 5.8012e-05
| 0.00011902 |  |  |  | 1.7047e-05 |  | -6.8717e-06 |  | 7.1509e-05 |  | 0.00027251 |  | 4.9263e-05
| 0.00014166 |  |  |  | 2.7076e-05 |  | -6.0721e-06 |  | 6.654e-05 |  | 0.00030787 |  | 5.6152e-05
| 0.00016594 |  |  |  | 2.7077e-05 |  | -8.8172e-06 |  | 5.6694e-05 |  | 0.00033432 |  | 6.466e-05
| 0.00013498 |  |  |  | 7.622e-05 |  | 2.1165e-05 |  | 6.5903e-05 |  | 0.00033602 |  | 7.0096e-05
| 0.00010664 |  |  |  | 7.6223e-05 |  | 2.2973e-05 |  | 8.5106e-05 |  | 0.00034991 |  | 7.3865e-05
| 0.00010457 |  |  |  | 0.00011233 |  | 2.1839e-05 |  | 0.00010306 |  | 0.00020985 |  | 6.0273e-05
| 0.00011154 |  |  |  | 0.00011234 |  | 2.251e-06 |  | 6.8386e-05 |  | 0.00014361 |  | 4.9603e-05
| 8.5637e-05 |  |  |  | 3.912e-05 |  | 2.5406e-05 |  | 1.6403e-05 |  | 0.00014874 |  | 4.1701e-05
| 8.7886e-05 |  |  |  | 3.9121e-05 |  | 7.1895e-05 |  | 3.5172e-05 |  | 0.00017978 |  | 3.7812e-05
| 0.0001199 |  |  |  | 2.4076e-05 |  | -1.0016e-07 |  | 5.9656e-05 |  | 0.00024873 |  | 5.6285e-05
| 0.00012536 |  |  |  | 2.4077e-05 |  | -6.4767e-06 |  | 7.762e-05 |  | 0.00022304 |  | 6.2832e-05
| 0.00013288 |  |  |  | 2.3075e-05 |  | 4.3692e-05 |  | 8.3033e-05 |  | 0.00023938 |  | 6.591e-05
| 0.00011315 |  |  |  | 2.3076e-05 |  | 5.5236e-05 |  | 3.9442e-05 |  | 0.00022206 |  | 7.5803e-05
| 0.00010853 |  |  |  | 0.00010736 |  | 4.4076e-05 |  | 4.7704e-05 |  | 0.00017195 |  | 6.7427e-05
| 7.8664e-05 |  |  |  | 0.00010736 |  | -2.742e-06 |  | 7.8779e-05 |  | 0.00016872 |  | 4.3434e-05
| 7.073e-05 |  |  |  | 6.9236e-05 |  | -1.7301e-05 |  | 2.9902e-05 |  | 0.00018477 |  | 3.93e-05
| 0.00011501 |  |  |  | 6.9239e-05 |  | 7.032e-06 |  | 6.6788e-06 |  | 0.00024161 |  | 4.9363e-05
| 0.00010342 |  |  |  | 8.6302e-05 |  | 3.4272e-05 |  | 4.9382e-05 |  | 0.00019936 |  | 4.77e-05
| 0.00011694 |  |  |  | 8.6306e-05 |  | -6.277e-06 |  | 6.0888e-05 |  | 0.0001975 |  | 5.3618e-05
| 0.00013109 |  |  |  | 3.5126e-05 |  | -5.8138e-05 |  | 3.8975e-05 |  | 0.00024994 |  | 5.2923e-05
| 0.00010568 |  |  |  | 3.5128e-05 |  | 1.1199e-05 |  | 1.4712e-05 |  | 0.00021287 |  | 4.4259e-05
| 0.00010885 |  |  |  | 7.6281e-05 |  | 3.3146e-05 |  | 1.7858e-05 |  | 0.00022143 |  | 5.7633e-05
| 9.8885e-05 |  |  |  | 7.6284e-05 |  | 2.3113e-05 |  | 3.909e-05 |  | 0.00025568 |  | 4.188e-05
| 0.00010694 |  |  |  | 4.4167e-05 |  | 7.2229e-05 |  | 3.171e-05 |  | 0.00027873 |  | 4.1132e-05
| 0.00013157 |  |  |  | 4.4169e-05 |  | 3.0643e-05 |  | 5.0035e-05 |  | 0.00026467 |  | 6.3095e-05
| 0.00011281 |  |  |  | 9.1352e-05 |  | -2.0261e-05 |  | 6.9442e-05 |  | 0.00023243 |  | 4.9988e-05
| 9.9917e-05 |  |  |  | 9.1356e-05 |  | -5.2643e-05 |  | -5.165e-05 |  | 0.00015377 |  | -4.3352e-05
| 0.00012249 |  |  |  | 0.00012349 |  | 5.743e-05 |  | 6.2464e-05 |  | 0.00018491 |  | 7.1104e-05
| 0.00011116 |  |  |  | 0.00012349 |  | -3.1502e-05 |  | 7.6555e-05 |  | 0.00018521 |  | 6.5765e-05
| 0.00011505 |  |  |  | 8.2332e-05 |  | -2.4221e-05 |  | 4.5533e-05 |  | 0.00018337 |  | 4.9998e-05
| 0.00012606 |  |  |  | 8.2336e-05 |  | -2.5045e-05 |  | 5.6844e-05 |  | 0.00016357 |  | 4.7631e-05
| 0.00014662 |  |  |  | 9.5393e-05 |  | -2.9359e-05 |  | 0.0001141 |  | 0.00023925 |  | 6.383e-05
| 0.00013194 |  |  |  | 9.5397e-05 |  | -8.7609e-06 |  | 9.7253e-05 |  | 0.00026354 |  | 4.4781e-05
| 9.5738e-05 |  |  |  | 7.2305e-05 |  | -1.7938e-05 |  | 4.5029e-05 |  | 0.0002729 |  | 2.2472e-05
| 0.00011939 |  |  |  | 7.2308e-05 |  | -5.2414e-05 |  | 7.3202e-05 |  | 0.00027486 |  | 3.1488e-05
| 0.00011669 |  |  |  | 5.8251e-05 |  | -2.3347e-05 |  | 4.5083e-05 |  | 0.00023561 |  | 3.5347e-05
| 5.199e-05 |  |  |  | 5.8253e-05 |  | 9.7437e-06 |  | 4.7159e-05 |  | 0.00024357 |  | 3.7981e-05
| 8.2526e-05 |  |  |  | 7.8344e-05 |  | 3.5964e-06 |  | 8.8859e-05 |  | 0.00023329 |  | 5.3076e-05
| 0.00013137 |  |  |  | 7.8348e-05 |  | 2.4476e-06 |  | 9.3847e-05 |  | 0.00020445 |  | 5.6365e-05
| 0.00011967 |  |  |  | 9.4423e-05 |  | -2.3132e-05 |  | 0.00011369 |  | 0.00025552 |  | 6.0368e-05
| 6.826e-05 |  |  |  | 9.4427e-05 |  | -1.0592e-05 |  | 8.8185e-05 |  | 0.00028499 |  | 6.6058e-05
| 8.1263e-05 |  |  |  | 6.8312e-05 |  | 6.3014e-05 |  | 5.0741e-05 |  | 0.00021562 |  | 5.9818e-05
| 0.0001357 |  |  |  | 6.8315e-05 |  | 5.0137e-05 |  | 4.9047e-05 |  | 0.00020102 |  | 5.5158e-05
| 8.4892e-05 |  |  |  | 8.9417e-05 |  | 2.4714e-05 |  | 4.344e-05 |  | 0.00021784 |  | 4.8516e-05
| 7.1625e-05 |  |  |  | 8.9421e-05 |  | 8.2925e-06 |  | 4.0578e-05 |  | 0.00023272 |  | 4.6467e-05
| 9.3642e-05 |  |  |  | 5.9281e-05 |  | -7.8366e-05 |  | 2.7171e-05 |  | 0.00025501 |  | 4.0908e-05
| 9.8256e-05 |  |  |  | 5.9284e-05 |  | -0.00010188 |  | 1.6079e-05 |  | 0.00027249 |  | 3.0085e-05
| 0.00013524 |  |  |  | 8.7423e-05 |  | -6.491e-05 |  | 6.2702e-05 |  | 0.00028559 |  | 5.2495e-05
| 0.00013801 |  |  |  | 8.7427e-05 |  | -2.6269e-05 |  | 5.7509e-05 |  | 0.00022193 |  | 6.6724e-05
| 0.00010957 |  |  |  | 4.7233e-05 |  | -6.9622e-06 |  | 5.5875e-05 |  | 0.00021083 |  | 5.1523e-05
| 0.00010048 |  |  |  | 4.7235e-05 |  | -2.3361e-05 |  | 7.3344e-05 |  | 0.00032527 |  | 4.0679e-05
| 9.9774e-05 |  |  |  | 0.00010654 |  | -3.4795e-05 |  | 3.221e-05 |  | 0.00020247 |  | 4.9365e-05
| 8.367e-05 |  |  |  | 0.00010654 |  | -1.6717e-05 |  | -9.6626e-06 |  | 5.6308e-05 |  | 5.0036e-05
| 8.6918e-05 |  |  |  | 3.719e-05 |  | -3.2777e-05 |  | -2.1624e-05 |  | 0.00020983 |  | 5.2325e-05
| 9.6891e-05 |  |  |  | 3.7192e-05 |  | -4.5866e-05 |  | -1.2331e-05 |  | 0.0002708 |  | 4.3995e-05
| 8.942e-05 |  |  |  | 1.7089e-05 |  | -1.0507e-05 |  | 1.8266e-05 |  | 0.00013763 |  | 1.824e-05
| 9.7561e-05 |  |  |  | 1.709e-05 |  | -1.5928e-05 |  | 2.8731e-05 |  | 0.00012252 |  | 2.6971e-05
| 9.8895e-05 |  |  |  | 9.249e-05 |  | -7.8691e-05 |  | 3.5459e-05 |  | 0.00023739 |  | 3.3413e-05
| 0.00012399 |  |  |  | 9.2494e-05 |  | -7.029e-05 |  | 7.7905e-06 |  | 0.00024035 |  | 4.9866e-05
| 0.00012728 |  |  |  | 4.3233e-05 |  | -4.3405e-05 |  | -4.8636e-06 |  | 0.00022319 |  | 5.7405e-05
| 0.00012451 |  |  |  | 4.3235e-05 |  | -3.0327e-05 |  | 3.0079e-05 |  | 0.00022007 |  | 5.4689e-05
| 0.00012965 |  |  |  | 9.1501e-05 |  | -2.5417e-05 |  | 5.1551e-05 |  | 0.00028169 |  | 5.4354e-05
| 0.00010987 |  |  |  | 9.1506e-05 |  | -3.3434e-05 |  | 6.5774e-05 |  | 0.0002311 |  | 4.1338e-05
| 0.00012382 |  |  |  | 9.3521e-05 |  | -1.4284e-05 |  | 7.354e-05 |  | 0.00011869 |  | 3.7138e-05
| 0.00015026 |  |  |  | 9.3526e-05 |  | 4.3588e-05 |  | 6.5923e-05 |  | 0.00021854 |  | 4.8977e-05
| 0.00013213 |  |  |  | 6.1347e-05 |  | 5.7522e-05 |  | 6.3862e-05 |  | 0.00018956 |  | 5.9473e-05
| 0.00010818 |  |  |  | 6.135e-05 |  | -1.2478e-07 |  | 7.0458e-05 |  | 0.00014154 |  | 4.4158e-05
| 0.00012126 |  |  |  | 3.4197e-05 |  | -2.9849e-05 |  | 9.6786e-05 |  | 0.00028202 |  | 4.6718e-05
| 0.00011676 |  |  |  | 3.4198e-05 |  | -3.4226e-05 |  | 9.5703e-05 |  | 0.00029787 |  | 4.6316e-05
| 9.4045e-05 |  |  |  | 7.9465e-05 |  | -4.908e-05 |  | 6.0975e-05 |  | 0.00019222 |  | 2.2434e-05
| 8.8685e-05 |  |  |  | 7.9468e-05 |  | -2.6499e-05 |  | 6.5477e-05 |  | 0.00016363 |  | 1.936e-05
| 8.225e-05 |  |  |  | 6.9412e-05 |  | -1.4475e-05 |  | 3.4744e-05 |  | 0.00023341 |  | 3.1481e-05
| 9.8226e-05 |  |  |  | 6.9415e-05 |  | -2.4055e-05 |  | 3.8251e-05 |  | 0.00026064 |  | 4.0148e-05
| 0.00010452 |  |  |  | 0.00011067 |  | 3.3236e-05 |  | 6.9975e-05 |  | 0.00027864 |  | 4.7042e-05
| 9.5424e-05 |  |  |  | 0.00011067 |  | 3.2852e-05 |  | 4.5886e-05 |  | 0.0002311 |  | 4.3873e-05
| 0.00010262 |  |  |  | 1.9117e-05 |  | -4.1854e-05 |  | 1.0464e-05 |  | 0.00011157 |  | 4.3005e-05
| 0.00011654 |  |  |  | 1.9118e-05 |  | -7.3557e-05 |  | 4.8521e-05 |  | 0.00018184 |  | 6.1316e-05
| 0.0001204 |  |  |  | 4.025e-05 |  | -4.0982e-05 |  | 0.00010708 |  | 0.00021734 |  | 6.2583e-05
| 0.0001122 |  |  |  | 4.0252e-05 |  | -4.8305e-05 |  | 7.8719e-05 |  | 0.00018821 |  | 4.6334e-05
| 9.4366e-05 |  |  |  | 3.5222e-05 |  | -5.9268e-05 |  | 3.8135e-05 |  | 0.00023014 |  | 4.2931e-05
| 7.8602e-05 |  |  |  | 3.5224e-05 |  | 2.5748e-05 |  | 4.5896e-06 |  | 0.00024622 |  | 4.6118e-05
| 9.2176e-05 |  |  |  | 2.3148e-05 |  | 6.9613e-05 |  | 3.4965e-06 |  | 0.00024543 |  | 4.0456e-05
| 8.9036e-05 |  |  |  | 2.3149e-05 |  | 3.0416e-05 |  | 2.4421e-05 |  | 0.00023478 |  | 3.5671e-05
| 8.8977e-05 |  |  |  | 9.2601e-05 |  | 2.3188e-05 |  | 3.2003e-05 |  | 0.00015265 |  | 3.7574e-05
| 0.00011629 |  |  |  | 9.2606e-05 |  | 6.8589e-06 |  | 6.0332e-05 |  | 0.00010435 |  | 3.3786e-05
| 0.00010872 |  |  |  | 7.2478e-05 |  | -5.0231e-05 |  | 8.0446e-05 |  | 0.00015811 |  | 3.0103e-05
| 9.3193e-05 |  |  |  | 7.2481e-05 |  | -7.4847e-05 |  | 6.2508e-05 |  | 0.00017288 |  | 4.073e-05
| 0.00011386 |  |  |  | 2.1141e-05 |  | -4.2847e-05 |  | 8.1622e-05 |  | 0.00017254 |  | 4.5149e-05
| 0.00010262 |  |  |  | 2.1142e-05 |  | -2.6086e-05 |  | 8.2255e-05 |  | 0.00018586 |  | 3.2726e-05
| 8.7792e-05 |  |  |  | 8.6587e-05 |  | -3.0044e-05 |  | -1.0628e-05 |  | 0.00018177 |  | 3.635e-05
| 7.955e-05 |  |  |  | 8.6591e-05 |  | -1.2689e-05 |  | -4.8908e-05 |  | 0.00013101 |  | 3.0578e-05
| 7.0037e-05 |  |  |  | 0.00010472 |  | 1.2568e-05 |  | 9.407e-06 |  | 0.00022797 |  | 4.5433e-05
| 8.2763e-05 |  |  |  | 0.00010472 |  | -2.5836e-05 |  | 5.6767e-06 |  | 0.00029688 |  | 4.3582e-05
| 5.0346e-05 |  |  |  | 0.00011178 |  | -6.3169e-05 |  | 2.2067e-06 |  | 0.00020745 |  | 1.527e-05
| 6.4538e-05 |  |  |  | 0.00011178 |  | -7.9167e-05 |  | 2.5808e-05 |  | 0.00021209 |  | 1.2192e-05
| 0.00010133 |  |  |  | 4.7334e-05 |  | -0.00010075 |  | 1.4132e-05 |  | 0.00022891 |  | 1.4776e-05
| 6.6772e-05 |  |  |  | 4.7336e-05 |  | -0.00012013 |  | 2.348e-06 |  | 0.00012478 |  | 1.5898e-05
| 6.5517e-05 |  |  |  | 7.3525e-05 |  | -9.0085e-05 |  | 1.3417e-05 |  | 0.00010235 |  | 1.3759e-05
| 6.284e-05 |  |  |  | 7.3529e-05 |  | -1.2894e-06 |  | 3.1515e-05 |  | 0.00012103 |  | 5.7859e-06
| 7.1113e-05 |  |  |  | 0.00011382 |  | 3.1296e-06 |  | 2.803e-05 |  | 7.1676e-05 |  | 7.0352e-06
| 8.6203e-05 |  |  |  | 0.00011383 |  | -1.1426e-05 |  | 5.2232e-05 |  | 0.00010311 |  | 1.968e-05
| 5.1977e-05 |  |  |  | 5.1377e-05 |  | -8.8793e-05 |  | 1.9721e-05 |  | 0.00010906 |  | 1.7598e-05
| 3.0489e-05 |  |  |  | 5.1379e-05 |  | -8.5172e-05 |  | -4.3372e-06 |  | 0.00018122 |  | 2.3743e-05
| 4.238e-05 |  |  |  | 9.8733e-05 |  | -7.5236e-05 |  | 3.464e-05 |  | 0.00011431 |  | 3.4203e-05
| 6.283e-05 |  |  |  | 9.8738e-05 |  | -0.0001223 |  | 6.2437e-05 |  | 0.00011903 |  | 2.8222e-05
| 6.258e-05 |  |  |  | 9.0682e-05 |  | -7.6508e-05 |  | 6.7898e-05 |  | 0.00019677 |  | 1.2663e-05
| 2.1184e-05 |  |  |  | 9.0686e-05 |  | -2.7604e-05 |  | 4.683e-06 |  | 0.00012153 |  | 9.6735e-08
| 3.0336e-06 |  |  |  | 0.00010883 |  | -5.2976e-05 |  | -4.1904e-05 |  | 0.00015068 |  | 5.4024e-07
| 1.9829e-05 |  |  |  | 0.00010883 |  | -5.0213e-05 |  | -3.9577e-07 |  | 0.00012806 |  | 1.5697e-05
| 2.1843e-05 |  |  |  | 8.3645e-05 |  | 5.1158e-06 |  | 7.7018e-06 |  | 0.00013159 |  | 3.254e-06
| 2.8661e-05 |  |  |  | 8.3649e-05 |  | -1.1207e-05 |  | -2.6399e-05 |  | 0.00021388 |  | 5.8475e-06
| 2.2923e-05 |  |  |  | 6.4504e-05 |  | -9.7936e-05 |  | -4.3065e-05 |  | 0.00019107 |  | 4.8134e-06
| 1.7974e-05 |  |  |  | 6.4507e-05 |  | -0.00011411 |  | -4.1986e-05 |  | 9.6646e-05 |  | -1.8935e-06
| 3.2971e-05 |  |  |  | 5.5438e-05 |  | -1.7246e-05 |  | 1.6313e-05 |  | -2.7232e-05 |  | 1.5404e-05
| 2.7218e-05 |  |  |  | 5.5441e-05 |  | -3.5151e-05 |  | 2.8418e-06 |  | 2.0522e-05 |  | -1.6236e-06
| 3.1174e-05 |  |  |  | 5.5443e-05 |  | -6.021e-05 |  | -1.0671e-05 |  | 0.00010215 |  | -1.3076e-05
| 3.97e-05 |  |  |  | 5.5446e-05 |  | 2.9512e-05 |  | 4.2722e-05 |  | 9.6186e-05 |  | 1.2284e-05
| 3.3402e-05 |  |  |  | 9.2751e-05 |  | 7.2816e-06 |  | -4.0468e-05 |  | 7.7322e-05 |  | 1.6724e-05
| 5.2037e-05 |  |  |  | 9.2755e-05 |  | -1.9542e-05 |  | -5.1227e-05 |  | -5.6615e-06 |  | 1.5475e-05
| 4.0012e-05 |  |  |  | 5.9487e-05 |  | 1.5358e-05 |  | -3.4367e-05 |  | -1.4793e-05 |  | 1.0632e-05
| 3.9739e-05 |  |  |  | 5.949e-05 |  | 1.8657e-05 |  | -5.9465e-06 |  | 0.00017673 |  | 1.2872e-05
| 4.3609e-05 |  |  |  | 4.1342e-05 |  | 2.4563e-05 |  | 3.5619e-06 |  | 0.00016062 |  | 1.907e-05
| 1.9439e-05 |  |  |  | 4.1344e-05 |  | -1.1872e-05 |  | -5.157e-05 |  | 7.086e-05 |  | 8.1122e-06
| 2.7956e-05 |  |  |  | 8.5718e-05 |  | -6.3049e-05 |  | -1.4613e-06 |  | 0.00016289 |  | 1.6362e-06
| 3.7708e-05 |  |  |  | 8.5722e-05 |  | -6.1271e-05 |  | -5.5253e-06 |  | 8.7181e-05 |  | 9.5793e-06
| 4.385e-05 |  |  |  | 7.1607e-05 |  | -5.9413e-05 |  | 1.6701e-05 |  | 6.151e-05 |  | 1.3909e-05
| 6.5478e-05 |  |  |  | 7.161e-05 |  | -0.00010035 |  | 4.2887e-05 |  | 0.00013286 |  | 7.0239e-06
| 6.0322e-05 |  |  |  | 5.1441e-05 |  | -6.0207e-05 |  | 1.8979e-05 |  | 0.00013277 |  | 5.8783e-06
| 5.7195e-05 |  |  |  | 5.1443e-05 |  | -3.4513e-05 |  | -1.3629e-05 |  | 3.4368e-05 |  | 9.4032e-06
| 3.5578e-05 |  |  |  | 1.1096e-05 |  | -0.00010505 |  | -2.5736e-05 |  | 7.0764e-05 |  | 1.4503e-05
| 2.0049e-05 |  |  |  | 1.1096e-05 |  | -9.337e-05 |  | 1.4769e-06 |  | 9.8423e-05 |  | 1.1376e-05
| 4.4285e-05 |  |  |  | 9.2813e-05 |  | -1.363e-05 |  | 2.3877e-05 |  | -3.4291e-05 |  | 5.5539e-06
| 1.9314e-05 |  |  |  | 9.2818e-05 |  | -1.4311e-05 |  | 5.1148e-05 |  | 2.1724e-05 |  | 1.3752e-05
| 1.2471e-05 |  |  |  | 5.5491e-05 |  | -8.8371e-05 |  | 1.5857e-05 |  | 5.7817e-05 |  | 1.2871e-05
| 3.9681e-05 |  |  |  | 5.5494e-05 |  | -8.7439e-05 |  | -1.2948e-05 |  | 1.7493e-05 |  | 1.5057e-05
| 4.5594e-05 |  |  |  | 9.9894e-05 |  | -8.7652e-05 |  | 2.2584e-05 |  | 3.9506e-05 |  | 2.8146e-05
| 5.158e-05 |  |  |  | 9.9899e-05 |  | -4.3074e-05 |  | 5.6351e-05 |  | 6.19e-05 |  | 2.0657e-05
| 4.2881e-05 |  |  |  | 5.1466e-05 |  | 9.0274e-06 |  | 4.9229e-06 |  | 0.00014058 |  | -9.3328e-07
| 5.0572e-05 |  |  |  | 5.1468e-05 |  | -5.2209e-06 |  | -2.4359e-06 |  | 0.00016982 |  | 9.5798e-06
| 6.0627e-05 |  |  |  | 7.1655e-05 |  | -1.1851e-05 |  | 5.5271e-05 |  | 0.00012565 |  | 2.7995e-05
| 3.2605e-05 |  |  |  | 7.1659e-05 |  | -1.9335e-06 |  | 2.5418e-05 |  | 0.00011931 |  | 1.112e-05
| -6.0129e-06 |  |  |  | 3.3308e-05 |  | -3.549e-05 |  | -2.2118e-05 |  | 7.0527e-05 |  | -1.8944e-06
| 6.7609e-06 |  |  |  | 3.3309e-05 |  | -2.8875e-05 |  | -4.2451e-05 |  | 1.2529e-05 |  | 1.3373e-06
| 4.3852e-05 |  |  |  | 6.6622e-05 |  | 2.493e-05 |  | -2.7063e-07 |  | 4.9868e-05 |  | 2.5377e-06
| 4.8075e-05 |  |  |  | 6.6625e-05 |  | -3.9229e-05 |  | 6.116e-05 |  | 0.00013599 |  | 5.9302e-06
| 5.1452e-05 |  |  |  | 7.9753e-05 |  | -4.1992e-05 |  | 7.5372e-05 |  | 0.00022161 |  | 6.5082e-06
| 3.1156e-05 |  |  |  | 7.9757e-05 |  | 3.5255e-06 |  | 2.7101e-05 |  | 0.00015957 |  | 1.2534e-06
| 1.2235e-05 |  |  |  | 9.7934e-05 |  | -1.6979e-05 |  | -2.2405e-05 |  | 4.7569e-05 |  | -9.1969e-06
| 2.8846e-05 |  |  |  | 9.7938e-05 |  | -1.788e-05 |  | 2.5579e-05 |  | 5.2167e-05 |  | 1.734e-07
| 3.4756e-05 |  |  |  | 9.0875e-05 |  | -3.352e-05 |  | 1.8027e-05 |  | 9.7534e-05 |  | 1.5386e-05
| 2.1113e-05 |  |  |  | 9.088e-05 |  | -0.00010041 |  | -3.0391e-05 |  | 9.5819e-05 |  | -6.0501e-06
| 1.3099e-05 |  |  |  | 6.3619e-05 |  | -5.807e-05 |  | 5.0565e-06 |  | 8.6085e-05 |  | -2.2739e-05
| 1.6512e-05 |  |  |  | 6.3622e-05 |  | 6.339e-06 |  | -2.5828e-05 |  | 8.1486e-05 |  | -8.7366e-06
| 3.4547e-05 |  |  |  | 7.9784e-05 |  | -6.1741e-05 |  | -2.2323e-05 |  | 4.7585e-05 |  | -5.1183e-06
| 3.4377e-05 |  |  |  | 7.9788e-05 |  | -8.8837e-05 |  | 9.141e-07 |  | 3.5515e-05 |  | -1.1074e-05
| 2.8121e-05 |  |  |  | 8.0801e-05 |  | -2.6426e-05 |  | -1.5241e-05 |  | 8.0907e-05 |  | -1.1927e-05
| 3.4562e-05 |  |  |  | 8.0805e-05 |  | -2.3561e-05 |  | 2.7486e-05 |  | 8.84e-05 |  | 9.8745e-06
| 4.8145e-05 |  |  |  | 0.00010606 |  | -4.496e-05 |  | -1.5016e-06 |  | 5.3917e-05 |  | 2.5374e-05
| 5.1429e-05 |  |  |  | 0.00010607 |  | -6.6449e-05 |  | -4.7427e-05 |  | 5.9074e-05 |  | 9.8201e-07
| 4.0641e-05 |  |  |  | 0.00013133 |  | -8.8622e-05 |  | -5.2107e-05 |  | 6.4836e-05 |  | -4.9173e-06
| 4.1106e-05 |  |  |  | 0.00013134 |  | -4.6223e-05 |  | -3.043e-05 |  | 8.0371e-05 |  | 2.7702e-06
| 3.052e-05 |  |  |  | 8.5877e-05 |  | -3.3484e-05 |  | -1.1056e-05 |  | 7.7476e-05 |  | -1.0843e-05
| 1.7629e-05 |  |  |  | 8.5882e-05 |  | -0.00010564 |  | 1.1104e-05 |  | -1.8188e-06 |  | -1.1403e-05
| 2.4139e-05 |  |  |  | 6.0625e-05 |  | -8.8377e-05 |  | 1.2352e-05 |  | 1.3127e-05 |  | -7.9131e-06
| 1.3296e-05 |  |  |  | 6.0628e-05 |  | -3.0622e-06 |  | -4.4854e-06 |  | 9.4748e-05 |  | -1.4291e-05
| 1.5728e-05 |  |  |  | 7.9831e-05 |  | -4.0395e-05 |  | -9.0167e-06 |  | 7.9795e-05 |  | -5.4179e-06
| 2.9476e-05 |  |  |  | 7.9835e-05 |  | -8.0386e-05 |  | -1.5984e-05 |  | 8.3815e-05 |  | 6.5415e-06
| 2.1231e-05 |  |  |  | 7.3775e-05 |  | -3.3563e-05 |  | -1.3579e-05 |  | 7.1773e-05 |  | 2.1802e-06
| 3.0534e-05 |  |  |  | 7.3779e-05 |  | 7.4916e-06 |  | -2.6966e-05 |  | 4.9913e-05 |  | -4.1906e-06
| 3.2914e-05 |  |  |  | 2.1225e-05 |  | -5.1878e-05 |  | -3.1541e-06 |  | 3.3253e-05 |  | -1.2224e-05
| 9.7472e-06 |  |  |  | 2.1226e-05 |  | -7.1119e-05 |  | -1.7985e-05 |  | 3.6126e-05 |  | -1.2019e-05
| 1.9268e-06 |  |  |  | 8.4909e-05 |  | -2.364e-05 |  | -1.8201e-05 |  | 4.7047e-05 |  | 1.8636e-06
| 2.0115e-05 |  |  |  | 8.4913e-05 |  | -2.6248e-05 |  | 1.3302e-05 |  | 7.178e-05 |  | -1.4596e-06
| 2.7438e-05 |  |  |  | 0.00011221 |  | -1.9279e-05 |  | -9.5346e-06 |  | 8.9628e-05 |  | -2.4185e-05
| 2.2796e-05 |  |  |  | 0.00011222 |  | -3.6978e-05 |  | -9.853e-06 |  | 7.12e-05 |  | -1.626e-05
| 2.0372e-05 |  |  |  | 8.897e-05 |  | -6.6029e-05 |  | -1.6892e-05 |  | 9.0195e-05 |  | -2.4113e-06
| 2.7759e-05 |  |  |  | 8.8974e-05 |  | -8.7085e-05 |  | -1.0421e-05 |  | 0.00013045 |  | -2.9684e-06
| 3.446e-05 |  |  |  | 9.2013e-05 |  | -0.00011285 |  | -8.7313e-06 |  | 8.0418e-05 |  | 4.7334e-06
| 2.3523e-05 |  |  |  | 9.2017e-05 |  | -0.00010601 |  | -4.303e-05 |  | 3.9577e-05 |  | -1.1165e-05
| 3.2635e-05 |  |  |  | 6.4719e-05 |  | -4.2413e-05 |  | -2.2994e-05 |  | 7.2951e-05 |  | -1.6151e-05
| 5.3742e-05 |  |  |  | 6.4722e-05 |  | 1.0531e-05 |  | 7.4794e-06 |  | 0.00010169 |  | -1.1407e-05
| 3.1968e-05 |  |  |  | 4.5509e-05 |  | 1.9254e-05 |  | -1.0021e-05 |  | 9.0214e-05 |  | -9.1736e-06
| 5.9598e-06 |  |  |  | 4.5512e-05 |  | 3.6004e-05 |  | -1.2459e-05 |  | 1.0829e-05 |  | -1.1574e-05
| 1.4826e-07 |  |  |  | 0.00013047 |  | 1.3038e-05 |  | -2.4182e-05 |  | 1.3705e-05 |  | -1.834e-05
| -1.2254e-05 |  |  |  | 0.00013048 |  | -2.9655e-05 |  | -2.6929e-05 |  | 6.6628e-05 |  | -1.5346e-05
| -1.5703e-05 |  |  |  | 0.0001052 |  | -7.1027e-06 |  | -6.7286e-05 |  | 7.7584e-05 |  | -1.5391e-05
| -7.7999e-07 |  |  |  | 0.0001052 |  | 1.7495e-05 |  | -9.7498e-05 |  | 8.7341e-05 |  | -1.8504e-05
| 2.2513e-05 |  |  |  | 1.4163e-05 |  | 4.5402e-06 |  | -3.433e-05 |  | 9.3116e-05 |  | -1.9365e-05
| 2.4416e-05 |  |  |  | 1.4164e-05 |  | -3.1628e-05 |  | -1.0691e-06 |  | 0.00012592 |  | -1.7699e-05
| 2.3896e-06 |  |  |  | 9.308e-05 |  | -5.0949e-05 |  | -7.1174e-05 |  | 0.00013801 |  | -1.9087e-05
| -9.4316e-06 |  |  |  | 9.3085e-05 |  | -8.2676e-05 |  | -6.3781e-05 |  | 5.9192e-05 |  | -1.7886e-05
| 3.3196e-06 |  |  |  | 0.00010118 |  | -7.9132e-05 |  | 2.97e-06 |  | 1.3713e-05 |  | -1.2968e-05
| 2.6701e-05 |  |  |  | 0.00010119 |  | -5.33e-05 |  | 2.3112e-05 |  | 7.53e-05 |  | 2.1474e-07
| 2.2531e-05 |  |  |  | 6.9824e-05 |  | -6.56e-05 |  | -6.4427e-06 |  | 9.1392e-05 |  | 4.2054e-06
| 1.2198e-05 |  |  |  | 6.9827e-05 |  | -9.7293e-05 |  | -5.4096e-05 |  | 3.041e-05 |  | -9.3569e-06
| 3.1979e-05 |  |  |  | 0.00011031 |  | -6.1998e-05 |  | -2.5516e-05 |  | 3.6165e-05 |  | -1.0954e-05
| 1.8432e-05 |  |  |  | 0.00011032 |  | 3.9117e-05 |  | -2.711e-05 |  | 0.00013634 |  | -1.786e-05
| 2.5666e-05 |  |  |  | 0.00010526 |  | -1.1354e-05 |  | -1.0692e-05 |  | 0.00017257 |  | -8.3794e-06
| 4.2055e-05 |  |  |  | 0.00010527 |  | -6.3464e-05 |  | -3.4654e-05 |  | 7.4745e-05 |  | -9.1514e-07
| 2.0467e-05 |  |  |  | 7.6931e-05 |  | -5.2276e-05 |  | -5.4608e-05 |  | 2.3507e-05 |  | -4.0294e-06
| 1.0683e-05 |  |  |  | 7.6935e-05 |  | -4.2267e-05 |  | -1.7228e-05 |  | 4.8259e-05 |  | -8.985e-06
| 4.9747e-06 |  |  |  | 7.5926e-05 |  | -1.3588e-05 |  | -1.2988e-05 |  | 5.9196e-05 |  | -1.9499e-05
| 2.1895e-05 |  |  |  | 7.593e-05 |  | -2.1413e-05 |  | -4.4741e-06 |  | 6.5532e-05 |  | -7.5135e-06
| 3.4077e-05 |  |  |  | 0.00010833 |  | 7.2701e-06 |  | -9.285e-06 |  | 3.5601e-05 |  | -7.2485e-06
| 1.851e-05 |  |  |  | 0.00010834 |  | 6.2606e-06 |  | -1.1607e-05 |  | 1.7174e-05 |  | -1.4333e-05
| 1.2453e-05 |  |  |  | 7.4929e-05 |  | -5.1082e-05 |  | -3.0159e-05 |  | 7.8798e-05 |  | -1.2468e-05
| 2.1266e-05 |  |  |  | 7.4933e-05 |  | -6.1085e-05 |  | -4.4913e-05 |  | 0.00010067 |  | -1.4352e-05
| 1.0061e-05 |  |  |  | 5.7722e-05 |  | -6.1463e-05 |  | -4.8792e-05 |  | 8.1678e-05 |  | -1.4545e-06
| -6.1402e-06 |  |  |  | 5.7725e-05 |  | -8.3102e-05 |  | -4.3767e-05 |  | 9.495e-05 |  | -1.1406e-06
| 9.1427e-06 |  |  |  | 8.2034e-05 |  | -7.5901e-05 |  | -3.1236e-05 |  | 5.5763e-05 |  | -1.8064e-05
| 2.6415e-05 |  |  |  | 8.2038e-05 |  | -3.7507e-05 |  | -3.8414e-05 |  | -2.0838e-05 |  | -2.3611e-05
| 2.1824e-05 |  |  |  | 7.3939e-05 |  | -2.4191e-05 |  | -2.2247e-05 |  | 2.2364e-05 |  | -1.4289e-05
| 2.5965e-05 |  |  |  | 7.3943e-05 |  | -1.3407e-05 |  | -2.1111e-06 |  | 9.2066e-05 |  | -1.7875e-05
| 3.488e-05 |  |  |  | 7.1921e-05 |  | -1.4422e-05 |  | 2.2481e-05 |  | 8.9184e-05 |  | -1.0048e-05
| 1.6516e-05 |  |  |  | 7.1925e-05 |  | -7.7622e-05 |  | 5.9737e-06 |  | 6.9027e-05 |  | 1.1855e-05
| -3.8359e-06 |  |  |  | 6.0784e-06 |  | -6.6889e-05 |  | -1.2968e-05 |  | 6.0979e-05 |  | -9.6259e-06
| -1.629e-06 |  |  |  | 6.0787e-06 |  | -3.1055e-05 |  | -4.0573e-05 |  | 3.8497e-05 |  | -2.3567e-05
| -3.6095e-06 |  |  |  | 5.6738e-05 |  | -6.1109e-05 |  | -5.8921e-05 |  | -3.5528e-06 |  | -1.4546e-05
| -2.1653e-05 |  |  |  | 5.6741e-05 |  | -5.9839e-05 |  | -7.0995e-05 |  | -9.8954e-06 |  | -2.7374e-05
| -1.1165e-05 |  |  |  | 0.00014186 |  | -3.5428e-05 |  | -8.4609e-05 |  | -3.555e-06 |  | -2.4192e-05
| 3.2341e-07 |  |  |  | 0.00014187 |  | -3.4754e-05 |  | -4.2892e-05 |  | 6.2495e-06 |  | -1.5923e-05
| -2.9925e-05 |  |  |  | 4.4589e-05 |  | -4.2423e-05 |  | -3.3012e-05 |  | -1.3337e-05 |  | -1.4199e-05
| -1.8552e-05 |  |  |  | 4.4592e-05 |  | -6.8008e-05 |  | -2.4663e-05 |  | -2.2572e-05 |  | -2.7505e-06
| 5.2538e-08 |  |  |  | 5.8783e-05 |  | -6.8866e-05 |  | -1.5317e-05 |  | -2.7189e-05 |  | -3.3106e-06
| -2.0992e-05 |  |  |  | 5.8786e-05 |  | -5.6159e-05 |  | -4.31e-05 |  | 4.0823e-05 |  | -7.9528e-06
| -4.3022e-06 |  |  |  | 6.4871e-05 |  | -6.5477e-05 |  | -4.3556e-05 |  | 0.00010653 |  | 1.4372e-06
| 2.4947e-05 |  |  |  | 6.4874e-05 |  | -7.9103e-05 |  | -9.576e-06 |  | 5.6383e-05 |  | -4.2031e-06
| 1.3865e-05 |  |  |  | 9.2247e-05 |  | -3.7273e-05 |  | 6.0027e-06 |  | 8.8677e-05 |  | -1.3138e-05
| 2.0619e-06 |  |  |  | 9.2252e-05 |  | -7.6177e-05 |  | 1.2702e-06 |  | 8.2314e-05 |  | -1.3498e-05
| 8.8906e-06 |  |  |  | 8.2119e-05 |  | -0.00011343 |  | 1.745e-05 |  | 4.4866e-05 |  | -1.5068e-05
| 1.598e-05 |  |  |  | 8.2123e-05 |  | -9.9439e-05 |  | 3.3947e-07 |  | 0.00010367 |  | -1.5846e-05
| 2.0089e-05 |  |  |  | 0.00010545 |  | -0.00012963 |  | -2.3301e-05 |  | 0.00013364 |  | -2.0598e-05
| 1.5879e-05 |  |  |  | 0.00010545 |  | -7.0973e-05 |  | -6.0488e-05 |  | 9.9081e-05 |  | -3.5241e-05
| 5.0764e-05 |  |  |  | 4.5631e-05 |  | -2.33e-05 |  | -6.7777e-05 |  | 4.7754e-07 |  | -2.6374e-05
| 4.9139e-05 |  |  |  | 4.5633e-05 |  | 3.3542e-06 |  | -2.8936e-05 |  | -7.3327e-05 |  | -1.4891e-05
| 1.2291e-05 |  |  |  | 0.0001217 |  | -1.007e-05 |  | -2.1461e-05 |  | 1.6051e-05 |  | -1.1581e-05
| -4.7042e-06 |  |  |  | 0.0001217 |  | -3.4782e-05 |  | -1.7379e-05 |  | 1.2586e-05 |  | -2.0027e-05
| -6.6923e-06 |  |  |  | 0.00011258 |  | -0.00011207 |  | -2.6961e-05 |  | -5.8335e-05 |  | -3.2228e-05
| 1.9477e-05 |  |  |  | 0.00011259 |  | -0.00014902 |  | -2.8718e-05 |  | 4.5458e-05 |  | -2.8234e-05
| 2.4442e-05 |  |  |  | 8.1147e-05 |  | -7.978e-05 |  | -9.1395e-06 |  | 0.00014871 |  | -1.9867e-05
| 1.925e-05 |  |  |  | 8.1151e-05 |  | -5.0205e-05 |  | -2.5165e-05 |  | 0.00011467 |  | -2.4361e-05
| 1.5705e-05 |  |  |  | 5.1737e-05 |  | -2.7943e-05 |  | -8.1589e-05 |  | 9.5064e-05 |  | -1.7531e-05
| -7.9332e-06 |  |  |  | 5.174e-05 |  | -1.9842e-05 |  | -9.5999e-05 |  | 6.3343e-05 |  | -1.2236e-05
| -2.8124e-05 |  |  |  | 7.2033e-05 |  | -4.6337e-05 |  | -7.0816e-05 |  | 2.7008e-05 |  | -1.8749e-05
| 7.8785e-06 |  |  |  | 7.2037e-05 |  | -5.8804e-05 |  | -2.6839e-05 |  | 9.134e-06 |  | -2.4665e-06
| 1.1923e-05 |  |  |  | 4.7689e-05 |  | -7.9553e-05 |  | -4.9133e-05 |  | 2.8752e-05 |  | -2.0101e-06
| -1.1989e-05 |  |  |  | 4.7691e-05 |  | -0.00016294 |  | -8.2512e-05 |  | 4.2583e-05 |  | -1.0745e-05
| -1.1241e-05 |  |  |  | 8.9299e-05 |  | -0.00015678 |  | -7.9995e-05 |  | -2.408e-06 |  | -2.0185e-05
| -1.033e-05 |  |  |  | 8.9304e-05 |  | -0.00010581 |  | -7.566e-05 |  | -2.5486e-05 |  | -3.0314e-05
| 3.4647e-06 |  |  |  | 8.3219e-05 |  | -7.2966e-05 |  | -1.7613e-05 |  | 3.5665e-05 |  | -3.3862e-05
| 2.2167e-05 |  |  |  | 8.3224e-05 |  | -7.7682e-05 |  | 2.4344e-05 |  | 2.1251e-05 |  | -2.3789e-05
| 6.5686e-06 |  |  |  | 6.8003e-05 |  | -0.00012792 |  | -2.2099e-05 |  | -8.2595e-05 |  | -4.5992e-06
| 6.0969e-07 |  |  |  | 6.8007e-05 |  | -0.00016461 |  | -6.5631e-05 |  | -3.9344e-05 |  | -2.2313e-05
| 2.6339e-05 |  |  |  | 1.5226e-05 |  | -9.7183e-05 |  | -2.1007e-05 |  | -1.8572e-05 |  | -2.7726e-05
| 1.1853e-05 |  |  |  | 1.5227e-05 |  | -5.2059e-05 |  | -5.2489e-06 |  | 5.4724e-05 |  | -1.642e-05
| 2.192e-06 |  |  |  | 5.9896e-05 |  | -9.4241e-05 |  | -4.1148e-05 |  | 5.5883e-05 |  | -2.3611e-05
| -1.7775e-06 |  |  |  | 5.9899e-05 |  | -8.4786e-05 |  | -6.1625e-05 |  | -7.2235e-05 |  | -1.7073e-05
| -1.1587e-05 |  |  |  | 0.00010255 |  | -3.2985e-05 |  | -5.8744e-05 |  | 7.979e-06 |  | -6.1432e-06
| 1.2155e-06 |  |  |  | 0.00010255 |  | -7.7921e-05 |  | -8.5849e-05 |  | 9.4545e-05 |  | 1.8839e-06
| 2.4117e-05 |  |  |  | 0.00011373 |  | -3.2602e-05 |  | -7.2551e-05 |  | 1.6345e-06 |  | 2.9022e-06
| 1.4611e-05 |  |  |  | 0.00011373 |  | -2.5004e-06 |  | -4.1211e-05 |  | -8.4951e-05 |  | -1.3761e-05
| -3.0232e-05 |  |  |  | 5.7884e-05 |  | -6.3991e-05 |  | -7.277e-05 |  | -6.6492e-05 |  | -2.0837e-05
| -2.0545e-05 |  |  |  | 5.7888e-05 |  | -4.8748e-05 |  | -5.9592e-05 |  | 2.4156e-05 |  | -1.029e-05
| 1.9359e-05 |  |  |  | 4.875e-05 |  | -5.9035e-05 |  | -1.2262e-05 |  | 7.4941e-05 |  | -1.0519e-05
| 1.3891e-06 |  |  |  | 4.8752e-05 |  | -5.3357e-05 |  | -7.4261e-05 |  | 3.7425e-05 |  | -3.4013e-05
| -4.3359e-05 |  |  |  | 8.9384e-05 |  | -6.5653e-05 |  | -0.0001017 |  | 2.7032e-05 |  | -3.3438e-05
| -3.9467e-05 |  |  |  | 8.9389e-05 |  | -5.8325e-05 |  | -7.2058e-05 |  | 6.8226e-06 |  | -2.075e-05
| -7.3818e-06 |  |  |  | 0.00011885 |  | -8.2655e-05 |  | -9.6631e-05 |  | 4.2049e-05 |  | -2.2211e-05
| -1.0693e-05 |  |  |  | 0.00011886 |  | -0.0001032 |  | -9.9102e-05 |  | 0.00012693 |  | -1.8963e-05
| -2.3495e-05 |  |  |  | 4.8765e-05 |  | -0.0001232 |  | -5.6359e-05 |  | 0.00013505 |  | -2.0232e-05
| 1.0187e-05 |  |  |  | 5.7933e-05 |  | -0.00014129 |  | -2.957e-05 |  | 7.1514e-05 |  | -2.8477e-05
| 4.4931e-07 |  |  |  | 4.7776e-05 |  | -0.00010257 |  | -3.8823e-05 |  | 1.5489e-05 |  | -2.0617e-05
| -3.0331e-05 |  |  |  | 3.8612e-05 |  | -0.00011758 |  | -0.00012616 |  | 3.1091e-05 |  | -2.4663e-05
| -2.3678e-05 |  |  |  | 8.0277e-05 |  | -0.00010965 |  | -0.00016648 |  | 4.5536e-05 |  | -2.4364e-05
| -1.9901e-05 |  |  |  | 8.0282e-05 |  | -4.0281e-05 |  | -8.8275e-05 |  | 0.00010443 |  | -1.0149e-05
| 1.2307e-06 |  |  |  | 0.000125 |  | -6.461e-05 |  | -6.1841e-05 |  | 6.6887e-05 |  | -1.9302e-05
| 1.5124e-05 |  |  |  | 0.00012501 |  | -7.4954e-05 |  | -7.1942e-05 |  | -6.1908e-05 |  | -1.7596e-05
| -1.8636e-06 |  |  |  | 9.0458e-05 |  | -0.00010061 |  | -4.9698e-05 |  | -1.9164e-05 |  | -2.8775e-05
| -1.9777e-05 |  |  |  | 9.0463e-05 |  | -6.8696e-05 |  | -2.81e-05 |  | 1.8383e-05 |  | -4.7104e-05
| -1.258e-07 |  |  |  | 5.5907e-05 |  | -6.4522e-05 |  | -7.369e-05 |  | -4.0525e-05 |  | -2.5228e-05
| 3.7354e-06 |  |  |  | 5.591e-05 |  | -0.00015545 |  | -0.00010169 |  | -2.4023e-06 |  | -3.0155e-05
| -2.6996e-06 |  |  |  | 7.0145e-05 |  | -7.6304e-05 |  | -5.0382e-05 |  | 3.8034e-05 |  | -3.1891e-05
| 1.7234e-05 |  |  |  | 7.0149e-05 |  | 6.7813e-05 |  | 7.6314e-05 |  | 0.00010215 |  | 0.00011845
| -2.4712e-05 |  |  |  | 8.2353e-05 |  | -0.00010391 |  | -0.0001129 |  | 0.00013281 |  | -1.1733e-05
| -1.4024e-05 |  |  |  | 8.2358e-05 |  | -7.2238e-05 |  | -0.00011946 |  | 0.0001536 |  | -3.2451e-05
| 3.5449e-05 |  |  |  | 0.00010677 |  | -1.2549e-05 |  | -2.3462e-05 |  | 3.6887e-05 |  | -2.0193e-05
| 2.772e-05 |  |  |  | 0.00010677 |  | -3.3021e-05 |  | -3.816e-06 |  | 6.1177e-05 |  | -2.578e-05
| -1.059e-05 |  |  |  | 9.7625e-05 |  | -9.5434e-05 |  | -5.2466e-05 |  | 8.4852e-05 |  | -5.4551e-05
| -1.3126e-05 |  |  |  | 9.763e-05 |  | -9.8085e-05 |  | -8.6279e-05 |  | 5.4232e-05 |  | -2.9886e-05
| 1.3884e-05 |  |  |  | 9.5601e-05 |  | -3.7975e-05 |  | -6.6316e-05 |  | 1.0303e-05 |  | -1.5451e-06
| 1.9627e-05 |  |  |  | 9.5607e-05 |  | -4.9388e-06 |  | -1.7351e-05 |  | -5.3274e-05 |  | -2.0222e-05
| -1.4188e-05 |  |  |  | 4.0686e-05 |  | -0.00010223 |  | -6.2722e-05 |  | 2.5917e-05 |  | -1.8797e-05
| -1.9529e-05 |  |  |  | 4.5786e-05 |  | -0.00017737 |  | -7.994e-05 |  | -9.6453e-08 |  | -1.2279e-05
| -1.269e-05 |  |  |  | 8.7496e-05 |  | -0.00010549 |  | -0.00010387 |  | -6.4836e-05 |  | -1.3515e-05
| -8.5604e-06 |  |  |  | 8.2402e-05 |  | -5.481e-05 |  | -4.7123e-05 |  | 0.00011032 |  | -7.4372e-06
| -1.3063e-05 |  |  |  | 5.6973e-05 |  | -2.7963e-05 |  | -3.2612e-05 |  | 0.00013749 |  | -2.958e-05
| -3.4776e-05 |  |  |  | 5.6976e-05 |  | -3.7634e-05 |  | -0.00012254 |  | 1.7241e-05 |  | -3.6574e-05
| -3.5565e-05 |  |  |  | 9.8695e-05 |  | -6.5423e-05 |  | -0.00010752 |  | 2.4756e-05 |  | -2.9954e-05
| -3.1482e-05 |  |  |  | 9.8701e-05 |  | -3.0851e-05 |  | -9.1844e-05 |  | 3.5172e-05 |  | -2.8596e-05
| -1.5586e-05 |  |  |  | 4.6809e-05 |  | -5.4259e-05 |  | -8.0266e-05 |  | 4.6161e-05 |  | -1.5516e-05
| 8.3461e-06 |  |  |  | 4.6811e-05 |  | -3.7774e-05 |  | -6.4095e-05 |  | 8.4911e-05 |  | -2.3533e-05
| -6.1062e-06 |  |  |  | 9.0575e-05 |  | 7.2056e-06 |  | -6.2784e-05 |  | 8.5752e-06 |  | -3.9464e-05
| -1.3716e-05 |  |  |  | 9.058e-05 |  | 5.285e-06 |  | -4.4443e-05 |  | -5.3034e-06 |  | -3.1528e-05
| -8.5634e-06 |  |  |  | 9.8728e-05 |  | -0.00013584 |  | -2.9654e-05 |  | 8.7221e-05 |  | -2.0861e-05
| -1.8748e-06 |  |  |  | 9.8733e-05 |  | -0.0001251 |  | -5.8132e-05 |  | 0.00016125 |  | -1.1465e-05
| 7.8573e-06 |  |  |  | 0.00010892 |  | -5.711e-06 |  | -1.4964e-05 |  | 0.00015894 |  | -2.0616e-05
| -6.7775e-06 |  |  |  | 0.00010892 |  | -0.00011768 |  | 1.9032e-06 |  | 4.8492e-05 |  | -2.052e-05
| -1.1836e-05 |  |  |  | 6.4136e-05 |  | -0.00017212 |  | -5.9199e-05 |  | 1.7841e-05 |  | -3.2077e-05
| -2.2354e-05 |  |  |  | 6.414e-05 |  | -0.00012035 |  | -9.3587e-05 |  | -1.1086e-05 |  | -4.7432e-05
| -9.0587e-06 |  |  |  | 9.367e-05 |  | -0.00011113 |  | -6.698e-05 |  | 4.9062e-05 |  | -3.2522e-05
| 9.2716e-06 |  |  |  | 9.3675e-05 |  | -0.00011777 |  | -3.3833e-05 |  | 5.7157e-05 |  | -2.7575e-05
| -2.0821e-05 |  |  |  | 9.0625e-05 |  | -0.0001932 |  | -8.3392e-05 |  | -1.8038e-05 |  | -2.8157e-05
| -1.7742e-05 |  |  |  | 9.063e-05 |  | -0.00024384 |  | -0.00011283 |  | 1.1471e-05 |  | -2.2511e-05
| 7.4473e-07 |  |  |  | 5.2955e-05 |  | -0.00018519 |  | -8.2445e-05 |  | -1.5725e-05 |  | -9.9903e-06
| -1.2134e-05 |  |  |  | 5.2958e-05 |  | -0.00012625 |  | -5.2984e-05 |  | 2.9409e-05 |  | -1.5443e-05
| -2.7943e-05 |  |  |  | 7.1294e-05 |  | -9.7914e-05 |  | -5.7405e-05 |  | 8.9583e-05 |  | -2.9322e-05
| -2.4017e-05 |  |  |  | 7.1298e-05 |  | -4.4019e-05 |  | -7.4109e-05 |  | 5.8335e-05 |  | -4.8212e-05
| -1.9331e-06 |  |  |  | 3.2595e-05 |  | -2.417e-05 |  | -5.7552e-05 |  | 2.7676e-05 |  | -5.2631e-05
| 1.463e-05 |  |  |  | 3.2597e-05 |  | -4.1453e-05 |  | -4.2642e-05 |  | -3.8295e-05 |  | -4.5234e-05
| 1.1779e-05 |  |  |  | 0.00012224 |  | -9.1768e-05 |  | -9.1947e-05 |  | 1.5524e-05 |  | -4.395e-05
| -1.2406e-05 |  |  |  | 0.00012225 |  | -9.6926e-05 |  | -0.00010285 |  | 5.1998e-05 |  | -4.1345e-05
| -2.1256e-05 |  |  |  | 5.0941e-05 |  | -1.179e-07 |  | -4.015e-05 |  | 0.00012665 |  | -3.4125e-05
| -2.3328e-05 |  |  |  | 5.0944e-05 |  | -3.5564e-05 |  | -7.3638e-05 |  | 0.00013012 |  | -2.8008e-05
| -4.4004e-05 |  |  |  | 3.6682e-05 |  | -0.00012094 |  | -0.00010395 |  | 2.3632e-05 |  | -4.8518e-05
| -2.1167e-05 |  |  |  | 3.6684e-05 |  | -0.00016665 |  | -2.1485e-05 |  | 7.8032e-05 |  | -5.6432e-05
| 1.8169e-05 |  |  |  | 9.8847e-05 |  | -0.0001923 |  | 1.8148e-05 |  | 6.6472e-05 |  | -3.9895e-05
| 3.3491e-05 |  |  |  | 9.8852e-05 |  | -0.00014799 |  | 3.8033e-05 |  | 6.7048e-05 |  | -1.186e-05
| -5.4946e-07 |  |  |  | 0.0001172 |  | -0.00012564 |  | 4.729e-05 |  | 3.9264e-05 |  | -2.6191e-05
| -4.5808e-05 |  |  |  | 0.00011721 |  | -0.00015304 |  | -2.6866e-05 |  | -4.2935e-05 |  | -5.6457e-05
| -3.3284e-05 |  |  |  | 3.7713e-05 |  | -0.000152 |  | -6.6335e-05 |  | -5.5671e-05 |  | -4.6924e-05
| -1.5116e-05 |  |  |  | 3.7715e-05 |  | -0.00014888 |  | -6.0838e-05 |  | -4.0053e-05 |  | -3.3907e-05
| -2.3572e-06 |  |  |  | 6.4221e-05 |  | -5.615e-05 |  | -4.8826e-05 |  | -5.683e-05 |  | -2.6181e-05
| -8.5427e-06 |  |  |  | 6.4225e-05 |  | 3.0384e-05 |  | -2.9644e-05 |  | -7.6283e-06 |  | -3.0687e-05
| -2.7172e-06 |  |  |  | 5.6072e-05 |  | -9.2255e-05 |  | -4.2409e-05 |  | 5.1433e-05 |  | -2.8864e-05
| 2.5387e-05 |  |  |  | 5.6075e-05 |  | -0.00015027 |  | -5.9892e-05 |  | 2.1323e-05 |  | -2.5789e-06
| -8.4864e-05 |  |  |  | 7.3412e-05 |  | -7.9499e-05 |  | -8.7526e-05 |  | -3.4843e-05 |  | -9.8058e-06
| -4.3608e-05 |  |  |  | 7.3416e-05 |  | -9.0378e-05 |  | -8.7219e-05 |  | -2.4416e-05 |  | -3.7073e-05
| 2.5819e-06 |  |  |  | 1.8355e-05 |  | -0.00011389 |  | -7.9885e-05 |  | 5.9549e-05 |  | -3.5653e-05
| -0.00010443 |  |  |  | 1.8356e-05 |  | -0.00012098 |  | -0.00014254 |  | 9.4274e-05 |  | -2.6486e-05
| -2.9155e-06 |  |  |  | 6.425e-05 |  | -7.7251e-05 |  | -0.00012532 |  | 8.2717e-05 |  | -2.0317e-05
| 1.7955e-05 |  |  |  | 6.4253e-05 |  | -3.488e-05 |  | -7.875e-05 |  | 9.0832e-05 |  | -3.8367e-05
| -7.3627e-06 |  |  |  | 8.4656e-05 |  | -2.6448e-05 |  | -6.8903e-05 |  | 0.00011809 |  | -4.834e-05
| 8.4843e-05 |  |  |  | 8.466e-05 |  | -6.8875e-05 |  | -7.7225e-05 |  | 5.2033e-05 |  | -3.43e-05
| 1.7331e-05 |  |  |  | 0 |  | -9.037e-05 |  | -8.7188e-05 |  | 4.7996e-07 |  | -3.1537e-05
| -3.69e-05 |  |  |  | 0 |  | -0.00012211 |  | -9.1587e-05 |  | -9.9465e-06 |  | -2.3256e-05
| -4.8491e-06 |  |  |  | 3.4686e-05 |  | -0.00016012 |  | -5.5466e-05 |  | -2.0954e-05 |  | -2.0866e-05
| -0.00016316 |  |  |  | 3.4688e-05 |  | -9.1436e-05 |  | 7.7444e-06 |  | -5.5716e-05 |  | -2.388e-05
| -0.00011539 |  |  |  | 8.2643e-05 |  | -8.9108e-05 |  | 3.5001e-05 |  | -8.6444e-05 |  | -9.8585e-06
| 8.5192e-05 |  |  |  | 8.2648e-05 |  | -4.4277e-05 |  | 1.1684e-05 |  | -2.1527e-05 |  | -1.6857e-05
| -2.7218e-05 |  |  |  | 3.5714e-05 |  | -6.1933e-05 |  | -6.7901e-05 |  | -4.1462e-06 |  | -2.0306e-05
| -8.1205e-05 |  |  |  | 3.5716e-05 |  | -0.00010794 |  | -9.7506e-05 |  | -2.0371e-05 |  | -3.4331e-05
| -0.00015697 |  |  |  | 7.5518e-05 |  | -5.6344e-05 |  | -0.00011957 |  | -5.8615e-05 |  | -4.3907e-05
| -0.00020786 |  |  |  | 7.5522e-05 |  | -8.5992e-05 |  | -8.8889e-05 |  | -3.3697e-05 |  | -3.2514e-05
| -0.00014402 |  |  |  | 9.2878e-05 |  | -0.00010939 |  | -5.5332e-05 |  | -4.7333e-06 |  | -3.2002e-05
| -7.0772e-05 |  |  |  | 9.2883e-05 |  | 1.9486e-05 |  | -9.2384e-05 |  | -8.241e-05 |  | -4.1919e-05
| 4.4895e-05 |  |  |  | 6.5328e-05 |  | 4.2422e-05 |  | -7.9165e-05 |  | -7.601e-05 |  | -3.9065e-05
| 0.00010136 |  |  |  | 6.5332e-05 |  | -2.996e-05 |  | -3.2764e-05 |  | 3.7002e-05 |  | -2.2835e-05
| 4.4276e-05 |  |  |  | 0.00010209 |  | -3.9855e-06 |  | -4.7031e-05 |  | 4.6849e-05 |  | 3.5457e-07
| -0.00013141 |  |  |  | 0.00010209 |  | -6.508e-05 |  | -5.5615e-05 |  | 9.748e-06 |  | 4.3059e-06
| -0.00016184 |  |  |  | 5.4112e-05 |  | -7.7706e-05 |  | -2.5198e-05 |  | 2.1344e-05 |  | -3.2779e-05
| -0.00014705 |  |  |  | 5.4115e-05 |  | -8.081e-05 |  | -1.385e-05 |  | 7.3511e-05 |  | -6.0156e-05
| -8.0309e-05 |  |  |  | 8.9856e-05 |  | -0.00013134 |  | -2.9613e-05 |  | 0.00011702 |  | -3.9279e-05
| -0.00013764 |  |  |  | 8.9861e-05 |  | -7.4425e-05 |  | -7.9901e-05 |  | 6.1346e-05 |  | -1.5218e-05
| -0.00018004 |  |  |  | 2.2467e-05 |  | 2.2092e-05 |  | -6.0263e-05 |  | 7.2958e-05 |  | -2.6104e-05
| -3.8397e-05 |  |  |  | 2.2468e-05 |  | -5.7757e-05 |  | -2.6544e-05 |  | 0.00018485 |  | -3.7982e-05
| 1.1842e-05 |  |  |  | 2.1448e-05 |  | -0.00013516 |  | -7.2639e-05 |  | 0.00013673 |  | -4.0993e-05
| 6.969e-05 |  |  |  | 2.1449e-05 |  | -9.914e-05 |  | -6.4313e-05 |  | 1.7883e-05 |  | -3.1671e-05
| -3.5964e-05 |  |  |  | 5.3115e-05 |  | -5.6474e-05 |  | -9.8243e-05 |  | 4.1068e-05 |  | -2.8677e-05
| -9.463e-05 |  |  |  | 5.3118e-05 |  | -6.496e-05 |  | -0.00011661 |  | 2.9479e-05 |  | -3.5824e-05
| -1.4233e-05 |  |  |  | 7.0487e-05 |  | -0.00011196 |  | -5.4506e-05 |  | 9.7565e-06 |  | -4.183e-05
| 3.6374e-05 |  |  |  | 7.0491e-05 |  | -8.4488e-05 |  | -4.8269e-05 |  | 2.8313e-05 |  | -2.6489e-05
| 4.5446e-05 |  |  |  | 6.743e-05 |  | -8.3397e-05 |  | -7.9655e-05 |  | -2.4183e-06 |  | -1.1019e-05
| 3.3763e-05 |  |  |  | 6.7434e-05 |  | -0.0001045 |  | -0.00010341 |  | -4.5924e-05 |  | -2.417e-05
| 2.2988e-05 |  |  |  | 7.3569e-05 |  | -8.6407e-05 |  | -6.3453e-05 |  | -4.8235e-05 |  | -3.0948e-05
| 6.6008e-07 |  |  |  | 7.3573e-05 |  | -5.7045e-05 |  | -3.9329e-05 |  | 7.0097e-05 |  | -3.4237e-05
| -0.00010361 |  |  |  | 9.6059e-05 |  | -9.5323e-05 |  | -5.6877e-05 |  | 0.00011242 |  | -2.6469e-05
| -4.6437e-06 |  |  |  | 9.6064e-05 |  | -0.00011329 |  | -1.0593e-05 |  | -6.4788e-06 |  | -1.9161e-05
| 6.3847e-05 |  |  |  | 2.9639e-05 |  | -6.0878e-05 |  | -1.298e-05 |  | 2.1361e-05 |  | -1.5512e-05
| -2.2869e-05 |  |  |  | 2.964e-05 |  | -3.659e-05 |  | -5.7606e-05 |  | 8.6357e-05 |  | -9.1924e-06
| 7.094e-05 |  |  |  | 3.8842e-05 |  | -3.079e-05 |  | -3.1506e-05 |  | 2.543e-05 |  | -4.6178e-06
| 9.265e-05 |  |  |  | 3.8844e-05 |  | -9.2931e-05 |  | -4.8981e-05 |  | 5.704e-06 |  | 5.7511e-06
| 5.079e-05 |  |  |  | 3.9868e-05 |  | -8.457e-05 |  | -7.1205e-05 |  | -9.7695e-08 |  | 7.4202e-07
| -7.136e-05 |  |  |  | 3.987e-05 |  | -7.9432e-05 |  | -6.4508e-05 |  | 5.9671e-05 |  | -3.2775e-05
| -0.00025487 |  |  |  | 8.179e-05 |  | -8.7488e-05 |  | -4.124e-05 |  | 8.404e-05 |  | -3.3056e-05
| -0.00011449 |  |  |  | 8.1794e-05 |  | -9.903e-05 |  | 1.2947e-05 |  | 3.762e-05 |  | -1.4889e-05
| -3.8996e-06 |  |  |  | 6.6462e-05 |  | -9.2651e-05 |  | -1.833e-05 |  | 4.8643e-05 |  | -2.6086e-05
| -7.2895e-05 |  |  |  | 6.6466e-05 |  | -7.4088e-05 |  | -3.1017e-05 |  | 6.6067e-05 |  | -3.7128e-05
| -0.00011554 |  |  |  | 4.9085e-05 |  | -0.00015758 |  | -5.3363e-06 |  | 6.7791e-05 |  | -4.2339e-05
| -9.8537e-05 |  |  |  | 4.9088e-05 |  | -0.00016357 |  | -5.3781e-05 |  | 3.7623e-05 |  | -4.5781e-05
| -2.6133e-05 |  |  |  | 9.7159e-05 |  | -0.00011447 |  | -5.5776e-05 |  | -1.8454e-06 |  | -2.8257e-05
| -0.00011507 |  |  |  | 9.7164e-05 |  | -5.6289e-05 |  | -6.2804e-05 |  | -7.0905e-05 |  | -3.1791e-05
| -0.00023241 |  |  |  | 8.3873e-05 |  | -5.4567e-05 |  | -8.1929e-05 |  | -7.6154e-05 |  | -3.9668e-05
| -0.00010148 |  |  |  | 8.3878e-05 |  | -0.00015269 |  | -6.8197e-05 |  | -9.1812e-05 |  | -3.3977e-05
| -2.0302e-06 |  |  |  | 5.7286e-05 |  | -0.00016866 |  | -7.3469e-05 |  | -6.4917e-06 |  | -2.9976e-05
| -1.8653e-05 |  |  |  | 5.7289e-05 |  | -7.2901e-05 |  | -6.7509e-05 |  | 7.8253e-05 |  | -2.8804e-05
| -1.1792e-05 |  |  |  | 5.4223e-05 |  | -3.1765e-05 |  | -6.501e-05 |  | -3.6671e-05 |  | -2.7655e-05
| -0.00010387 |  |  |  | 5.4226e-05 |  | -5.4625e-05 |  | -7.7498e-05 |  | -5.0603e-05 |  | -1.3318e-05
| -8.88e-05 |  |  |  | 0.00012278 |  | -6.666e-05 |  | -9.5603e-05 |  | 4.3456e-05 |  | -1.6079e-05
| -0.00010553 |  |  |  | 0.00012279 |  | -7.6986e-05 |  | -0.00011111 |  | 3.4156e-05 |  | -2.4649e-05
| -0.00017604 |  |  |  | 0.00010745 |  | -7.1904e-05 |  | -8.8487e-05 |  | 4.5475e-06 |  | -1.0201e-05
| -1.9947e-05 |  |  |  | 0.00010745 |  | -4.6167e-05 |  | -6.2802e-05 |  | -2.4488e-05 |  | -1.6631e-05
| 3.9887e-05 |  |  |  | 2.0469e-05 |  | -0.00011521 |  | -3.431e-05 |  | -4.4241e-05 |  | -1.6582e-05
| -6.004e-05 |  |  |  | 2.047e-05 |  | -0.00012492 |  | -3.4935e-05 |  | -1.8689e-05 |  | -4.2673e-07
| -2.6118e-05 |  |  |  | 6.4484e-05 |  | 1.4576e-06 |  | -5.784e-05 |  | -1.9275e-05 |  | -1.9306e-05
| -1.8093e-05 |  |  |  | 6.4488e-05 |  | 6.2101e-06 |  | -5.5774e-05 |  | 3.9564e-06 |  | -3.1079e-05
| -8.5583e-05 |  |  |  | 3.4805e-05 |  | -4.9331e-05 |  | -5.8116e-05 |  | 3.0672e-05 |  | -2.965e-05
| -6.587e-05 |  |  |  | 3.4807e-05 |  | -0.00011027 |  | -7.0204e-05 |  | 2.7195e-05 |  | -3.7374e-05
| -1.3159e-05 |  |  |  | 0.00010443 |  | -0.0001183 |  | -3.2266e-05 |  | 1.2678e-05 |  | -4.0575e-05
| -4.9474e-05 |  |  |  | 0.00010443 |  | -5.2317e-05 |  | -2.6191e-05 |  | 3.1269e-05 |  | -3.6192e-05
| -2.2607e-05 |  |  |  | 7.3722e-05 |  | -3.0481e-05 |  | -6.7375e-05 |  | 2.8081e-06 |  | -3.8076e-05
| -2.5987e-05 |  |  |  | 7.3726e-05 |  | -1.0258e-05 |  | -5.979e-05 |  | -4.5987e-05 |  | -3.0171e-05
| -9.1354e-05 |  |  |  | 2.048e-05 |  | -2.7622e-05 |  | -5.1235e-05 |  | -8.432e-05 |  | -2.756e-05
| -0.00010086 |  |  |  | 2.0482e-05 |  | -6.682e-05 |  | -1.9062e-05 |  | -7.0401e-05 |  | -3.8219e-05
| -4.8312e-05 |  |  |  | 7.6811e-05 |  | -0.00011078 |  | -2.8645e-05 |  | 7.4537e-06 |  | -4.0919e-05
| 0.00011258 |  |  |  | 7.6815e-05 |  | -7.1224e-05 |  | -3.137e-05 |  | 2.0818e-05 |  | -4.0994e-05
| 0.00011023 |  |  |  | 9.2184e-05 |  | -2.7113e-05 |  | -1.2546e-05 |  | 2.0817e-05 |  | -2.9891e-05
| 3.8356e-05 |  |  |  | 9.2189e-05 |  | -0.00010787 |  | -5.5549e-05 |  | 1.8491e-05 |  | -2.3434e-05
| -4.3337e-05 |  |  |  | 6.2487e-05 |  | -0.00018014 |  | -7.957e-05 |  | -4.368e-05 |  | -2.6611e-05
| -0.00011696 |  |  |  | 6.2491e-05 |  | -0.00010824 |  | -7.4866e-05 |  | -2.741e-05 |  | -2.8244e-05
| -3.6679e-05 |  |  |  | 7.274e-05 |  | -1.82e-06 |  | -7.3678e-05 |  | -1.2304e-05 |  | -3.1751e-05
| 2.241e-06 |  |  |  | 7.2744e-05 |  | -1.5576e-05 |  | -9.381e-05 |  | -5.7626e-05 |  | -2.8227e-05
| -0.00015027 |  |  |  | 1.8443e-05 |  | -2.521e-05 |  | -9.0301e-05 |  | -3.2074e-05 |  | -1.9237e-05
| -0.00015544 |  |  |  | 1.8444e-05 |  | -4.5091e-05 |  | -5.5942e-05 |  | 5.5692e-05 |  | -3.2359e-05
| -4.5997e-05 |  |  |  | 9.2227e-05 |  | -3.353e-05 |  | -5.3004e-05 |  | 4.2918e-05 |  | -3.3196e-05
| -8.1322e-05 |  |  |  | 9.2232e-05 |  | -6.6548e-06 |  | -6.2854e-05 |  | 6.6763e-05 |  | -2.7946e-05
| -7.5928e-05 |  |  |  | 7.584e-05 |  | -6.1081e-05 |  | -8.4063e-05 |  | 5.8014e-05 |  | -3.7046e-05
| 2.5822e-05 |  |  |  | 7.5844e-05 |  | -3.6496e-05 |  | -3.405e-05 |  | -6.2303e-05 |  | -1.8076e-05
| -7.071e-05 |  |  |  | 6.8674e-05 |  | -4.702e-05 |  | -2.8532e-05 |  | -8.9621e-05 |  | -1.9795e-05
| -0.00019605 |  |  |  | 6.8678e-05 |  | -0.00012383 |  | -9.5749e-05 |  | -4.7179e-05 |  | -2.9577e-05
| -8.8568e-05 |  |  |  | 5.5356e-05 |  | -0.00013606 |  | -7.3473e-05 |  | -4.7758e-05 |  | -2.9014e-05
| -0.0001339 |  |  |  | 5.5359e-05 |  | -0.0001136 |  | -8.0767e-05 |  | -9.6622e-05 |  | -4.1442e-05
| -7.7278e-05 |  |  |  | 2.358e-05 |  | -8.8006e-05 |  | -3.3786e-05 |  | 3.0121e-05 |  | -2.5704e-05
| -5.4045e-05 |  |  |  | 2.3582e-05 |  | -6.9957e-05 |  | -9.0742e-06 |  | 7.5483e-05 |  | -1.9154e-05
| -5.5637e-05 |  |  |  | 5.4343e-05 |  | -3.8407e-05 |  | -3.4737e-05 |  | 4.6414e-05 |  | -3.6296e-05
| 2.9816e-05 |  |  |  | 5.4346e-05 |  | -6.1461e-05 |  | -7.5444e-05 |  | 6.1529e-05 |  | -3.7244e-05
| 3.2582e-05 |  |  |  | 5.435e-05 |  | -0.00010035 |  | -7.5665e-05 |  | 1.8498e-05 |  | -3.3483e-05
| 8.183e-06 |  |  |  | 5.4353e-05 |  | -6.6723e-05 |  | -4.0528e-05 |  | 2.6069e-05 |  | -2.5906e-05
| -9.1166e-05 |  |  |  | 9.7431e-05 |  | -2.1885e-05 |  | -7.6016e-05 |  | 2.4902e-05 |  | -1.8652e-05
| -7.1445e-05 |  |  |  | 9.7437e-05 |  | -8.7088e-05 |  | -8.1124e-05 |  | -7.0777e-06 |  | -2.4015e-05
| -9.3179e-05 |  |  |  | 5.4362e-05 |  | -2.2044e-05 |  | -8.7203e-05 |  | -7.9199e-05 |  | -3.3094e-05
| -0.00016109 |  |  |  | 5.4366e-05 |  | -2.3346e-05 |  | -9.7176e-05 |  | -6.0594e-05 |  | -4.1506e-05
| -1.7801e-05 |  |  |  | 4.924e-05 |  | -0.00011408 |  | -3.2283e-05 |  | 2.432e-05 |  | -3.4012e-05
| 4.4196e-05 |  |  |  | 4.9243e-05 |  | -9.8546e-05 |  | 9.3959e-06 |  | 3.0727e-05 |  | -1.7814e-05
| -6.2874e-05 |  |  |  | 5.2324e-05 |  | -0.00015378 |  | -5.3106e-05 |  | 3.8301e-05 |  | -1.1797e-06
| -5.4545e-05 |  |  |  | 5.2327e-05 |  | -0.00011762 |  | -7.27e-05 |  | 4.1195e-05 |  | -7.82e-06
| -8.0916e-05 |  |  |  | 3.8991e-05 |  | -7.2419e-05 |  | -6.6183e-05 |  | -7.0841e-06 |  | -2.9426e-05
| -0.0002011 |  |  |  | 3.8994e-05 |  | -9.7269e-05 |  | -0.00010952 |  | 1.3858e-05 |  | -3.7069e-05
| -0.00011298 |  |  |  | 6.1572e-05 |  | -0.00012 |  | -6.4875e-05 |  | 5.4588e-05 |  | -2.4224e-05
| -9.7123e-05 |  |  |  | 6.1575e-05 |  | -0.00011142 |  | -4.9812e-05 |  | 4.5619e-06 |  | -2.6658e-05
| -0.00017741 |  |  |  | 4.5158e-05 |  | -0.00010005 |  | -9.1227e-05 |  | -2.4253e-06 |  | -3.6147e-05
| -0.00014033 |  |  |  | 4.5161e-05 |  | -0.00012737 |  | -9.3614e-05 |  | 1.6771e-05 |  | -3.8618e-05
| -6.3898e-05 |  |  |  | 6.3639e-05 |  | -0.00013759 |  | -5.1184e-05 |  | 3.0747e-05 |  | -3.981e-05
| -1.0899e-05 |  |  |  | 6.3643e-05 |  | -0.00011284 |  | -2.5918e-05 |  | -5.1881e-05 |  | -1.532e-05
| -9.8054e-05 |  |  |  | 5.3381e-05 |  | -6.6709e-05 |  | -7.2932e-05 |  | -8.9711e-05 |  | -1.5662e-05
| 4.2901e-05 |  |  |  | 5.3384e-05 |  | -4.3381e-05 |  | -4.624e-05 |  | -6.4997e-06 |  | -3.7577e-05
| 4.9614e-05 |  |  |  | 4.8254e-05 |  | -8.454e-05 |  | -2.2011e-05 |  | -6.178e-05 |  | -3.5574e-05
| -8.3723e-05 |  |  |  | 4.8257e-05 |  | -0.00011177 |  | -2.5811e-05 |  | -0.00012408 |  | -2.5433e-05
| -8.2156e-06 |  |  |  | 4.4153e-05 |  | -7.0208e-05 |  | -3.8548e-05 |  | 1.2712e-05 |  | -2.7432e-05
| -3.8122e-05 |  |  |  | 4.4156e-05 |  | -6.845e-05 |  | -3.7401e-05 |  | 3.8891e-05 |  | -2.3274e-05
| -8.846e-05 |  |  |  | 4.4158e-05 |  | -2.5246e-05 |  | -1.9706e-05 |  | -6.4979e-06 |  | -2.6046e-05
| -6.676e-05 |  |  |  | 4.4161e-05 |  | -7.6703e-05 |  | -5.7541e-05 |  | 1.1545e-05 |  | -3.119e-05
| -6.8084e-06 |  |  |  | 8.8327e-05 |  | -8.8645e-05 |  | -4.2312e-05 |  | 1.7937e-05 |  | -2.2159e-05
| -2.7758e-06 |  |  |  | 8.8332e-05 |  | -1.4623e-05 |  | -3.6162e-05 |  | 5.0537e-05 |  | -1.931e-05
| -0.00012346 |  |  |  | 8.3201e-05 |  | -5.7388e-05 |  | -9.4984e-05 |  | 7.467e-06 |  | -2.9553e-05
| -0.00015282 |  |  |  | 8.3206e-05 |  | -4.8072e-05 |  | -9.7148e-05 |  | -9.9663e-05 |  | -3.3019e-05
| -0.00013624 |  |  |  | 5.7529e-05 |  | -8.654e-05 |  | -7.2146e-05 |  | -9.0322e-05 |  | -3.0873e-05
| -9.4957e-05 |  |  |  | 5.7532e-05 |  | -6.7003e-05 |  | -2.3867e-05 |  | 9.8004e-06 |  | -4.9661e-05
| -5.0352e-05 |  |  |  | 9.966e-05 |  | -2.1321e-05 |  | -2.4662e-05 |  | 2.8133e-06 |  | -4.8249e-05
| -0.00011498 |  |  |  | 9.9666e-05 |  | -5.4393e-05 |  | -5.3694e-05 |  | -1.6983e-05 |  | -3.3884e-05
| -9.2746e-05 |  |  |  | 3.1854e-05 |  | -5.1935e-05 |  | -6.3605e-05 |  | -2.0485e-05 |  | -2.9133e-05
| -2.7315e-05 |  |  |  | 3.1856e-05 |  | -8.991e-05 |  | -7.3658e-05 |  | -2.6304e-05 |  | -3.2902e-05
| -5.6144e-06 |  |  |  | 9.4546e-05 |  | -0.00016651 |  | -2.7664e-05 |  | 2.3195e-05 |  | -3.2698e-05
| -3.4533e-05 |  |  |  | 9.4552e-05 |  | -0.00016928 |  | -4.2885e-05 |  | -9.4121e-06 |  | -4.3863e-05
| -4.3111e-05 |  |  |  | 8.7363e-05 |  | -8.0336e-05 |  | -8.2506e-05 |  | -5.7753e-05 |  | -3.6754e-05
| 9.2492e-06 |  |  |  | 8.7368e-05 |  | -5.1124e-05 |  | -7.6622e-05 |  | -2.1072e-05 |  | -2.7242e-05
| -4.729e-05 |  |  |  | 6.8871e-05 |  | -0.00010065 |  | -7.1037e-05 |  | -4.5533e-05 |  | -4.3587e-05
| -5.0947e-05 |  |  |  | 6.8875e-05 |  | -0.00010471 |  | -7.717e-05 |  | -0.00013991 |  | -4.0158e-05
| -5.1813e-05 |  |  |  | 8.2243e-05 |  | -9.3932e-05 |  | -9.8281e-05 |  | -4.3778e-05 |  | -4.8934e-05
| -0.00012303 |  |  |  | 8.2248e-05 |  | -8.4928e-05 |  | -0.00010883 |  | 4.9996e-05 |  | -5.2966e-05
| -7.3259e-05 |  |  |  | 6.169e-05 |  | -9.8089e-05 |  | -6.6605e-05 |  | 4.0681e-05 |  | -3.2553e-05
| -6.0245e-05 |  |  |  | 6.1694e-05 |  | -0.00011363 |  | -6.7935e-05 |  | 2.3209e-05 |  | -1.8666e-05
| -0.00011137 |  |  |  | 5.2443e-05 |  | -0.00013676 |  | -8.8304e-05 |  | 1.068e-06 |  | -2.142e-05
| -3.3085e-05 |  |  |  | 5.2446e-05 |  | -0.00014559 |  | -3.4779e-05 |  | 1.9131e-05 |  | -2.5038e-05
| 9.2707e-05 |  |  |  | 9.5643e-05 |  | -8.5513e-05 |  | -2.8115e-05 |  | 3.8942e-05 |  | -2.1365e-05
| 2.817e-05 |  |  |  | 9.5649e-05 |  | -2.657e-05 |  | -8.6783e-05 |  | 0.00011061 |  | -1.3585e-05
| -0.0001106 |  |  |  | 7.9198e-05 |  | -4.1777e-05 |  | -0.00013823 |  | 2.2036e-05 |  | -2.3455e-05
| -6.8555e-05 |  |  |  | 7.9203e-05 |  | -4.7142e-05 |  | -6.6142e-05 |  | 1.6788e-05 |  | -4.9858e-05
| -3.7326e-05 |  |  |  | 1.6459e-05 |  | -4.5473e-05 |  | 3.822e-06 |  | 6.9231e-05 |  | -5.0972e-05
| -4.5582e-05 |  |  |  | 1.646e-05 |  | -8.9854e-05 |  | -2.904e-05 |  | 1.0389e-05 |  | -2.0032e-05
| 3.7055e-05 |  |  |  | 9.2591e-05 |  | -8.4471e-05 |  | -4.6912e-05 |  | 7.4686e-06 |  | -8.0846e-06
| -3.7398e-05 |  |  |  | 9.2597e-05 |  | -4.7834e-05 |  | -3.3411e-05 |  | 1.9715e-05 |  | -2.0704e-05
| -5.7973e-05 |  |  |  | 4.8359e-05 |  | -2.4682e-05 |  | 1.5177e-05 |  | -1.7001e-05 |  | -1.7031e-05
| -6.2736e-05 |  |  |  | 4.8362e-05 |  | -8.5361e-05 |  | -7.3894e-06 |  | -2.3413e-05 |  | -2.4205e-05
| -3.9622e-05 |  |  |  | 6.2772e-05 |  | -0.00013553 |  | -7.4698e-05 |  | 3.3972e-06 |  | -3.0089e-05
| 0.00010201 |  |  |  | 6.2775e-05 |  | -3.8064e-05 |  | -8.0093e-05 |  | -4.0325e-05 |  | -2.3679e-05
| -3.7762e-05 |  |  |  | 9.983e-05 |  | -2.3743e-05 |  | -8.4921e-05 |  | -0.000105 |  | -3.4084e-05
| -0.00011241 |  |  |  | 9.9836e-05 |  | -6.2937e-05 |  | -7.9421e-05 |  | 1.0979e-05 |  | -3.2721e-05
| 5.5142e-05 |  |  |  | 7.7197e-05 |  | -3.6583e-05 |  | -5.5767e-05 |  | 7.1599e-05 |  | -1.4529e-05
| 3.0438e-06 |  |  |  | 7.7202e-05 |  | -2.8883e-05 |  | -9.2424e-05 |  | 3.8954e-05 |  | -1.7128e-05
| -8.5634e-05 |  |  |  | 8.8531e-05 |  | -6.7004e-06 |  | -0.00011994 |  | 4.3042e-05 |  | -2.3033e-05
| -7.0902e-05 |  |  |  | 8.8536e-05 |  | -0.00010078 |  | -7.7879e-05 |  | -1.9336e-05 |  | -2.8669e-05
| -0.00019242 |  |  |  | 7.4128e-05 |  | -0.00013239 |  | -7.422e-05 |  | 1.6464e-06 |  | -4.5399e-05
| -0.00010876 |  |  |  | 7.4132e-05 |  | -3.9612e-05 |  | -4.1916e-05 |  | -1.0593e-05 |  | -2.7568e-05
| -7.4971e-05 |  |  |  | 7.6196e-05 |  | -7.3697e-05 |  | -4.7257e-05 |  | -4.9076e-05 |  | -3.3034e-05
| -0.00024445 |  |  |  | 7.62e-05 |  | -0.00011319 |  | -7.7663e-05 |  | -6.2493e-05 |  | -4.5699e-05
| -0.0001822 |  |  |  | 3.6043e-05 |  | -5.8065e-05 |  | -1.4084e-05 |  | -3.509e-05 |  | -3.1705e-05
| -7.2674e-05 |  |  |  | 3.6045e-05 |  | -6.5924e-05 |  | -1.455e-06 |  | 8.0649e-06 |  | -3.006e-05
| 1.5153e-06 |  |  |  | 0.00010093 |  | -0.00010192 |  | -1.3136e-05 |  | -1.234e-05 |  | -2.9749e-05
| 5.6457e-05 |  |  |  | 0.00010094 |  | -0.00011697 |  | 3.4155e-06 |  | -2.9828e-05 |  | -3.7189e-05
| 7.2552e-05 |  |  |  | 2.5751e-05 |  | -0.00012497 |  | -3.1225e-05 |  | 2.6148e-05 |  | -3.5146e-05
| -2.6263e-05 |  |  |  | 2.5753e-05 |  | -9.1487e-05 |  | -6.3559e-05 |  | 4.7725e-05 |  | -1.4475e-05
| -4.6526e-05 |  |  |  | 5.769e-05 |  | -0.00011794 |  | -9.047e-05 |  | -2.6348e-05 |  | -2.168e-05
| -9.3834e-05 |  |  |  | 5.7694e-05 |  | -6.7364e-05 |  | -0.00010401 |  | -3.9183e-05 |  | -2.3483e-05
| -0.00017454 |  |  |  | 7.4182e-05 |  | -7.9433e-05 |  | -9.1059e-05 |  | -2.8097e-05 |  | -2.2264e-05
| 7.3372e-06 |  |  |  | 7.4187e-05 |  | -0.0001084 |  | -3.2513e-05 |  | 7.4844e-06 |  | -4.2526e-05
| -4.4627e-06 |  |  |  | 4.9461e-05 |  | -9.0955e-05 |  | -1.8257e-05 |  | 7.8081e-05 |  | -4.8611e-05
| -3.7585e-05 |  |  |  | 4.9464e-05 |  | -0.00012426 |  | -8.0629e-05 |  | 4.1325e-05 |  | -3.4648e-05
| -6.7177e-06 |  |  |  | 8.8629e-05 |  | -0.00016186 |  | -0.00010342 |  | 0.00011658 |  | -2.9049e-05
| 9.3878e-06 |  |  |  | 8.8634e-05 |  | -0.00012508 |  | -6.5932e-05 |  | 0.000109 |  | -3.8073e-05
| -5.6638e-05 |  |  |  | 9.9977e-05 |  | -3.2144e-05 |  | -5.5312e-05 |  | -1.0599e-05 |  | -4.4575e-05
| -0.00017209 |  |  |  | 9.9983e-05 |  | -2.9065e-05 |  | -9.391e-05 |  | -1.176e-05 |  | -3.6061e-05
| -2.2617e-05 |  |  |  | 3.2986e-05 |  | -2.525e-05 |  | -6.9159e-05 |  | -7.1e-06 |  | -2.5561e-05
| -0.00010102 |  |  |  | 3.2988e-05 |  | -9.0019e-05 |  | -6.5328e-05 |  | -9.4611e-05 |  | -1.961e-05
| -0.00013618 |  |  |  | 5.3609e-05 |  | -0.00013448 |  | -4.4701e-05 |  | -7.2454e-05 |  | -1.5744e-05
| -8.113e-05 |  |  |  | 5.3612e-05 |  | -9.0117e-05 |  | -4.1978e-05 |  | -1.2934e-05 |  | -3.947e-05
| -0.0001067 |  |  |  | 0 |  | -6.0377e-05 |  | -5.4435e-05 |  | -4.7666e-06 |  | -3.9916e-05
| -8.1746e-05 |  |  |  | 0 |  | -5.9406e-05 |  | -5.0591e-05 |  | -3.5961e-06 |  | -2.0183e-05
| 1.598e-05 |  |  |  | 4.5373e-05 |  | -0.00010259 |  | -3.3021e-05 |  | -4.1528e-05 |  | -1.486e-05
| -2.3623e-05 |  |  |  | 4.5376e-05 |  | -7.3503e-05 |  | -2.662e-05 |  | -6.9559e-05 |  | -2.0023e-05
| -0.00019433 |  |  |  | 4.3316e-05 |  | -7.751e-05 |  | -7.3451e-05 |  | -3.5696e-05 |  | -3.2605e-05
| -0.00010215 |  |  |  | 4.3319e-05 |  | -0.00010813 |  | -7.8466e-05 |  | -2.4356e-06 |  | -4.1827e-05
| -5.4894e-05 |  |  |  | 4.7447e-05 |  | -4.9308e-05 |  | -8.3563e-05 |  | -3.103e-05 |  | -5.882e-05
| -0.00019515 |  |  |  | 4.745e-05 |  | -6.6007e-05 |  | -0.0001275 |  | -1.0599e-05 |  | -5.8387e-05
| -0.00017524 |  |  |  | 0 |  | -0.00010537 |  | -0.0001106 |  | -5.5558e-05 |  | -3.368e-05
| -0.00011621 |  |  |  | 0 |  | -8.144e-05 |  | -7.6297e-05 |  | -9.6406e-05 |  | -5.0655e-05
| -0.00010921 |  |  |  | 7.841e-05 |  | -5.3877e-05 |  | -4.8372e-05 |  | -3.5719e-05 |  | -5.186e-05
| -2.3342e-05 |  |  |  | 7.8415e-05 |  | -5.3422e-05 |  | 2.5309e-05 |  | 4.0181e-05 |  | -2.1519e-05
| -9.9043e-05 |  |  |  | 0 |  | -7.71e-05 |  | -3.1105e-05 |  | 0.00012192 |  | -3.3785e-05
| -0.0002598 |  |  |  | 0 |  | -0.00019335 |  | -0.00017606 |  | 4.544e-05 |  | -0.00015531
| -0.00010389 |  |  |  | 4.5407e-05 |  | -1.1042e-05 |  | -1.7346e-05 |  | 6.179e-05 |  | -2.7531e-05
| -4.0133e-05 |  |  |  | 4.541e-05 |  | -5.2502e-05 |  | -4.4795e-05 |  | 0.00010149 |  | -4.7602e-05
| 1.1465e-05 |  |  |  | 7.0183e-05 |  | -0.00011341 |  | -3.6125e-05 |  | 3.9032e-05 |  | -5.3256e-05
| 4.3998e-05 |  |  |  | 7.0187e-05 |  | -2.2315e-05 |  | -7.2793e-05 |  | -3.0469e-05 |  | -3.3298e-05
| 6.7308e-06 |  |  |  | 0 |  | -7.0048e-05 |  | -0.00014244 |  | -1.5872e-05 |  | -4.3376e-05
| -6.1262e-05 |  |  |  | 0 |  | -0.00017674 |  | -6.7453e-05 |  | -1.2952e-05 |  | -3.5894e-05
| -6.1466e-05 |  |  |  | 8.4653e-05 |  | -0.0001906 |  | -3.0414e-05 |  | 3.9627e-05 |  | -2.9396e-05
| 1.6525e-05 |  |  |  | 8.4659e-05 |  | -0.00015097 |  | -8.3771e-05 |  | 4.5809e-06 |  | -2.7852e-05
| 4.8676e-06 |  |  |  | 0.00014661 |  | -3.6786e-05 |  | -3.6385e-05 |  | -2.9878e-05 |  | -2.3175e-05
| -7.427e-05 |  |  |  | 0.00014662 |  | 1.2071e-05 |  | 3.4871e-05 |  | 1.5087e-05 |  | -4.6304e-05
| -4.8255e-05 |  |  |  | 8.9838e-05 |  | -4.1794e-05 |  | 4.1347e-06 |  | 4.8564e-07 |  | -3.2769e-05
| 1.2686e-05 |  |  |  | 8.9843e-05 |  | -4.5128e-05 |  | -3.3029e-05 |  | -1.4114e-05 |  | -1.6209e-05
| -8.711e-05 |  |  |  | 0.0001105 |  | -5.1579e-07 |  | -4.0854e-05 |  | 2.2483e-06 |  | -4.0156e-05
| -0.00011972 |  |  |  | 0.00011051 |  | -2.7266e-05 |  | -6.2835e-05 |  | 9.0455e-05 |  | -5.0602e-05
| -6.1727e-05 |  |  |  | 3.202e-05 |  | -4.0575e-05 |  | -5.546e-05 |  | 8.753e-05 |  | -5.0614e-05
| -2.5771e-05 |  |  |  | 3.2022e-05 |  | -2.2361e-05 |  | -4.1998e-05 |  | 2.6784e-05 |  | -4.7444e-05
| -8.3475e-05 |  |  |  | 0.0001064 |  | 4.7556e-07 |  | -0.00012353 |  | 3.4041e-06 |  | -3.8908e-05
| -5.5513e-05 |  |  |  | 0.00010641 |  | -7.1828e-05 |  | -0.00014003 |  | -5.9491e-06 |  | -3.1197e-05
| 1.3676e-05 |  |  |  | 3.0994e-05 |  | -0.00010058 |  | -3.3966e-05 |  | 2.2101e-05 |  | -2.615e-05
| -3.8948e-05 |  |  |  | 3.0996e-05 |  | -0.00013492 |  | -1.3864e-05 |  | 4.3719e-05 |  | -4.3724e-05
| -6.3789e-05 |  |  |  | 5.993e-05 |  | -0.00014449 |  | -3.2378e-05 |  | 6.8258e-05 |  | -4.6956e-05
| 1.4242e-05 |  |  |  | 5.9934e-05 |  | -0.00013709 |  | -5.4489e-05 |  | 0.00012556 |  | -3.9548e-05
| 3.5656e-05 |  |  |  | 8.6806e-05 |  | -0.00016223 |  | -2.2323e-05 |  | 7.9363e-05 |  | -3.4333e-05
| -0.00010532 |  |  |  | 8.6811e-05 |  | -0.00013771 |  | 6.7878e-06 |  | -2.4404e-06 |  | -2.3599e-05
| -0.00012521 |  |  |  | 0.00010439 |  | -0.00013921 |  | -6.9268e-05 |  | 0.00013432 |  | -1.1275e-05
| -4.1658e-05 |  |  |  | 0.00010439 |  | -0.0001131 |  | -0.00011257 |  | 0.00019511 |  | -2.6851e-05
| -1.9918e-05 |  |  |  | 8.7862e-05 |  | -5.2403e-05 |  | -6.2316e-05 |  | 8.7571e-05 |  | -3.7117e-05
| -0.00011127 |  |  |  | 8.7867e-05 |  | -7.761e-05 |  | -1.7599e-05 |  | 7.5301e-05 |  | -3.2925e-05
| -0.00016853 |  |  |  | 7.6501e-05 |  | -0.00013412 |  | -8.0972e-05 |  | 8.0836e-06 |  | -5.2994e-05
| -0.00024394 |  |  |  | 7.6505e-05 |  | -6.1643e-05 |  | -0.00014444 |  | -6.2657e-05 |  | -5.8139e-05
| -0.00023099 |  |  |  | 0.00012511 |  | -4.105e-05 |  | -5.3698e-05 |  | -8.251e-05 |  | -4.5268e-05
| -5.891e-05 |  |  |  | 0.00012511 |  | -0.00010188 |  | 2.5697e-05 |  | -5.0378e-05 |  | -4.04e-05
| -8.0767e-05 |  |  |  | 8.2724e-05 |  | -9.9352e-05 |  | -2.6089e-05 |  | 6.4209e-05 |  | -5.5703e-05
| -9.0454e-05 |  |  |  | 8.273e-05 |  | -5.6295e-05 |  | -3.9938e-05 |  | 6.3625e-05 |  | -5.9119e-05
| -6.8886e-05 |  |  |  | 4.5505e-05 |  | -0.00010455 |  | -4.9116e-05 |  | 4.2593e-05 |  | -3.3801e-05
| -8.1624e-05 |  |  |  | 4.5507e-05 |  | -0.0001522 |  | -9.7994e-05 |  | 1.2766e-05 |  | -2.3223e-05
| -4.7112e-05 |  |  |  | 6.6197e-05 |  | -0.00011979 |  | -0.00010131 |  | -4.103e-05 |  | -3.8828e-05
| -9.5959e-06 |  |  |  | 6.6201e-05 |  | -4.2534e-05 |  | -9.3834e-05 |  | -2.407e-05 |  | -4.7586e-05
| -4.0912e-05 |  |  |  | 5.9999e-05 |  | 8.6271e-07 |  | -8.9763e-05 |  | 2.8556e-05 |  | -2.7785e-05
| -0.00015142 |  |  |  | 6.0002e-05 |  | -0.00013162 |  | -8.8374e-05 |  | 7.7087e-05 |  | -3.6268e-05
| -5.9722e-05 |  |  |  | 9.0009e-05 |  | -0.00014 |  | -4.7899e-05 |  | 2.4455e-05 |  | -3.8531e-05
| -3.1285e-05 |  |  |  | 9.0014e-05 |  | -8.5808e-05 |  | -3.6217e-05 |  | -1.7064e-05 |  | -3.9085e-05
| -5.7207e-05 |  |  |  | 8.6916e-05 |  | -0.00018474 |  | 1.2088e-05 |  | 5.1674e-06 |  | -1.8505e-05
| -5.7519e-05 |  |  |  | 8.6922e-05 |  | -9.9638e-05 |  | -2.0158e-05 |  | -5.8588e-05 |  | -2.7763e-05
| -8.3459e-06 |  |  |  | 6.9335e-05 |  | 4.1103e-05 |  | -5.6266e-05 |  | -7.146e-05 |  | -5.0899e-05
| 7.9044e-05 |  |  |  | 6.9339e-05 |  | 3.5388e-05 |  | 1.3994e-05 |  | 2.973e-05 |  | -4.0476e-05
| -2.276e-05 |  |  |  | 0.00010971 |  | -2.4623e-05 |  | -5.7951e-05 |  | 1.8616e-05 |  | -3.3491e-05
| -7.9822e-05 |  |  |  | 0.00010972 |  | -2.1375e-05 |  | -5.9189e-05 |  | 2.9144e-05 |  | -3.3718e-05
| -6.5362e-05 |  |  |  | 0.00014078 |  | -5.8655e-05 |  | 8.3267e-06 |  | 6.2496e-05 |  | -3.9741e-05
| -4.9463e-05 |  |  |  | 0.00014078 |  | -0.00023943 |  | -7.9186e-06 |  | 2.3879e-05 |  | -4.3243e-05
| -7.2636e-05 |  |  |  | 8.0749e-05 |  | -0.00024033 |  | -7.4396e-05 |  | -2.0578e-05 |  | -5.1654e-05
| -0.00019905 |  |  |  | 8.0755e-05 |  | -0.00013978 |  | -0.00014312 |  | -2.7599e-05 |  | -4.9712e-05
| -0.0002354 |  |  |  | 3.2097e-05 |  | -0.00012307 |  | -0.00015291 |  | -5.5095e-05 |  | -5.1036e-05
| 2.1271e-05 |  |  |  | 3.2099e-05 |  | -8.168e-05 |  | -5.2996e-05 |  | -5.5678e-05 |  | -4.6648e-05
| 4.0173e-05 |  |  |  | 3.8314e-05 |  | -7.6873e-05 |  | -3.7665e-06 |  | 1.6871e-05 |  | -5.939e-05
| -4.2125e-05 |  |  |  | 3.8317e-05 |  | -8.3156e-05 |  | -7.5621e-05 |  | 5.4327e-05 |  | -4.4302e-05
| -0.00016089 |  |  |  | 8.803e-05 |  | -7.143e-05 |  | -8.5932e-05 |  | 5.841e-05 |  | -2.998e-05
| -0.00016239 |  |  |  | 8.8036e-05 |  | -8.828e-05 |  | -4.0307e-06 |  | -1.063e-05 |  | -5.5932e-05
| -3.0866e-05 |  |  |  | 3.7288e-05 |  | -0.00012139 |  | 1.1807e-05 |  | -4.4568e-05 |  | -6.5139e-05
| -0.00010876 |  |  |  | 3.7291e-05 |  | -0.00018485 |  | -7.4893e-05 |  | 4.6723e-05 |  | -4.7818e-05
| -8.0036e-06 |  |  |  | 8.9089e-05 |  | -0.00020165 |  | -6.3473e-05 |  | 0.00010936 |  | -1.5665e-05
| 5.2149e-05 |  |  |  | 8.9095e-05 |  | -0.00013838 |  | -3.9991e-05 |  | 1.1024e-05 |  | -2.2853e-05
| 5.0178e-05 |  |  |  | 9.8424e-05 |  | -0.00012822 |  | -5.1147e-05 |  | -6.213e-05 |  | -3.6421e-05
| -0.00010729 |  |  |  | 9.8431e-05 |  | -0.00010924 |  | -0.0001172 |  | -2.9953e-05 |  | -3.4613e-05
| -0.00013071 |  |  |  | 4.7664e-05 |  | -0.00013349 |  | -0.00015653 |  | -3.0259e-06 |  | -3.4261e-05
| -3.872e-05 |  |  |  | 4.7667e-05 |  | -0.00027124 |  | -0.00014595 |  | -6.8048e-07 |  | -3.6114e-05
| -0.0001773 |  |  |  | 0.00010778 |  | -0.00015257 |  | -0.00014151 |  | -3.5813e-05 |  | -3.5266e-05
| -0.00010698 |  |  |  | 0.00010778 |  | -9.9551e-06 |  | -8.9002e-05 |  | -7.1521e-05 |  | -1.4707e-05
| 3.3658e-05 |  |  |  | 6.0114e-05 |  | -3.2332e-05 |  | -1.0187e-05 |  | 6.3415e-06 |  | 2.5386e-06
| -4.9756e-05 |  |  |  | 6.0118e-05 |  | -7.9803e-05 |  | -2.6597e-05 |  | 2.9755e-05 |  | -3.1587e-05
| -5.153e-05 |  |  |  | 7.7744e-05 |  | -0.00011875 |  | -4.3326e-07 |  | -1.1807e-05 |  | -5.0707e-05
| -4.2305e-05 |  |  |  | 7.7749e-05 |  | -0.00013398 |  | -4.5539e-05 |  | 5.4348e-05 |  | -3.2029e-05
| -0.00021092 |  |  |  | 5.2873e-05 |  | -0.00018298 |  | -0.0001184 |  | 4.2056e-05 |  | -3.7588e-05
| -0.0002173 |  |  |  | 5.2876e-05 |  | -0.00013004 |  | -9.9498e-05 |  | 2.2447e-06 |  | -4.294e-05
| -0.00010234 |  |  |  | 0.00011302 |  | -8.6836e-05 |  | -9.9517e-05 |  | -5.2219e-05 |  | -2.6394e-05
| -0.00016247 |  |  |  | 0.00011302 |  | -0.00013407 |  | -0.000106 |  | -4.9303e-05 |  | -3.8619e-05
| -0.00017651 |  |  |  | 8.9181e-05 |  | -0.0001068 |  | -0.00012884 |  | 3.3864e-05 |  | -5.5251e-05
| -2.0793e-05 |  |  |  | 8.9187e-05 |  | -6.8706e-05 |  | -4.4714e-05 |  | 2.2158e-05 |  | -5.1218e-05
| 4.9499e-06 |  |  |  | 6.7413e-05 |  | -2.5199e-05 |  | -8.8861e-06 |  | 1.279e-05 |  | -5.2262e-05
| -8.2593e-05 |  |  |  | 6.7418e-05 |  | -3.1893e-05 |  | -9.908e-05 |  | 2.9189e-05 |  | -4.5939e-05
| -6.6718e-05 |  |  |  | 5.0826e-05 |  | -0.00014579 |  | -7.941e-05 |  | -4.11e-05 |  | -4.116e-05
| -3.3777e-05 |  |  |  | 5.0829e-05 |  | -9.2077e-05 |  | -7.4785e-06 |  | -3.8762e-05 |  | -4.0346e-05
| 2.9648e-05 |  |  |  | 5.0832e-05 |  | -2.2542e-05 |  | 1.567e-05 |  | 7.6629e-05 |  | -2.5625e-05
| 5.8472e-07 |  |  |  | 5.0836e-05 |  | -2.8271e-05 |  | -2.2814e-05 |  | 4.1497e-05 |  | -3.1253e-05
| -0.00012304 |  |  |  | 5.4989e-05 |  | -4.9341e-05 |  | -0.0001007 |  | 3.3289e-05 |  | -2.9628e-05
| -0.00018708 |  |  |  | 5.4992e-05 |  | -7.1616e-05 |  | -8.9355e-05 |  | 2.6855e-05 |  | -2.631e-05
| -0.00013286 |  |  |  | 7.1599e-05 |  | -6.6194e-05 |  | -2.762e-05 |  | 4.8837e-07 |  | -2.8692e-05
| -3.2321e-05 |  |  |  | 7.1604e-05 |  | -0.00011589 |  | -3.1467e-05 |  | 7.5221e-06 |  | -3.3812e-05
| -0.00010379 |  |  |  | 4.5663e-05 |  | -8.3981e-05 |  | -7.888e-05 |  | 1.1615e-05 |  | -5.0331e-05
| -0.00015742 |  |  |  | 4.5666e-05 |  | -6.1581e-05 |  | -7.377e-05 |  | -3.6203e-06 |  | -5.6304e-05
| 4.7308e-05 |  |  |  | 5.7086e-05 |  | -7.534e-05 |  | -1.7957e-05 |  | -8.3873e-05 |  | -2.2891e-05
| 0.00010459 |  |  |  | 5.709e-05 |  | -1.9424e-05 |  | -2.8484e-05 |  | -5.2843e-05 |  | -2.3401e-05
| -0.00018386 |  |  |  | 8.2008e-05 |  | -7.6361e-05 |  | -1.9125e-05 |  | 1.5136e-05 |  | -4.4529e-05
| -0.00022298 |  |  |  | 8.2013e-05 |  | -0.00011384 |  | -2.8943e-05 |  | 4.0129e-06 |  | -6.2905e-05
| -0.00020152 |  |  |  | 7.3713e-05 |  | -7.8527e-05 |  | -3.0446e-05 |  | -3.3494e-05 |  | -6.1312e-05
| -7.835e-05 |  |  |  | 7.3718e-05 |  | -8.8475e-05 |  | -2.6648e-05 |  | -7.278e-05 |  | -2.6294e-05
| 0.00010302 |  |  |  | 6.9569e-05 |  | -4.9157e-05 |  | -0.00014117 |  | -3.1148e-05 |  | -1.573e-05
| -3.6483e-05 |  |  |  | 6.9574e-05 |  | -3.6436e-05 |  | -0.00014764 |  | -2.8809e-05 |  | -3.2877e-05
| -0.00014901 |  |  |  | 8.204e-05 |  | -5.0756e-05 |  | -6.3605e-05 |  | -1.5924e-05 |  | -4.3728e-05
| -0.00011073 |  |  |  | 8.2046e-05 |  | -2.0199e-05 |  | -6.5673e-05 |  | -2.7647e-05 |  | -5.0812e-05
| -4.3946e-05 |  |  |  | 8.7244e-05 |  | -2.196e-05 |  | -8.0901e-05 |  | -4.4643e-05 |  | -6.5362e-05
| -4.0641e-05 |  |  |  | 8.725e-05 |  | -6.4988e-05 |  | -1.9742e-05 |  | 0.00010306 |  | -5.3774e-05
| -3.2578e-05 |  |  |  | 6.7519e-05 |  | -0.00010103 |  | -5.5749e-05 |  | 9.0775e-05 |  | -3.485e-05
| 3.0325e-05 |  |  |  | 6.7524e-05 |  | -0.00017 |  | -9.0226e-05 |  | 9.1924e-05 |  | -5.4294e-05
| 1.1693e-05 |  |  |  | 6.3372e-05 |  | -0.00014593 |  | -7.8757e-05 |  | 2.3937e-05 |  | -7.8153e-05
| -9.2721e-07 |  |  |  | 6.3376e-05 |  | -0.00011804 |  | -0.00011549 |  | -9.0391e-05 |  | -6.7751e-05
| -3.4583e-05 |  |  |  | 1.0391e-06 |  | -0.00014701 |  | -7.0034e-05 |  | -1.652e-05 |  | -4.6559e-05
| -0.00019381 |  |  |  | 1.0392e-06 |  | -0.00011178 |  | -0.00011171 |  | -1.2417e-05 |  | -4.4563e-05
| -0.00020135 |  |  |  | 0.0001008 |  | -0.00013262 |  | -0.00012688 |  | 4.5042e-05 |  | -5.8617e-05
| -6.8109e-05 |  |  |  | 0.00010081 |  | -0.00016147 |  | -4.9032e-05 |  | 8.3174e-05 |  | -5.8543e-05
| -2.0781e-05 |  |  |  | 1.8707e-05 |  | -0.00014341 |  | -1.9197e-05 |  | 8.7252e-05 |  | -6.1169e-05
| -9.2756e-05 |  |  |  | 1.8708e-05 |  | -0.00018128 |  | -8.4382e-05 |  | 0.00011073 |  | -4.6075e-05
| -0.00010398 |  |  |  | 7.3801e-05 |  | -0.00012419 |  | -0.0001761 |  | -1.8626e-06 |  | -3.7059e-05
| 1.205e-05 |  |  |  | 7.3805e-05 |  | -5.5014e-06 |  | -7.9215e-05 |  | -8.0434e-05 |  | -4.4811e-05
| 3.5737e-05 |  |  |  | 0.00010812 |  | -2.9115e-05 |  | -7.2451e-05 |  | -1.2411e-05 |  | -3.7618e-05
| -5.1518e-05 |  |  |  | 0.00010812 |  | -0.00016995 |  | -0.00011265 |  | 2.4525e-05 |  | -5.0089e-05
| -2.3674e-05 |  |  |  | 2.2874e-05 |  | -0.00012853 |  | -7.4646e-05 |  | 2.2184e-05 |  | -6.0707e-05
| -0.0001526 |  |  |  | 2.2875e-05 |  | -1.9738e-05 |  | -7.3911e-05 |  | -2.5317e-05 |  | -6.0935e-05
| -0.00018381 |  |  |  | 9.5667e-05 |  | -0.0001258 |  | -4.9727e-05 |  | -0.00010275 |  | -7.613e-05
| -5.3419e-05 |  |  |  | 9.5673e-05 |  | -0.00014855 |  | -2.0307e-05 |  | -5.9939e-05 |  | -7.8899e-05
| -6.8285e-05 |  |  |  | 5.616e-05 |  | -7.7503e-05 |  | -3.056e-05 |  | 4.7993e-05 |  | -3.7248e-05
| -8.1276e-05 |  |  |  | 5.6163e-05 |  | -0.00018666 |  | -9.9722e-05 |  | 3.5101e-05 |  | -4.6364e-05
| -8.2686e-05 |  |  |  | 4.6806e-05 |  | -0.0001885 |  | -8.8401e-05 |  | -6.8386e-07 |  | -5.6521e-05
| -8.849e-05 |  |  |  | 4.6809e-05 |  | -2.7986e-05 |  | -6.8189e-05 |  | 2.6297e-05 |  | -3.5396e-05
| 1.5923e-06 |  |  |  | 5.0973e-05 |  | 4.4483e-05 |  | -6.1625e-05 |  | -2.5326e-05 |  | -4.6895e-05
| 5.7235e-05 |  |  |  | 5.0977e-05 |  | -8.4065e-06 |  | -6.8881e-05 |  | -9.6297e-05 |  | -4.8851e-05
| -2.3346e-05 |  |  |  | 7.3869e-05 |  | -0.0001183 |  | -0.00010682 |  | -7.8133e-05 |  | -3.1811e-05
| -0.00013038 |  |  |  | 7.3874e-05 |  | -0.0001672 |  | -7.6862e-05 |  | -7.0512e-05 |  | -5.9342e-05
| -0.00018435 |  |  |  | 3.9541e-05 |  | -0.00013477 |  | -4.4248e-05 |  | 3.4198e-06 |  | -8.0799e-05
| -1.1731e-06 |  |  |  | 3.9544e-05 |  | -6.7716e-05 |  | 5.9361e-06 |  | 9.202e-05 |  | -4.8386e-05
| 2.6177e-05 |  |  |  | 8.4295e-05 |  | -6.1323e-05 |  | 2.7498e-06 |  | 3.921e-05 |  | -5.6036e-05
| -8.5521e-05 |  |  |  | 8.4301e-05 |  | 1.5962e-05 |  | -3.7026e-05 |  | 5.448e-05 |  | -7.1286e-05
| -9.8417e-05 |  |  |  | 1.8735e-05 |  | -8.4381e-05 |  | -4.2821e-05 |  | 3.57e-05 |  | -4.9507e-05
| -9.2166e-05 |  |  |  | 1.8736e-05 |  | -0.00017826 |  | -6.4703e-05 |  | 4.3916e-05 |  | -4.6935e-05
| -6.3863e-05 |  |  |  | 0.00011347 |  | -3.7122e-05 |  | -7.7747e-05 |  | 6.6221e-05 |  | -5.2864e-05
| -9.1095e-05 |  |  |  | 0.00011347 |  | -0.00011009 |  | -8.8575e-05 |  | -1.4186e-05 |  | -5.7307e-05
| -0.00013403 |  |  |  | 8.8494e-05 |  | -0.00014917 |  | -0.00011959 |  | 2.6307e-05 |  | -6.0991e-05
| -0.00011034 |  |  |  | 8.85e-05 |  | -0.00014731 |  | -0.00013772 |  | 6.2127e-05 |  | -7.6655e-05
| -6.1096e-05 |  |  |  | 7.0804e-05 |  | -0.00023429 |  | -8.1655e-05 |  | 6.7997e-05 |  | -9.24e-05
| -1.7085e-06 |  |  |  | 7.0809e-05 |  | -0.00013111 |  | -4.8123e-05 |  | 8.7351e-05 |  | -6.6835e-05
| -1.5788e-05 |  |  |  | 5.7276e-05 |  | -4.6591e-05 |  | -8.284e-05 |  | 9.7935e-05 |  | -4.8791e-05
| -0.00010881 |  |  |  | 5.728e-05 |  | -0.0001375 |  | -0.00012207 |  | 5.2725e-05 |  | -7.4774e-05
| -0.00014023 |  |  |  | 9.3737e-05 |  | -7.1527e-05 |  | -0.00015929 |  | 1.6332e-05 |  | -8.3938e-05
| -0.00017243 |  |  |  | 9.3743e-05 |  | -9.7454e-05 |  | -0.000149 |  | 9.0299e-05 |  | -8.5752e-05
| -0.00022394 |  |  |  | 9.375e-05 |  | -0.00026058 |  | -0.00012835 |  | 0.00010263 |  | -9.8086e-05
| -8.1942e-05 |  |  |  | 9.3756e-05 |  | -0.00017522 |  | -0.00011895 |  | 5.8035e-05 |  | -6.8387e-05
| -7.0585e-06 |  |  |  | 6.355e-05 |  | -2.8068e-05 |  | -7.5673e-05 |  | 5.0988e-05 |  | -3.2677e-05
| -0.00010925 |  |  |  | 6.3554e-05 |  | -3.6935e-05 |  | -7.6073e-05 |  | -1.6543e-05 |  | -3.2711e-05
| -0.0001489 |  |  |  | 0.00011774 |  | -0.00015024 |  | -0.00012738 |  | 6.0375e-05 |  | -4.41e-05
| -0.0001375 |  |  |  | 0.00011775 |  | -0.00013523 |  | -0.000119 |  | 5.9792e-05 |  | -3.3357e-05
| -0.00010113 |  |  |  | 8.5451e-05 |  | -0.00014356 |  | -0.00010557 |  | -4.2979e-05 |  | -5.5597e-05
| -2.4815e-05 |  |  |  | 8.5457e-05 |  | -0.0001736 |  | -8.2279e-05 |  | 7.2125e-05 |  | -8.7167e-05
| -7.7905e-05 |  |  |  | 9.1716e-05 |  | -0.00011942 |  | -2.7467e-05 |  | 9.7993e-05 |  | -5.4661e-05
| -0.00016954 |  |  |  | 9.1722e-05 |  | -6.1956e-05 |  | -3.7122e-05 |  | 2.7505e-05 |  | -2.2051e-05
| -6.2739e-05 |  |  |  | 0.0001157 |  | -1.6999e-05 |  | -8.8632e-05 |  | -3.4168e-05 |  | -2.071e-05
| 2.1432e-05 |  |  |  | 0.00011571 |  | 4.7876e-06 |  | -0.00012125 |  | -5.9713e-06 |  | -2.5327e-05
| -6.6799e-05 |  |  |  | 6.3593e-05 |  | 0.00010129 |  | -0.00010625 |  | 2.8098e-05 |  | -5.3911e-05
| -6.1558e-05 |  |  |  | 6.3597e-05 |  | 1.0126e-05 |  | -6.5512e-05 |  | 5.1902e-06 |  | -6.4184e-05
| 4.5974e-05 |  |  |  | 9.4881e-05 |  | -7.4805e-05 |  | -2.4504e-05 |  | -1.3023e-05 |  | -4.5869e-05
| -3.3292e-05 |  |  |  | 9.4888e-05 |  | -2.774e-05 |  | -5.1331e-05 |  | 4.6884e-05 |  | -6.069e-05
| -0.00012344 |  |  |  | 6.1524e-05 |  | -6.5781e-05 |  | -4.396e-05 |  | 7.3923e-05 |  | -5.7443e-05
| -4.7936e-05 |  |  |  | 6.1528e-05 |  | -5.8034e-05 |  | -4.6505e-05 |  | -1.0668e-05 |  | -3.4566e-05
| 2.4848e-05 |  |  |  | 8.2392e-05 |  | -7.2901e-05 |  | -0.00012788 |  | -5.9697e-06 |  | -1.6813e-05
| -0.00012618 |  |  |  | 8.2397e-05 |  | -0.00014887 |  | -0.0001421 |  | 1.0775e-06 |  | -4.2134e-05
| -0.00030494 |  |  |  | 0.00011369 |  | -0.00014545 |  | -0.0001535 |  | -1.6546e-05 |  | -8.1747e-05
| -0.00019925 |  |  |  | 0.0001137 |  | -0.00011953 |  | -0.00014889 |  | 1.4591e-05 |  | -6.5687e-05
| -0.00010349 |  |  |  | 0.00011371 |  | -0.000121 |  | -0.00014012 |  | 6.6896e-05 |  | -6.8017e-05
| -0.00016071 |  |  |  | 0.00011372 |  | -9.7181e-05 |  | -0.00016732 |  | 7.6882e-05 |  | -0.00010307
| -6.3274e-05 |  |  |  | 0.00010538 |  | -9.1916e-05 |  | -9.9093e-05 |  | -6.5715e-06 |  | -7.0397e-05
| 4.8057e-06 |  |  |  | 0.00010539 |  | -0.0002056 |  | -8.1897e-05 |  | -6.7687e-05 |  | -4.1576e-05
| 1.7781e-05 |  |  |  | 0.00011478 |  | -0.00016306 |  | -4.2168e-05 |  | -1.6556e-05 |  | -5.3124e-05
| -0.0001019 |  |  |  | 0.00011479 |  | 8.4616e-06 |  | -4.5946e-05 |  | 6.952e-06 |  | -6.324e-05
| -0.00014414 |  |  |  | 0.00010436 |  | -9.9901e-05 |  | -0.0001282 |  | 2.458e-05 |  | -5.8284e-05
| -2.7287e-05 |  |  |  | 0.00010437 |  | -0.00015617 |  | -0.00013627 |  | 9.1593e-05 |  | -2.9621e-05
| -6.8639e-06 |  |  |  | 0.00012734 |  | -5.9019e-05 |  | -0.00015889 |  | 7.3957e-05 |  | -4.9197e-05
| -9.091e-05 |  |  |  | 0.00012735 |  | -5.7377e-06 |  | -0.00016136 |  | -2.8903e-05 |  | -8.8221e-05
| -0.00017025 |  |  |  | 8.247e-05 |  | -2.5035e-05 |  | -0.00012477 |  | -9.1794e-05 |  | -7.4896e-05
| -0.00016418 |  |  |  | 8.2476e-05 |  | -0.00019738 |  | -0.00011096 |  | -9.5096e-06 |  | -5.8853e-05
| -0.00011101 |  |  |  | 0.00012842 |  | -0.00022592 |  | -0.00011854 |  | 2.5755e-05 |  | -7.194e-05
| 4.5896e-06 |  |  |  | 0.00012843 |  | -0.00017077 |  | -0.00010946 |  | 1.5178e-05 |  | -4.4258e-05
| -0.00010085 |  |  |  | 6.0564e-05 |  | -0.00016925 |  | -0.00015177 |  | -2.832e-05 |  | -3.3986e-05
| -0.00012964 |  |  |  | 6.0569e-05 |  | -0.00011033 |  | -0.00012648 |  | -4.0082e-05 |  | -8.6668e-05
| -8.5542e-05 |  |  |  | 0.00010548 |  | -0.00010902 |  | -8.5336e-05 |  | -2.1264e-05 |  | -8.2596e-05
| -0.00012425 |  |  |  | 0.00010549 |  | -8.1748e-05 |  | -8.7737e-05 |  | -4.0071e-05 |  | -4.6354e-05
| -0.00014339 |  |  |  | 0.00010132 |  | -6.7184e-05 |  | -0.0001323 |  | 1.402e-05 |  | -5.9683e-05
| -5.7238e-05 |  |  |  | 0.00010132 |  | -4.2251e-05 |  | -0.00011289 |  | -4.4783e-05 |  | -6.0139e-05
| 5.2997e-05 |  |  |  | 4.283e-05 |  | -4.9845e-05 |  | -3.1749e-05 |  | -7.7707e-05 |  | -4.3078e-05
| -4.1874e-05 |  |  |  | 4.4928e-05 |  | -0.00021086 |  | -4.2204e-05 |  | 7.3407e-05 |  | -5.0288e-05
| 2.1419e-06 |  |  |  | 8.0453e-05 |  | -0.00015286 |  | -6.6329e-05 |  | 0.00010869 |  | -6.327e-05
| 4.5032e-05 |  |  |  | 7.8364e-05 |  | -7.0612e-05 |  | -9.4291e-05 |  | 1.8133e-05 |  | -6.7629e-05
| -4.7823e-05 |  |  |  | 5.6426e-05 |  | -0.00014996 |  | -9.7882e-05 |  | -1.4214e-05 |  | -6.7008e-05
| -5.1167e-05 |  |  |  | 5.643e-05 |  | -0.00020913 |  | -9.0506e-05 |  | -1.3035e-05 |  | -4.8809e-05
| -8.1829e-05 |  |  |  | 7.1065e-05 |  | -0.00011692 |  | -0.00012177 |  | 5.8144e-05 |  | -4.9232e-05
| -0.00011223 |  |  |  | 7.107e-05 |  | -6.3964e-05 |  | -0.00011383 |  | 5.2827e-05 |  | -5.4774e-05
| -4.678e-05 |  |  |  | 8.0482e-05 |  | -9.3018e-05 |  | -7.7474e-05 |  | -3.3047e-05 |  | -3.1046e-05
| -1.1208e-05 |  |  |  | 8.0487e-05 |  | -0.00012303 |  | -6.5901e-05 |  | -4.4799e-05 |  | -3.3057e-05
| 3.171e-06 |  |  |  | 0.00011081 |  | -0.00014366 |  | -2.4681e-05 |  | -3.8341e-05 |  | -3.897e-05
| 3.6019e-05 |  |  |  | 0.00011082 |  | -5.2238e-05 |  | -4.1557e-06 |  | -6.1276e-05 |  | -3.7334e-05
| -5.9858e-05 |  |  |  | 0.00010141 |  | -0.00012681 |  | -8.9757e-05 |  | -4.4815e-05 |  | -5.6738e-05
| -2.5921e-05 |  |  |  | 0.00010142 |  | -0.00021455 |  | -1.0595e-05 |  | 3.1074e-05 |  | -4.4623e-05
| 7.9293e-05 |  |  |  | 6.9012e-05 |  | -0.00012269 |  | 4.7376e-05 |  | -4.8078e-06 |  | -4.1368e-05
| 2.8263e-06 |  |  |  | 6.9017e-05 |  | -0.00010727 |  | -9.3203e-05 |  | -8.0105e-05 |  | -8.6139e-05
| -9.9063e-05 |  |  |  | 9.0984e-05 |  | -0.00011407 |  | -0.00010092 |  | -4.3648e-05 |  | -9.658e-05
| -6.6813e-05 |  |  |  | 9.099e-05 |  | -4.8534e-05 |  | -5.1555e-05 |  | -2.3049e-05 |  | -4.2146e-05
| -5.7456e-05 |  |  |  | 4.2883e-05 |  | -9.1825e-05 |  | -8.9714e-05 |  | -4.3051e-05 |  | -3.6916e-05
| -0.00015283 |  |  |  | 4.2886e-05 |  | -9.3456e-05 |  | -0.00017537 |  | 6.463e-05 |  | -6.7038e-05
| -0.00014378 |  |  |  | 6.4857e-05 |  | -8.862e-05 |  | -0.00016695 |  | 9.1107e-05 |  | -7.1965e-05
| -3.8845e-05 |  |  |  | 6.4862e-05 |  | -0.00015286 |  | -0.0001348 |  | -3.6293e-06 |  | -5.8293e-05
| -4.5055e-05 |  |  |  | 7.0097e-05 |  | -0.00014928 |  | -0.00012249 |  | -5.837e-05 |  | -5.144e-05
| -0.00010025 |  |  |  | 7.0102e-05 |  | -5.8657e-05 |  | -0.00010779 |  | -0.00014838 |  | -4.5838e-05
| -9.4086e-05 |  |  |  | 1.2556e-05 |  | -0.00015838 |  | -8.0876e-05 |  | -9.4271e-05 |  | -3.1512e-05
| -0.00023116 |  |  |  | 1.2557e-05 |  | -0.00028647 |  | -0.00012323 |  | 3.2857e-05 |  | -4.8417e-05
| -0.00028372 |  |  |  | 0 |  | -0.00015056 |  | -0.00019806 |  | -6.5774e-06 |  | -6.3965e-05
| -0.00018363 |  |  |  | 0 |  | -6.3004e-05 |  | -0.00016223 |  | -6.4252e-05 |  | -6.1696e-05
| -2.0582e-05 |  |  |  | 8.0593e-05 |  | -3.7371e-05 |  | -9.6504e-05 |  | -2.4559e-06 |  | -3.4954e-05
| 6.2123e-06 |  |  |  | 8.0599e-05 |  | -0.00010638 |  | -8.8356e-05 |  | 1.3434e-05 |  | -3.1645e-05
| 6.6565e-05 |  |  |  | 3.6638e-05 |  | -0.00013095 |  | -6.9052e-05 |  | 1.991e-05 |  | -2.6607e-05
| 9.3298e-05 |  |  |  | 3.6641e-05 |  | -7.8488e-05 |  | -3.4022e-05 |  | 2.58e-05 |  | -2.6451e-05
| -5.2847e-05 |  |  |  | 2.3033e-05 |  | -0.00015648 |  | -3.7488e-05 |  | -3.3655e-05 |  | -5.6363e-05
| -3.2029e-05 |  |  |  | 2.3035e-05 |  | -0.00018065 |  | -4.9824e-05 |  | -0.00010902 |  | -5.771e-05
| -8.8298e-05 |  |  |  | 6.3873e-05 |  | -0.00012892 |  | -8.5059e-05 |  | -1.0113e-05 |  | -5.9103e-05
| -9.7842e-05 |  |  |  | 6.3877e-05 |  | -9.1543e-05 |  | -0.00010361 |  | 4.7008e-05 |  | -8.1445e-05
| -0.0001002 |  |  |  | 0.00011834 |  | -0.00018419 |  | -0.00014734 |  | 3.2865e-05 |  | -9.4207e-05
| -0.000131 |  |  |  | 0.00011835 |  | -0.00016778 |  | -0.00012838 |  | 0.00012709 |  | -5.4729e-05
| -0.00013532 |  |  |  | 0.00011836 |  | -8.4403e-05 |  | -0.00012798 |  | 8.3518e-05 |  | -4.2309e-05
| -0.00013319 |  |  |  | 0.00011836 |  | -0.00014486 |  | -0.00013556 |  | 6.9716e-06 |  | -5.5756e-05
| -0.00012391 |  |  |  | 9.1136e-05 |  | -0.00014307 |  | -0.00011258 |  | -8.927e-06 |  | -5.469e-05
| -4.0677e-05 |  |  |  | 9.1142e-05 |  | -0.00012162 |  | -3.2204e-05 |  | -4.1317e-05 |  | -4.7202e-05
| 9.7165e-05 |  |  |  | 6.9147e-05 |  | -7.9825e-05 |  | 5.4815e-05 |  | -5.1343e-05 |  | -3.139e-05
| 8.5545e-05 |  |  |  | 6.9152e-05 |  | -6.9995e-05 |  | -4.0183e-05 |  | -2.4538e-06 |  | -5.8935e-05
| 7.5499e-05 |  |  |  | 8.2779e-05 |  | -0.00013615 |  | -6.8479e-05 |  | 3.4657e-05 |  | -5.6177e-05
| -2.1315e-05 |  |  |  | 8.2785e-05 |  | -0.00016101 |  | -3.3681e-05 |  | 7.0584e-05 |  | -3.1765e-05
| -9.6433e-05 |  |  |  | 4.5063e-05 |  | -0.00013129 |  | -3.8337e-05 |  | 5.6451e-05 |  | -4.3158e-05
| -7.1017e-05 |  |  |  | 4.5066e-05 |  | -0.00012614 |  | -4.8858e-05 |  | -1.6586e-05 |  | -6.4536e-05
| 4.0803e-05 |  |  |  | 0.00011005 |  | -7.9533e-05 |  | 8.4997e-07 |  | 2.523e-05 |  | -3.791e-05
| 5.9773e-06 |  |  |  | 0.00011006 |  | -8.443e-05 |  | -3.4182e-05 |  | -1.4238e-05 |  | -1.9972e-05
| 7.8252e-05 |  |  |  | 0.00012579 |  | -0.00012337 |  | -9.1676e-05 |  | -5.5466e-05 |  | -3.0796e-05
| 0.00013718 |  |  |  | 0.0001258 |  | -8.4989e-05 |  | -3.6706e-05 |  | -1.365e-05 |  | -3.7897e-05
| -4.0362e-05 |  |  |  | 3.7743e-05 |  | 1.3489e-05 |  | -2.9514e-05 |  | 4.1142e-05 |  | -4.1156e-05
| -2.1838e-05 |  |  |  | 3.7746e-05 |  | -9.2637e-05 |  | 2.0015e-05 |  | 0.00012716 |  | -3.051e-05
| -5.1496e-06 |  |  |  | 0.00011639 |  | -0.00019762 |  | 2.7032e-05 |  | 7.2961e-05 |  | -4.8263e-05
| -4.7956e-05 |  |  |  | 0.0001164 |  | -4.2504e-05 |  | -4.7606e-05 |  | -1.8951e-05 |  | -4.8433e-05
| -9.7447e-05 |  |  |  | 8.9141e-05 |  | -8.6792e-05 |  | -5.618e-05 |  | -5.3715e-05 |  | -5.8354e-05
| -9.1954e-05 |  |  |  | 8.9147e-05 |  | -0.00011249 |  | -0.00011829 |  | 2.229e-05 |  | -5.084e-05
| -0.00017332 |  |  |  | 3.8808e-05 |  | -9.061e-05 |  | -0.00022393 |  | 1.9928e-05 |  | -6.0892e-05
| -5.2049e-05 |  |  |  | 3.8811e-05 |  | -0.00016993 |  | -0.00010341 |  | 2.9354e-05 |  | -7.0586e-05
| 7.7116e-05 |  |  |  | 9.1264e-05 |  | -0.00014384 |  | -3.1704e-05 |  | 0.00010834 |  | -5.6219e-05
| -0.00014799 |  |  |  | 9.127e-05 |  | -8.223e-05 |  | -0.00016561 |  | 0.00010303 |  | -4.9137e-05
| -0.00012964 |  |  |  | 4.1966e-05 |  | -5.9107e-05 |  | -0.00015694 |  | 7.3586e-05 |  | -2.4398e-05
| -3.5509e-05 |  |  |  | 4.1969e-05 |  | -5.6032e-05 |  | -7.3058e-05 |  | -1.3062e-05 |  | -3.5593e-05
| -4.4943e-05 |  |  |  | 5.1416e-05 |  | -0.00011277 |  | -6.3309e-05 |  | -2.721e-05 |  | -3.313e-05
| -3.7248e-05 |  |  |  | 5.142e-05 |  | -0.00021209 |  | -4.6685e-05 |  | -3.6059e-05 |  | -1.169e-05
| -8.4388e-05 |  |  |  | 9.76e-05 |  | -0.00020148 |  | -7.6347e-05 |  | -2.8388e-05 |  | -1.9753e-05
| -0.00012569 |  |  |  | 9.7606e-05 |  | -0.0002214 |  | -0.00014222 |  | 1.5821e-05 |  | -4.1757e-05
| -8.2452e-05 |  |  |  | 5.4579e-05 |  | -0.00018356 |  | -0.0001268 |  | -4.0181e-05 |  | -2.5373e-05
| 4.3439e-05 |  |  |  | 5.4583e-05 |  | 9.3064e-05 |  | 6.6909e-05 |  | 2.0534e-05 |  | 0.00016318
| -4.4807e-05 |  |  |  | 7.1383e-05 |  | -0.00010317 |  | -8.5899e-05 |  | -4.2219e-06 |  | -2.5239e-05
| -1.561e-05 |  |  |  | 7.1388e-05 |  | -3.2446e-05 |  | -4.3747e-05 |  | -4.9623e-05 |  | -3.1939e-05
| -8.7579e-05 |  |  |  | 6.1944e-05 |  | -8.2126e-06 |  | -2.976e-05 |  | -7.614e-05 |  | -3.8609e-05
| -0.00014427 |  |  |  | 6.1948e-05 |  | -9.0278e-05 |  | -0.00010444 |  | 1.3463e-05 |  | -4.3114e-05
| -0.00015346 |  |  |  | 8.8204e-05 |  | -0.00015583 |  | -0.00018018 |  | 7.1243e-05 |  | -5.6035e-05
| -3.171e-05 |  |  |  | 8.821e-05 |  | -0.00013387 |  | -6.4271e-05 |  | 7.182e-05 |  | -6.2367e-05
| -4.4578e-05 |  |  |  | 0.00010922 |  | -0.00016719 |  | -3.5714e-05 |  | 0.00011545 |  | -5.1819e-05
| -0.00012602 |  |  |  | 0.00010923 |  | -0.0001335 |  | -0.00016076 |  | 9.5413e-05 |  | -4.5085e-05
| -0.00011943 |  |  |  | 5.5668e-05 |  | -0.00010723 |  | -0.00019343 |  | -1.4845e-05 |  | -3.6336e-05
| -0.00015342 |  |  |  | 5.5672e-05 |  | -0.00012935 |  | -0.00014887 |  | -8.4998e-05 |  | -1.3521e-05
| -0.0001186 |  |  |  | 4.5172e-05 |  | -0.00010154 |  | -8.928e-05 |  | -4.2557e-05 |  | -3.1284e-05
| -1.3236e-05 |  |  |  | 4.5175e-05 |  | -3.896e-05 |  | -3.36e-05 |  | 6.3907e-06 |  | -5.2592e-05
| -4.0753e-05 |  |  |  | 6.4089e-05 |  | 1.8148e-05 |  | -8.4625e-05 |  | -3.8434e-05 |  | -2.963e-05
| -6.2716e-05 |  |  |  | 6.4094e-05 |  | -0.00013909 |  | -0.00017675 |  | -1.3078e-05 |  | -3.2779e-05
| -4.6857e-05 |  |  |  | 8.0911e-05 |  | -0.00016711 |  | -0.00019201 |  | 8.6593e-05 |  | -5.1229e-05
| -0.00011872 |  |  |  | 8.0917e-05 |  | -7.0229e-05 |  | -0.00015661 |  | 8.7797e-05 |  | -4.3321e-05
| -0.00011628 |  |  |  | 6.3056e-06 |  | -3.1273e-05 |  | -0.00010389 |  | 1.9957e-05 |  | -4.4945e-05
| -0.00012384 |  |  |  | 6.306e-06 |  | -0.00011297 |  | -0.00014352 |  | 2.3502e-05 |  | -4.7634e-05
| -0.00014012 |  |  |  | 5.6759e-05 |  | -0.00018867 |  | -0.00012539 |  | 2.6447e-05 |  | -5.6914e-05
| -2.1264e-05 |  |  |  | 5.6763e-05 |  | -0.00020601 |  | -4.1109e-05 |  | -1.0714e-05 |  | -3.8194e-05
| 8.8236e-05 |  |  |  | 6.3075e-05 |  | -0.00011261 |  | -5.7762e-05 |  | -2.5469e-05 |  | -2.5487e-05
| 3.2432e-05 |  |  |  | 6.3079e-05 |  | 7.5606e-05 |  | -7.2128e-05 |  | -8.3871e-05 |  | -4.5861e-05
| -1.9442e-05 |  |  |  | 4.1004e-05 |  | 1.9563e-05 |  | -6.7311e-05 |  | -8.5638e-05 |  | -3.7559e-05
| -6.015e-05 |  |  |  | 4.1007e-05 |  | -6.3525e-05 |  | -7.8296e-05 |  | 3.4412e-06 |  | -3.5782e-05
| -0.00010819 |  |  |  | 7.5712e-05 |  | -0.00012465 |  | -0.00013772 |  | 1.524e-05 |  | -5.3272e-05
| -0.00015959 |  |  |  | 7.5717e-05 |  | -0.00011528 |  | -0.00017401 |  | 3.5889e-05 |  | -4.1305e-05
| -9.5179e-05 |  |  |  | 8.9394e-05 |  | 3.3053e-06 |  | -0.00010714 |  | -2.3702e-05 |  | -3.1406e-05
| -3.9939e-05 |  |  |  | 8.9401e-05 |  | 1.1863e-05 |  | -0.00013449 |  | -1.6617e-05 |  | -2.7436e-05
| -9.479e-05 |  |  |  | 8.3096e-05 |  | -0.00013985 |  | -0.00020841 |  | 0.00010669 |  | -4.7143e-05
| -0.00013192 |  |  |  | 8.3102e-05 |  | -0.00023785 |  | -0.00017938 |  | 7.7205e-05 |  | -6.6487e-05
| -0.00019937 |  |  |  | 7.4692e-05 |  | -0.00015424 |  | -0.00014721 |  | 5.7962e-06 |  | -4.9267e-05
| -0.0001167 |  |  |  | 7.4697e-05 |  | -0.00015693 |  | -3.4273e-05 |  | 7.4265e-05 |  | -3.9553e-05
| 3.5457e-05 |  |  |  | 5.366e-05 |  | -0.0001625 |  | 3.2774e-05 |  | 9.7852e-05 |  | -2.4023e-05
| 3.3131e-05 |  |  |  | 5.3664e-05 |  | -0.00014219 |  | -6.4515e-05 |  | 4.476e-05 |  | -4.5627e-05
| -3.3367e-05 |  |  |  | 0.00013785 |  | -3.3714e-05 |  | -0.00014762 |  | 2.8502e-06 |  | -5.4759e-05
| -0.00026108 |  |  |  | 0.00013786 |  | -2.6883e-05 |  | -0.00013888 |  | -2.3711e-05 |  | -3.488e-05
| -0.00019106 |  |  |  | 5.8937e-05 |  | -5.7982e-05 |  | -8.9058e-05 |  | 8.7274e-05 |  | -3.4986e-05
| -2.4707e-05 |  |  |  | 5.8942e-05 |  | -5.5104e-05 |  | -8.9043e-05 |  | 5.3018e-05 |  | -5.6269e-05
| -8.5323e-05 |  |  |  | 5.7893e-05 |  | -5.7003e-05 |  | -8.3009e-05 |  | 4.4175e-05 |  | -6.1851e-05
| -8.2208e-05 |  |  |  | 5.7897e-05 |  | -6.005e-05 |  | -8.9714e-05 |  | 0.00010023 |  | -4.5862e-05
| 2.159e-05 |  |  |  | 1.158e-05 |  | -0.00012855 |  | -6.0544e-05 |  | 6.3916e-06 |  | -4.0622e-05
| -2.5813e-06 |  |  |  | 1.1581e-05 |  | -2.9639e-05 |  | -8.1229e-05 |  | -9.5744e-05 |  | -5.6775e-05
| -0.00017226 |  |  |  | 6.0016e-05 |  | -2.0419e-06 |  | -0.00017033 |  | -7.4482e-05 |  | -6.9698e-05
| -0.00017252 |  |  |  | 6.002e-05 |  | -3.1087e-05 |  | -0.00021029 |  | 2.6472e-05 |  | -3.5198e-05
| -8.3436e-05 |  |  |  | 4.8441e-05 |  | -3.5931e-05 |  | -0.00018639 |  | -4.2335e-06 |  | -6.1335e-06
| -0.00011296 |  |  |  | 4.8444e-05 |  | -3.7773e-07 |  | -0.00013891 |  | -3.6109e-05 |  | -1.8417e-05
| -0.00016351 |  |  |  | 5.4767e-05 |  | 1.6713e-06 |  | -0.00012667 |  | 1.5254e-05 |  | -3.801e-05
| -0.00022127 |  |  |  | 5.4771e-05 |  | -7.8472e-05 |  | -0.00010077 |  | 2.1751e-05 |  | -5.5306e-05
| -1.9976e-05 |  |  |  | 7.4789e-05 |  | -9.0774e-05 |  | -7.2187e-06 |  | 1.0532e-05 |  | -3.6102e-05
| 0.00013552 |  |  |  | 7.4794e-05 |  | -4.2561e-05 |  | 8.6208e-06 |  | -5.5614e-05 |  | -3.8571e-05
| -6.0564e-05 |  |  |  | 6.6372e-05 |  | -8.4827e-05 |  | -0.0001148 |  | -6.9786e-05 |  | -7.229e-05
| -3.1192e-05 |  |  |  | 6.6376e-05 |  | -0.00016121 |  | -0.00013823 |  | -4.1439e-05 |  | -7.1281e-05
| 3.3913e-05 |  |  |  | 2.3181e-05 |  | -0.00013048 |  | -4.2726e-05 |  | -4.0267e-05 |  | -5.8288e-05
| -3.2193e-05 |  |  |  | 2.3183e-05 |  | -0.00023219 |  | -5.1794e-05 |  | -9.1626e-05 |  | -6.2774e-05
| -0.0001227 |  |  |  | 6.1122e-05 |  | -0.00030286 |  | -8.6466e-05 |  | -0.00011055 |  | -5.4463e-05
| -0.00013492 |  |  |  | 6.1126e-05 |  | -0.00016298 |  | -0.00010161 |  | -1.2742e-06 |  | -5.535e-05
| -0.00010037 |  |  |  | 0.00012015 |  | -7.9197e-05 |  | -0.00015549 |  | -1.1323e-05 |  | -7.8812e-05
| -3.3347e-05 |  |  |  | 0.00012016 |  | -9.2497e-05 |  | -0.00011615 |  | 3.1794e-05 |  | -5.8313e-05
| 6.5087e-06 |  |  |  | 0.00011912 |  | -0.00010795 |  | -8.2877e-05 |  | 5.8064e-06 |  | -3.5137e-05
| -2.2124e-05 |  |  |  | 0.00012335 |  | -0.00015496 |  | -6.0744e-05 |  | -2.3731e-05 |  | -2.6145e-05
| -0.00018274 |  |  |  | 9.7003e-05 |  | -0.00012844 |  | -0.00011541 |  | -7.7758e-06 |  | -1.8268e-05
| -0.00021108 |  |  |  | 9.2783e-05 |  | -6.5145e-05 |  | -0.00021925 |  | -8.3572e-06 |  | -3.3566e-05
| -0.00012385 |  |  |  | 0.00012126 |  | -7.1155e-05 |  | -0.00021404 |  | 2.2353e-05 |  | -5.1077e-05
| -8.1868e-05 |  |  |  | 0.00012127 |  | -0.00014837 |  | -0.00014685 |  | -7.0998e-05 |  | -6.9075e-05
| 4.6225e-05 |  |  |  | 5.4838e-05 |  | -0.00022847 |  | -0.00010369 |  | -6.6863e-05 |  | -6.3728e-05
| -2.1127e-05 |  |  |  | 5.4842e-05 |  | -0.00018093 |  | -0.00010261 |  | 2.7077e-05 |  | -5.4831e-05
| -0.00010731 |  |  |  | 4.8518e-05 |  | -4.9013e-05 |  | -0.00010218 |  | 3.5341e-05 |  | -7.2222e-05
| -8.2332e-05 |  |  |  | 4.8521e-05 |  | 0.00010189 |  | -9.0508e-05 |  | 2.0587e-05 |  | -7.5486e-05
| 2.4684e-05 |  |  |  | 0.00013925 |  | 1.1726e-05 |  | -2.8722e-05 |  | -1.5457e-05 |  | -4.6248e-05
| 8.4022e-05 |  |  |  | 0.00013926 |  | -9.1124e-05 |  | 1.3053e-05 |  | -4.6189e-05 |  | -3.1153e-05
| 1.6389e-05 |  |  |  | 7.4909e-05 |  | -5.7982e-05 |  | 1.9062e-06 |  | -6.2737e-05 |  | -4.2101e-05
| -0.00012825 |  |  |  | 7.4914e-05 |  | -0.00011242 |  | -4.4838e-05 |  | -3.4969e-05 |  | -4.0585e-05
| -0.00016049 |  |  |  | 3.4822e-05 |  | -0.00013971 |  | -0.0001185 |  | -4.7386e-05 |  | -3.807e-05
| -5.0562e-06 |  |  |  | 3.4824e-05 |  | -9.721e-05 |  | -0.00012677 |  | 9.933e-06 |  | -1.2739e-05
| 2.9859e-05 |  |  |  | 9.6038e-05 |  | -0.00011301 |  | -5.3723e-05 |  | 6.7878e-05 |  | 3.617e-06
| -4.3007e-05 |  |  |  | 9.6045e-05 |  | -0.00010516 |  | -3.2643e-05 |  | -5.4082e-06 |  | -1.7196e-05
| -0.00013727 |  |  |  | 4.222e-05 |  | -9.2396e-05 |  | -0.00016211 |  | 1.8818e-05 |  | -3.4636e-05
| -0.00011014 |  |  |  | 4.2223e-05 |  | -0.00012817 |  | -0.00018504 |  | 2.0582e-05 |  | -3.5197e-05
| 2.5652e-05 |  |  |  | 8.0231e-05 |  | -7.421e-05 |  | -7.6045e-05 |  | -1.3699e-05 |  | -2.2921e-05
| 4.9249e-05 |  |  |  | 8.0237e-05 |  | -2.5889e-05 |  | -0.00012176 |  | -4.5025e-05 |  | -3.8944e-05
| -7.5326e-05 |  |  |  | 4.0122e-05 |  | -7.1683e-05 |  | -0.00012724 |  | 6.492e-05 |  | -5.4701e-05
| -6.0657e-05 |  |  |  | 4.0125e-05 |  | -0.00020195 |  | -4.2061e-05 |  | 9.9801e-05 |  | -4.7658e-05
| -3.8108e-05 |  |  |  | 0.00010032 |  | -0.00024679 |  | -4.2216e-05 |  | 1.351e-05 |  | -6.5118e-05
| -9.947e-05 |  |  |  | 0.00010033 |  | -0.00013747 |  | -5.9191e-05 |  | -6.0044e-06 |  | -7.4801e-05
| -9.7807e-05 |  |  |  | 4.0133e-05 |  | -0.00012133 |  | -0.00011505 |  | -5.6864e-05 |  | -6.0876e-05
| -0.00012355 |  |  |  | 4.0136e-05 |  | -0.0001554 |  | -0.00015386 |  | -4.3269e-05 |  | -7.8964e-05
| -0.00011072 |  |  |  | 8.1334e-05 |  | -8.3708e-05 |  | -0.00011748 |  | -1.7833e-05 |  | -9.2298e-05
| -6.6193e-05 |  |  |  | 8.134e-05 |  | -0.00017088 |  | -7.2368e-05 |  | -9.1788e-08 |  | -6.6653e-05
| -0.00014372 |  |  |  | 8.4515e-05 |  | -0.00024785 |  | -9.9234e-05 |  | 5.7857e-05 |  | -7.4573e-05
| -0.00012649 |  |  |  | 8.4521e-05 |  | -0.00017173 |  | -0.0001023 |  | -1.6662e-05 |  | -7.5597e-05
| -1.5205e-05 |  |  |  | 7.7131e-05 |  | -0.00011708 |  | -6.2881e-05 |  | -5.4512e-05 |  | -4.0524e-05
| -7.2839e-05 |  |  |  | 7.7137e-05 |  | -4.4149e-05 |  | -0.00010308 |  | 2.4147e-05 |  | -4.708e-05
| -8.9387e-05 |  |  |  | 6.2348e-05 |  | -5.7064e-05 |  | -0.00015514 |  | 2.0009e-05 |  | -5.0585e-05
| -1.3187e-06 |  |  |  | 6.2353e-05 |  | -0.00018672 |  | -0.00015446 |  | -4.6234e-05 |  | -6.4153e-05
| 5.3021e-05 |  |  |  | 5.7073e-05 |  | -0.00015298 |  | -0.0001075 |  | -6.1605e-05 |  | -6.9648e-05
| 2.1671e-05 |  |  |  | 5.7077e-05 |  | 4.586e-06 |  | -0.00011166 |  | -3.0547e-06 |  | -2.6099e-05
| -2.7692e-05 |  |  |  | 2.537e-05 |  | -1.366e-05 |  | -0.00010181 |  | 2.1782e-05 |  | -3.0123e-05
| -0.000112 |  |  |  | 2.5372e-05 |  | -1.9815e-05 |  | -6.3601e-05 |  | 2.059e-05 |  | -5.8021e-05
| -9.2841e-05 |  |  |  | 2.5374e-05 |  | -5.2203e-05 |  | -6.6785e-05 |  | 1.5867e-05 |  | -2.8947e-05
| -0.00012196 |  |  |  | 2.5376e-05 |  | -0.00021093 |  | -0.00014915 |  | -1.9616e-05 |  | -5.1413e-05
| -0.00014042 |  |  |  | 5.2869e-05 |  | -0.00021534 |  | -0.00012297 |  | -4.8013e-05 |  | -8.1496e-05
| -2.4511e-05 |  |  |  | 5.2873e-05 |  | -0.00017859 |  | -1.66e-05 |  | -4.7427e-05 |  | -5.3379e-05
| 0.00010104 |  |  |  | 1.9035e-05 |  | -0.00011495 |  | -4.723e-05 |  | 4.0389e-06 |  | -4.7259e-05
| -1.9518e-05 |  |  |  | 1.9037e-05 |  | -7.0787e-05 |  | -8.5046e-05 |  | 4.0716e-05 |  | -5.6075e-05
| -5.7568e-05 |  |  |  | 3.3846e-05 |  | -9.5335e-05 |  | -7.4591e-05 |  | 3.4518e-06 |  | -5.2542e-05
| 6.5033e-05 |  |  |  | 3.3848e-05 |  | -0.00011807 |  | -7.3514e-05 |  | 8.7735e-06 |  | -4.4391e-05
| 3.4073e-05 |  |  |  | 5.8182e-05 |  | -0.00018833 |  | -5.0563e-05 |  | 6.9726e-05 |  | -4.2961e-05
| -6.8095e-06 |  |  |  | 5.8186e-05 |  | -0.00017911 |  | -3.7908e-05 |  | 1.0561e-05 |  | -4.4935e-05
| 2.0606e-05 |  |  |  | 3.703e-05 |  | -3.0621e-05 |  | -3.1785e-05 |  | -1.0153e-05 |  | -4.311e-05
| 3.9094e-05 |  |  |  | 3.7033e-05 |  | -7.0755e-05 |  | -6.391e-05 |  | 2.5345e-05 |  | -6.2913e-05
| -6.3009e-05 |  |  |  | 4.8675e-05 |  | -0.00013139 |  | -0.00011818 |  | -9.5367e-05 |  | -5.1315e-05
| -0.00015002 |  |  |  | 4.8679e-05 |  | -0.00010209 |  | -0.00013698 |  | -9.3005e-05 |  | -2.8743e-05
| 4.3123e-05 |  |  |  | 6.6674e-05 |  | -8.7047e-05 |  | -4.3677e-05 |  | 9.0456e-05 |  | -3.8308e-05
| 0.00018781 |  |  |  | 6.6679e-05 |  | -4.2697e-05 |  | 1.49e-07 |  | 4.3104e-05 |  | -3.8059e-05
| -5.8272e-05 |  |  |  | 0.00010479 |  | -0.00014255 |  | -0.0001014 |  | -8.4739e-05 |  | -5.2614e-05
| -8.1682e-05 |  |  |  | 0.0001048 |  | -0.00012128 |  | -0.00010835 |  | 2.6529e-05 |  | -4.9277e-05
| -0.00012135 |  |  |  | 7.8339e-05 |  | -5.6156e-05 |  | -0.00013163 |  | 2.7717e-05 |  | -7.3473e-05
| -0.00022515 |  |  |  | 7.8345e-05 |  | -0.00012504 |  | -0.00015678 |  | -9.0657e-05 |  | -7.7165e-05
| -9.382e-05 |  |  |  | 8.4703e-05 |  | -0.00012788 |  | -9.5548e-05 |  | -0.00010311 |  | -5.8361e-05
| -3.7348e-05 |  |  |  | 8.4709e-05 |  | -7.3537e-05 |  | -0.00010418 |  | -6.58e-05 |  | -6.6275e-05
| -2.1445e-05 |  |  |  | 8.048e-05 |  | -0.00011293 |  | -0.00010371 |  | -7.7979e-06 |  | -4.5578e-05
| -4.4711e-05 |  |  |  | 8.0486e-05 |  | -0.00010993 |  | -0.00011899 |  | -3.6202e-05 |  | -3.9468e-05
| 3.1154e-05 |  |  |  | 6.6724e-05 |  | -5.853e-05 |  | -0.00012828 |  | -1.1342e-05 |  | -3.8244e-05
| -8.8936e-06 |  |  |  | 6.6729e-05 |  | 2.574e-05 |  | -0.0001239 |  | 8.1604e-05 |  | -4.2763e-05
| -0.00016229 |  |  |  | 7.5208e-05 |  | 1.255e-06 |  | -0.00012922 |  | 6.5025e-05 |  | -4.6446e-05
| -0.00011191 |  |  |  | 7.5214e-05 |  | -0.00020999 |  | -2.8164e-05 |  | 3.8384e-05 |  | -2.0611e-05
| -3.1368e-05 |  |  |  | 5.4031e-05 |  | -0.00025139 |  | -3.9839e-05 |  | 2.1807e-05 |  | -3.7494e-05
| -6.4739e-05 |  |  |  | 5.4035e-05 |  | -8.709e-05 |  | -6.8667e-05 |  | 4.6345e-06 |  | -6.9205e-05
| -5.8916e-05 |  |  |  | 6.8873e-05 |  | -6.1791e-05 |  | -7.7092e-05 |  | -1.6671e-05 |  | -7.0131e-05
| -2.5776e-05 |  |  |  | 6.8878e-05 |  | -6.1348e-05 |  | -8.6269e-05 |  | 7.6089e-06 |  | -4.9931e-05
| -4.9436e-06 |  |  |  | 7.5242e-05 |  | -8.4576e-05 |  | -6.7333e-06 |  | 9.521e-05 |  | -3.5893e-05
| 9.1775e-06 |  |  |  | 7.5248e-05 |  | -0.00011976 |  | -1.1374e-05 |  | 2.8909e-05 |  | -5.55e-05
| -2.593e-05 |  |  |  | 9.1152e-05 |  | -7.9177e-05 |  | -2.7015e-05 |  | -5.3998e-05 |  | -7.1483e-05
| -0.00012642 |  |  |  | 9.1159e-05 |  | -0.00016887 |  | -8.6878e-05 |  | -3.03e-05 |  | -6.6034e-05
| -0.00015663 |  |  |  | 7.6325e-05 |  | -0.00020577 |  | -9.2065e-05 |  | 4.6319e-06 |  | -7.7826e-05
| -6.8873e-05 |  |  |  | 7.633e-05 |  | -4.2749e-05 |  | -2.7151e-05 |  | -8.3967e-06 |  | -6.2662e-05
| -8.4358e-05 |  |  |  | 8.4819e-06 |  | -3.0014e-05 |  | -0.00011079 |  | -1.4908e-05 |  | -2.9537e-05
| -0.00012468 |  |  |  | 8.4825e-06 |  | -0.00013636 |  | -0.00017377 |  | -2.2019e-05 |  | -5.0451e-05
| -0.00014195 |  |  |  | 5.3019e-05 |  | -0.00015296 |  | -0.00020555 |  | -2.4382e-05 |  | -7.609e-05
| -8.8511e-05 |  |  |  | 5.3023e-05 |  | -0.0001085 |  | -0.00017205 |  | 8.2831e-05 |  | -6.4959e-05
| 2.8048e-05 |  |  |  | 7.5298e-05 |  | -9.3737e-05 |  | -0.00011446 |  | 0.00014502 |  | -6.9787e-05
| 0.00014043 |  |  |  | 7.5304e-05 |  | -0.00012438 |  | -0.00011326 |  | 0.00011246 |  | -2.8796e-05
| 9.7938e-06 |  |  |  | 1.3789e-05 |  | -0.00011973 |  | -0.00013579 |  | -5.0455e-05 |  | -3.8596e-05
| -0.00014528 |  |  |  | 1.5917e-05 |  | -7.6428e-05 |  | -0.00010799 |  | -3.4464e-05 |  | -6.5976e-05
| -0.00015781 |  |  |  | 7.6387e-05 |  | -9.9608e-05 |  | -0.00014489 |  | 2.0629e-05 |  | -5.476e-05
| -0.00013189 |  |  |  | 7.4266e-05 |  | -0.00020411 |  | -0.00015739 |  | -1.5509e-05 |  | -5.5291e-05
| -8.978e-05 |  |  |  | 4.8807e-05 |  | -0.00016436 |  | -0.00011529 |  | 5.0854e-05 |  | -4.4291e-05
| -7.4618e-05 |  |  |  | 4.881e-05 |  | -0.00011901 |  | 1.4335e-05 |  | 5.323e-05 |  | -6.016e-05
| 1.5497e-05 |  |  |  | 5.5181e-05 |  | -0.00019706 |  | 2.3545e-05 |  | 1.7683e-05 |  | -9.7959e-05
| 4.301e-05 |  |  |  | 5.5185e-05 |  | -0.00012819 |  | -9.0277e-05 |  | 3.9007e-05 |  | -9.6296e-05
| -6.3996e-05 |  |  |  | 1.6982e-05 |  | -6.7539e-05 |  | -7.1903e-05 |  | 5.2041e-05 |  | -6.5966e-05
| -4.4868e-05 |  |  |  | 1.6983e-05 |  | -9.6973e-05 |  | -7.5027e-05 |  | -2.085e-05 |  | -2.9273e-05
| 5.2279e-05 |  |  |  | 6.6874e-05 |  | -9.9108e-06 |  | -4.7939e-05 |  | -3.6849e-05 |  | -3.7979e-05
| 4.9668e-06 |  |  |  | 6.6879e-05 |  | -8.6457e-05 |  | -0.0001031 |  | 2.6566e-05 |  | -7.3931e-05
| -2.0009e-05 |  |  |  | 9.2364e-05 |  | -0.00022795 |  | -0.00014894 |  | -1.7882e-05 |  | -3.6722e-05
| -0.00015047 |  |  |  | 9.2371e-05 |  | -0.00014763 |  | -0.00011563 |  | -5.64e-05 |  | -2.8709e-05
| -0.00025172 |  |  |  | 7.2204e-05 |  | -6.1287e-05 |  | -0.0001707 |  | -4.988e-05 |  | -7.549e-05
| -0.00020634 |  |  |  | 7.2209e-05 |  | -8.0168e-05 |  | -0.00024244 |  | -4.3969e-05 |  | -6.6284e-05
| -0.00015297 |  |  |  | 0.00010407 |  | -4.3017e-05 |  | -0.00015753 |  | 4.0543e-06 |  | -5.2823e-05
| -3.7299e-05 |  |  |  | 0.00010408 |  | -3.6936e-05 |  | -6.4813e-05 |  | 4.318e-05 |  | -6.9937e-05
| 4.262e-05 |  |  |  | 2.1243e-05 |  | -0.00013486 |  | -8.4581e-05 |  | 1.4122e-05 |  | -7.0328e-05
| 8.2466e-05 |  |  |  | 2.1244e-05 |  | -6.6753e-05 |  | -8.8287e-05 |  | 1.2347e-05 |  | -4.1099e-05
| 1.4017e-05 |  |  |  | 7.4361e-05 |  | -0.00015136 |  | -0.00011293 |  | 3.4871e-05 |  | -6.0113e-05
| -6.2785e-05 |  |  |  | 7.4367e-05 |  | -0.00020217 |  | -8.015e-05 |  | 5.231e-06 |  | -7.5305e-05
| -4.3084e-05 |  |  |  | 9.1372e-05 |  | -0.00010233 |  | 7.7932e-06 |  | 6.5694e-05 |  | -7.4181e-05
| -4.7459e-05 |  |  |  | 9.1379e-05 |  | -0.00022346 |  | 1.6705e-05 |  | 8.5278e-05 |  | -7.7908e-05
| -0.00013684 |  |  |  | 5.6319e-05 |  | -0.00022921 |  | -9.9555e-05 |  | -1.1367e-05 |  | -6.4227e-05
| -0.00017792 |  |  |  | 5.6323e-05 |  | -0.0001702 |  | -0.00017105 |  | -2.5004e-05 |  | -5.6397e-05
| -0.00010975 |  |  |  | 5.8453e-05 |  | -0.0002397 |  | -5.1544e-05 |  | 2.2724e-06 |  | -7.3383e-05
| -8.1621e-05 |  |  |  | 5.8458e-05 |  | -0.00017349 |  | -3.7933e-05 |  | 4.8528e-07 |  | -6.6441e-05
| -5.5933e-06 |  |  |  | 0.00011055 |  | -7.9429e-05 |  | -0.00015531 |  | -3.7458e-05 |  | -2.7037e-05
| 8.2865e-05 |  |  |  | 0.00011055 |  | -0.00013415 |  | -0.00017075 |  | -7.9553e-05 |  | -3.9211e-05
| 6.4876e-05 |  |  |  | 7.5481e-05 |  | -0.0001052 |  | -0.0001054 |  | -3.034e-05 |  | -5.8676e-05
| -7.8762e-06 |  |  |  | 7.5487e-05 |  | -0.00014538 |  | -8.1756e-05 |  | -3.212e-05 |  | -5.8289e-05
| -5.3612e-05 |  |  |  | 9.6758e-05 |  | -0.00017092 |  | -5.4858e-05 |  | -3.924e-05 |  | -5.3686e-05
| -1.5065e-05 |  |  |  | 9.6765e-05 |  | -9.2473e-05 |  | -4.9545e-05 |  | 4.3177e-05 |  | -4.547e-05
| -2.2119e-05 |  |  |  | 3.8284e-05 |  | -9.8482e-05 |  | -8.6196e-05 |  | -1.5531e-05 |  | -3.5013e-05
| -8.2719e-05 |  |  |  | 3.8287e-05 |  | -3.4487e-05 |  | -0.00011929 |  | 4.0218e-05 |  | -6.0152e-05
| -5.1482e-05 |  |  |  | 2.5527e-05 |  | -0.00010168 |  | -0.00010219 |  | 7.1656e-05 |  | -8.0074e-05
| -1.537e-06 |  |  |  | 2.5529e-05 |  | -0.00015564 |  | -3.4534e-05 |  | 2.1253e-05 |  | -4.5393e-05
| -0.00016868 |  |  |  | 5.957e-05 |  | -8.8825e-05 |  | -9.5962e-05 |  | 1.3534e-05 |  | -7.2876e-05
| -0.00013544 |  |  |  | 5.9575e-05 |  | -0.00025298 |  | -0.00013985 |  | -0.00013888 |  | -0.00010016
| -6.9334e-06 |  |  |  | 8.6177e-05 |  | -0.00023704 |  | -0.00019074 |  | -0.00010155 |  | -9.6775e-05
| -0.00013587 |  |  |  | 8.6184e-05 |  | -0.00025586 |  | -0.00021646 |  | 2.4806e-05 |  | -8.0301e-05
| -0.00010313 |  |  |  | 4.4692e-05 |  | -0.0003245 |  | -8.8742e-05 |  | 1.7696e-05 |  | -4.4822e-05
| 3.8057e-05 |  |  |  | 4.4695e-05 |  | -0.0001548 |  | -4.3466e-05 |  | -3.2728e-05 |  | -2.6673e-05
| -1.8462e-05 |  |  |  | 4.4698e-05 |  | -8.0685e-05 |  | -0.00016076 |  | -3.6639e-06 |  | -2.8227e-05
| -0.00015954 |  |  |  | 4.4702e-05 |  | -0.00014599 |  | -0.00015632 |  | 8.2952e-05 |  | -1.9457e-05
| -0.00019282 |  |  |  | 5.5349e-05 |  | -0.00024403 |  | -0.00011461 |  | 4.7373e-05 |  | -4.5918e-05
| -7.559e-05 |  |  |  | 5.5353e-05 |  | -0.00010733 |  | -7.7653e-05 |  | -3.0357e-05 |  | -5.356e-05
| 1.095e-05 |  |  |  | 0.00011497 |  | -0.00010288 |  | -7.4605e-05 |  | -3.8084e-05 |  | -2.4847e-05
| -6.1899e-05 |  |  |  | 0.00011498 |  | -0.00025501 |  | -0.00016372 |  | -7.8192e-06 |  | -6.468e-05
| -2.3406e-05 |  |  |  | 3.6201e-05 |  | -0.00020825 |  | -9.0901e-05 |  | -7.4272e-05 |  | -0.00011191
| 0.00010921 |  |  |  | 3.6204e-05 |  | -0.0001272 |  | 2.6556e-05 |  | -0.00013658 |  | -6.772e-05
| 2.779e-05 |  |  |  | 3.8337e-05 |  | -0.00011669 |  | -5.1123e-05 |  | -6.063e-05 |  | -1.675e-05
| -7.6155e-05 |  |  |  | 3.8339e-05 |  | -0.00012491 |  | -0.00015604 |  | -1.8815e-06 |  | -5.9901e-05
| -3.9429e-05 |  |  |  | 1.9171e-05 |  | -0.0001952 |  | -8.156e-05 |  | 4.2637e-05 |  | -0.0001021
| -6.9972e-05 |  |  |  | 1.9172e-05 |  | -0.00015212 |  | -4.6116e-05 |  | 5.7457e-05 |  | -6.1017e-05
| -0.0001283 |  |  |  | 5.9653e-05 |  | -0.0001298 |  | -3.296e-05 |  | 3.9075e-05 |  | -5.2433e-05
| -6.1199e-05 |  |  |  | 5.9657e-05 |  | -0.00024479 |  | -8.6459e-05 |  | 2.9581e-05 |  | -8.3975e-05
| -6.2651e-05 |  |  |  | 9.0558e-05 |  | -0.00013845 |  | -0.00019706 |  | 5.1534e-05 |  | -7.9828e-05
| -0.00010711 |  |  |  | 9.0565e-05 |  | -4.6674e-05 |  | -0.00020848 |  | 8.9523e-05 |  | -6.9729e-05
| -3.3922e-05 |  |  |  | 0.00010656 |  | -0.00021326 |  | -0.00014973 |  | 4.3229e-05 |  | -5.4461e-05
| -0.0001224 |  |  |  | 0.00010656 |  | -0.00027471 |  | -5.7864e-05 |  | 3.4323e-05 |  | -5.0361e-05
| -0.00023522 |  |  |  | 5.1154e-05 |  | -0.00021672 |  | -0.00023436 |  | 9.8415e-05 |  | -9.1811e-05
| -0.00017555 |  |  |  | 5.1158e-05 |  | -0.00018938 |  | -0.00029253 |  | 5.2147e-05 |  | -8.3117e-05
| -8.1557e-05 |  |  |  | 0.00011831 |  | -0.00013526 |  | -0.00011576 |  | -3.2735e-05 |  | -7.7509e-05
| 2.9537e-05 |  |  |  | 0.00011832 |  | -9.9204e-05 |  | -6.7323e-05 |  | -8.6187e-05 |  | -3.6584e-05
| -6.9283e-05 |  |  |  | 0.00013859 |  | -0.00019851 |  | -0.00016662 |  | -4.2251e-05 |  | -4.1664e-05
| -0.00016219 |  |  |  | 0.0001386 |  | -0.00033556 |  | -0.00020592 |  | 0.00012992 |  | -5.6414e-05
| -5.4792e-05 |  |  |  | 4.2648e-05 |  | -0.00027589 |  | -0.00019778 |  | 0.00019884 |  | -1.5665e-05
| -5.9774e-05 |  |  |  | 4.2652e-05 |  | -0.00016526 |  | -0.0001597 |  | 6.2244e-05 |  | -2.6892e-05
| -3.3741e-05 |  |  |  | 8.1045e-05 |  | -9.0167e-05 |  | -0.00010671 |  | -3.6578e-06 |  | -5.705e-05
| -9.3752e-05 |  |  |  | 8.1051e-05 |  | -4.1067e-05 |  | -0.00019747 |  | 3.7903e-05 |  | -8.0644e-05
| -7.0645e-05 |  |  |  | 9.8122e-05 |  | -0.00017629 |  | -0.00021345 |  | -5.445e-06 |  | -3.342e-05
| 3.7608e-05 |  |  |  | 9.813e-05 |  | -0.00022821 |  | -0.00012641 |  | -3.9292e-05 |  | -1.3894e-05
| -5.6414e-05 |  |  |  | 0.00012587 |  | -0.00013731 |  | -0.00011632 |  | 1.3551e-05 |  | -5.3694e-05
| -9.3869e-05 |  |  |  | 0.00012588 |  | -0.00014168 |  | -0.00022556 |  | -4.8548e-06 |  | -6.0792e-05
| -0.00018487 |  |  |  | 0.00010775 |  | -0.00012556 |  | -0.00035135 |  | -3.5729e-05 |  | -4.7835e-05
| -0.0001453 |  |  |  | 0.00010776 |  | -0.00032083 |  | -0.00026823 |  | -2.3858e-05 |  | -3.473e-05
| 1.874e-05 |  |  |  | 8.2162e-05 |  | -0.00049238 |  | -0.00017533 |  | -4.2261e-05 |  | -4.616e-05
| -4.3642e-05 |  |  |  | 8.2168e-05 |  | -0.00023033 |  | -0.00011683 |  | -4.3465e-05 |  | -5.7397e-05
| -0.00021969 |  |  |  | 1.8143e-05 |  | -8.6227e-05 |  | -0.00013535 |  | -8.5042e-05 |  | -7.7414e-05
| -0.00022353 |  |  |  | 1.8144e-05 |  | -0.00028707 |  | -0.00020925 |  | -3.3945e-05 |  | -9.1918e-05
| -8.6402e-05 |  |  |  | 6.9379e-05 |  | -0.00013304 |  | -0.00014331 |  | 4.92e-05 |  | -7.5206e-05
| -8.0372e-05 |  |  |  | 6.9385e-05 |  | 0.00015805 |  | -0.00012438 |  | 0.00010565 |  | -8.1327e-05
| -0.00015237 |  |  |  | 0.000158 |  | -5.2171e-05 |  | -0.00020223 |  | 9.8499e-05 |  | -9.5624e-05
| 3.8909e-05 |  |  |  | 0.00015801 |  | -0.00026861 |  | -4.0051e-05 |  | 2.4844e-05 |  | -0.000104
| 5.7667e-05 |  |  |  | 2.9896e-05 |  | -0.00014736 |  | 1.8572e-05 |  | 7.3566e-05 |  | -6.7929e-05
| -0.00015589 |  |  |  | 2.9898e-05 |  | -0.00013378 |  | -0.00017232 |  | 7.1767e-05 |  | -6.1598e-05
| -0.00022928 |  |  |  | 7.4751e-05 |  | -0.00025464 |  | -0.00013976 |  | -2.8029e-05 |  | -0.000107
| -0.00025792 |  |  |  | 7.4757e-05 |  | -0.00022118 |  | -0.00014707 |  | -1.2881e-06 |  | -0.00010742
| -9.3324e-05 |  |  |  | 0.00011001 |  | -0.0003167 |  | -6.7408e-05 |  | 7.1787e-05 |  | -8.1305e-05
| -7.3355e-05 |  |  |  | 0.00011002 |  | -0.00038132 |  | -0.00010932 |  | 7.1193e-05 |  | -6.8249e-05
| -0.00017555 |  |  |  | 8.6524e-05 |  | -0.00031757 |  | -0.000279 |  | -1.3174e-05 |  | -0.00010228
| -7.5348e-05 |  |  |  | 8.6531e-05 |  | -0.00017912 |  | -0.00020601 |  | -4.8571e-06 |  | -0.00010038
| -6.144e-05 |  |  |  | 0.00010791 |  | -2.6167e-05 |  | -0.00020996 |  | 0.00013361 |  | -0.00012307
| -0.00014561 |  |  |  | 0.00010791 |  | 3.6741e-05 |  | -0.00019021 |  | 0.00011041 |  | -0.00011386
| -0.00018381 |  |  |  | 0.00010579 |  | -6.3967e-05 |  | -0.0001172 |  | -2.8616e-05 |  | -6.9712e-05
| -0.00017241 |  |  |  | 0.00010579 |  | -0.00020393 |  | -8.8761e-05 |  | -9.6023e-06 |  | -0.00010302
| -0.00016128 |  |  |  | 6.7328e-05 |  | -0.00020925 |  | -0.00025789 |  | 2.4867e-05 |  | -9.8898e-05
| -0.00011751 |  |  |  | 7.9118e-05 |  | -0.00023087 |  | -0.0002967 |  | -1.6731e-05 |  | -4.3731e-05
| -7.42e-05 |  |  |  | 2.8887e-05 |  | -0.00011845 |  | -0.00014316 |  | -2.3874e-05 |  | -3.4772e-05
| -0.00014012 |  |  |  | 1.7103e-05 |  | -8.945e-05 |  | -0.00010927 |  | -8.8647e-05 |  | -6.9931e-05
| -4.6587e-05 |  |  |  | 5.6659e-05 |  | -0.00020944 |  | -3.146e-05 |  | 7.0376e-06 |  | -0.00010464
| 7.2083e-05 |  |  |  | 5.6663e-05 |  | -0.00030226 |  | 9.1167e-05 |  | 7.8938e-05 |  | -3.8069e-05
| 3.651e-07 |  |  |  | 6.5221e-05 |  | -0.00026612 |  | -3.4473e-05 |  | -2.0909e-05 |  | -5.9563e-05
| -0.0001558 |  |  |  | 6.5226e-05 |  | -0.00027756 |  | -0.00035879 |  | -6.0734e-05 |  | -0.00011234
| -0.00023157 |  |  |  | 7.5926e-05 |  | -0.00039084 |  | -0.00035007 |  | -5.5979e-05 |  | -0.00010103
| -0.00020452 |  |  |  | 7.5932e-05 |  | -0.00042813 |  | -0.00016766 |  | -5.4193e-05 |  | -0.00011158
| -0.00017245 |  |  |  | 4.706e-05 |  | -0.00023447 |  | -0.0001975 |  | -4.1724e-05 |  | -0.00011746
| -0.00021184 |  |  |  | 4.7064e-05 |  | -0.00016245 |  | -0.00027943 |  | 4.0602e-06 |  | -7.0116e-05
| -0.00011807 |  |  |  | 5.2416e-05 |  | -0.00033179 |  | -0.00026186 |  | 3.4393e-05 |  | -6.5738e-05
| 3.0099e-05 |  |  |  | 5.242e-05 |  | -0.00020879 |  | -0.00012653 |  | -3.5166e-05 |  | -0.00010265
| -8.0764e-05 |  |  |  | 4.0656e-05 |  | -0.00021265 |  | -2.8262e-05 |  | -4.3507e-05 |  | -0.00010508
| -0.00022456 |  |  |  | 4.0659e-05 |  | -0.00059872 |  | -0.00047464 |  | -4.2652e-06 |  | -0.00038388
| -7.0682e-05 |  |  |  | 7.7043e-05 |  | -0.00013948 |  | -0.00018828 |  | 5.0436e-05 |  | -4.3085e-05
| -0.00011259 |  |  |  | 7.705e-05 |  | -0.00018905 |  | -0.00010229 |  | -1.5561e-05 |  | -7.7484e-05
| -0.00018318 |  |  |  | 8.8828e-05 |  | -0.00046425 |  | -0.00016696 |  | -7.325e-05 |  | -8.7787e-05
| -0.00011635 |  |  |  | 8.8835e-05 |  | -0.00049315 |  | -0.00010793 |  | -2.329e-05 |  | -9.2758e-05
| -3.1209e-06 |  |  |  | 5.8871e-05 |  | -0.00032077 |  | 8.0581e-05 |  | 8.4938e-05 |  | -6.7573e-05
| -9.2659e-05 |  |  |  | 5.8876e-05 |  | -0.00012639 |  | 6.4688e-05 |  | 8.8141e-06 |  | -6.0862e-05
| -0.00011128 |  |  |  | 5.2457e-05 |  | -6.6996e-05 |  | -6.7374e-05 |  | -9.0226e-06 |  | -7.6673e-05
| -3.4738e-05 |  |  |  | 5.2461e-05 |  | -0.00018555 |  | -3.577e-05 |  | 7.3641e-05 |  | -6.7279e-05
| -0.00015341 |  |  |  | 7.8162e-05 |  | -0.00023793 |  | -0.00014601 |  | 0.00011349 |  | -0.00017167
| -0.00015508 |  |  |  | 7.8168e-05 |  | -0.00010531 |  | -0.00022553 |  | 6.889e-05 |  | -0.00019685
| -9.3554e-05 |  |  |  | 0.00010709 |  | 0.00012505 |  | -0.00015063 |  | -3.9352e-05 |  | -0.0001162
| -0.0002058 |  |  |  | 0.0001071 |  | 0.00017173 |  | -0.00025873 |  | -0.0001393 |  | -7.8417e-05
| -0.00014066 |  |  |  | 7.9258e-05 |  | -2.8398e-05 |  | -0.00026746 |  | -0.00011666 |  | -3.0108e-05
| -1.2299e-05 |  |  |  | 7.9264e-05 |  | -0.00016596 |  | -0.00011883 |  | -2.5679e-05 |  | -5.4922e-05
| -8.397e-05 |  |  |  | 3.1066e-05 |  | -0.00022807 |  | -0.00017627 |  | -2.331e-05 |  | -9.6216e-05
| -0.00011093 |  |  |  | 3.1068e-05 |  | -0.00026046 |  | -0.00015692 |  | -2.986e-05 |  | -0.00011068
| -5.2335e-05 |  |  |  | 7.7141e-05 |  | -0.00010162 |  | -2.8979e-05 |  | -7.2506e-06 |  | -6.8652e-05
| -6.5724e-06 |  |  |  | 7.7147e-05 |  | -0.00013731 |  | -2.4667e-06 |  | -8.1008e-05 |  | -4.612e-05
| 4.6893e-05 |  |  |  | 9.6441e-05 |  | -0.00026859 |  | 9.9001e-05 |  | -4.7099e-05 |  | -9.8766e-05
| 5.1046e-06 |  |  |  | 9.6449e-05 |  | -0.00011622 |  | -2.2061e-05 |  | 6.0593e-05 |  | -8.8054e-05
| -5.0428e-06 |  |  |  | 9.0026e-05 |  | -8.4709e-05 |  | 1.0743e-05 |  | 5.5222e-05 |  | -6.041e-05
| 0.00011952 |  |  |  | 9.0033e-05 |  | -0.00034409 |  | 0.0002145 |  | 2.7865e-05 |  | -8.0071e-05
| -2.1699e-05 |  |  |  | 0.00011041 |  | -0.00039146 |  | 2.2686e-05 |  | 3.6798e-05 |  | -0.00013123
| -0.00023002 |  |  |  | 0.00011042 |  | -0.00025483 |  | -0.00027505 |  | 3.6799e-05 |  | -0.00017379
| -0.00023901 |  |  |  | 7.719e-05 |  | -0.00030252 |  | -0.00037987 |  | -5.7228e-05 |  | -0.00015227
| -0.00018651 |  |  |  | 7.7196e-05 |  | -0.0005466 |  | -0.00038847 |  | -6.5566e-05 |  | -0.00011584
| -0.00010584 |  |  |  | 7.5057e-05 |  | -0.00033643 |  | -0.000302 |  | -9.0384e-06 |  | -0.00011101
| -0.00011951 |  |  |  | 7.5063e-05 |  | -0.00011549 |  | -0.00017872 |  | -4.8743e-06 |  | -8.5822e-05
| -0.00019951 |  |  |  | 5.1476e-05 |  | -0.00038655 |  | -0.00013 |  | -2.6887e-05 |  | -4.1738e-05
| -0.00012215 |  |  |  | 5.148e-05 |  | -0.0004348 |  | -0.00016735 |  | 6.4171e-05 |  | -6.1813e-05
| -0.00026316 |  |  |  | 0.00010726 |  | -0.00012132 |  | -0.00023802 |  | 0.00014096 |  | -9.9199e-05
| -0.00024606 |  |  |  | 0.00010727 |  | -3.1476e-05 |  | -0.00019464 |  | 5.1676e-05 |  | -8.4863e-05
| -7.0557e-05 |  |  |  | 1.9309e-05 |  | -0.00012629 |  | -0.00025708 |  | 1.5372e-05 |  | -0.00010497
| -0.00015364 |  |  |  | 1.9311e-05 |  | -0.00025898 |  | -0.00026837 |  | 9.4258e-06 |  | -0.00015544
| -0.00021035 |  |  |  | 0.00010515 |  | -0.00044432 |  | -0.00018622 |  | -6.0499e-06 |  | -0.00016184
| -0.00012631 |  |  |  | 0.00010516 |  | -0.00034594 |  | -0.00012882 |  | 3.2047e-05 |  | -0.00013912
| -2.9947e-05 |  |  |  | 6.9752e-05 |  | -0.0003044 |  | -0.000204 |  | 6.0611e-05 |  | -0.00012876
| -5.7714e-05 |  |  |  | 6.9757e-05 |  | -0.00033162 |  | -0.00014284 |  | -7.2412e-06 |  | -9.3567e-05
| -0.00015717 |  |  |  | 7.7276e-05 |  | -0.00033594 |  | -0.00018935 |  | 3.681e-05 |  | -5.6669e-05
| -0.00010658 |  |  |  | 7.7282e-05 |  | -0.00013043 |  | -0.00026707 |  | 0.00010765 |  | -9.8236e-05
| -3.5717e-05 |  |  |  | 3.7571e-05 |  | -0.00012537 |  | -3.9734e-05 |  | 1.656e-05 |  | -0.00013969
| -9.7749e-05 |  |  |  | 3.7574e-05 |  | -0.00040683 |  | -8.5538e-05 |  | 1.2397e-05 |  | -0.00015254
| -0.00019754 |  |  |  | 9.4478e-05 |  | -0.00049867 |  | -0.00033929 |  | 8.6226e-05 |  | -0.00016202
| -0.00019484 |  |  |  | 9.4485e-05 |  | -0.00055304 |  | -0.00038423 |  | 8.8263e-06 |  | -9.7588e-05
| -5.5994e-05 |  |  |  | 5.0468e-05 |  | -0.00039743 |  | -0.0002676 |  | -8.8835e-05 |  | -4.9282e-05
| -0.00012164 |  |  |  | 5.0472e-05 |  | -0.00048518 |  | -0.00030395 |  | -8.4064e-05 |  | -0.00012576
| -0.000126 |  |  |  | 0.00010847 |  | -0.00045037 |  | -0.0001841 |  | -5.5462e-05 |  | -0.00013775
| -0.00020762 |  |  |  | 0.00010848 |  | -0.00011473 |  | -0.00016902 |  | 2.2795e-06 |  | -0.00015793
| -0.00027168 |  |  |  | 3.0076e-05 |  | -6.6816e-05 |  | -0.00034724 |  | 5.2549e-06 |  | -0.0001774
| -0.00012592 |  |  |  | 3.0078e-05 |  | -0.0001432 |  | -0.00028431 |  | 8.8329e-06 |  | -9.7723e-05
| -6.8113e-05 |  |  |  | 6.4458e-05 |  | -0.00023715 |  | -8.5261e-05 |  | -2.1546e-05 |  | -5.2412e-05
| -2.4319e-05 |  |  |  | 6.4463e-05 |  | -0.00037151 |  | -3.6952e-05 |  | -7.2502e-06 |  | -0.00011082
| -3.5067e-05 |  |  |  | 0.00011819 |  | -0.00029965 |  | -0.00027893 |  | 6.4821e-05 |  | -0.00012485
| -6.5655e-05 |  |  |  | 0.0001182 |  | -0.00015592 |  | -0.00029333 |  | 0.00013805 |  | -7.0258e-05
| -8.5802e-05 |  |  |  | 7.7375e-05 |  | -0.00018404 |  | -0.00014472 |  | 0.00012141 |  | -8.0358e-05
| -4.2731e-05 |  |  |  | 7.7381e-05 |  | -0.00024454 |  | -0.00013833 |  | -1.0828e-05 |  | -9.8062e-05
| 6.7828e-06 |  |  |  | 2.5796e-05 |  | -0.00023179 |  | -0.00011446 |  | -8.7665e-05 |  | -8.3419e-05
| -0.0001047 |  |  |  | 2.5798e-05 |  | -0.00021628 |  | -0.00026828 |  | -9.7188e-05 |  | -0.00010829
| -0.0002605 |  |  |  | 6.3424e-05 |  | -0.00021735 |  | -0.0002463 |  | 1.777e-05 |  | -0.00014714
| -0.00013306 |  |  |  | 6.3429e-05 |  | -0.00013411 |  | -5.9753e-05 |  | 0.00010297 |  | -0.0001161
| 2.8484e-05 |  |  |  | 8.9239e-05 |  | -0.00032865 |  | -0.00021527 |  | 3.7422e-05 |  | -0.00010446
| -0.00011133 |  |  |  | 8.9246e-05 |  | -0.0003324 |  | -0.00031236 |  | -7.5766e-05 |  | -0.00017768
| -0.00012324 |  |  |  | 0.00010216 |  | -9.1221e-05 |  | -0.0001516 |  | -6.7997e-05 |  | -0.00013978
| -0.00014893 |  |  |  | 0.00010217 |  | -5.1304e-05 |  | -0.0001472 |  | 4.5775e-05 |  | -0.00010287
| -0.00020824 |  |  |  | 0.00012799 |  | -6.3533e-05 |  | -0.00035123 |  | 7.5558e-05 |  | -0.00016293
| -8.8191e-05 |  |  |  | 0.000128 |  | -6.6145e-05 |  | -0.00030389 |  | 2.3135e-05 |  | -0.00012565
| -4.5728e-05 |  |  |  | 3.9801e-05 |  | -4.8278e-05 |  | -0.00018589 |  | -2.1542e-05 |  | -5.0077e-05
| -9.9831e-05 |  |  |  | 3.9804e-05 |  | -1.112e-05 |  | -0.00016701 |  | -1.9765e-05 |  | -9.0608e-05
| -0.00014723 |  |  |  | 0.00014739 |  | -0.00015109 |  | -0.00016201 |  | -5.3719e-05 |  | -0.00011163
| -0.00020824 |  |  |  | 0.0001474 |  | -0.00042113 |  | -0.00026337 |  | -6.7438e-05 |  | -0.0001557
| -0.00014393 |  |  |  | 5.9182e-05 |  | -0.00052708 |  | -0.00022837 |  | 2.3138e-05 |  | -0.0001637
| -6.9094e-05 |  |  |  | 5.9186e-05 |  | -0.00034073 |  | -0.00018491 |  | 4.5177e-05 |  | -0.00011503
| -0.00011316 |  |  |  | 0.00010439 |  | -0.00021908 |  | -0.00016942 |  | -5.1946e-05 |  | -0.00016238
| -3.6401e-05 |  |  |  | 0.0001044 |  | -0.00036744 |  | -0.00025935 |  | -0.00010736 |  | -0.00015271
| -0.00012119 |  |  |  | 7.75e-05 |  | -0.00058038 |  | -0.0002664 |  | -4.8377e-05 |  | -0.00010651
| -0.00026421 |  |  |  | 7.7506e-05 |  | -0.00047789 |  | -0.00029207 |  | 6.7239e-05 |  | -0.00014529
| -0.00016398 |  |  |  | 6.1364e-05 |  | -0.00035175 |  | -0.00026556 |  | 0.00010717 |  | -0.00013291
| -0.00012109 |  |  |  | 6.1369e-05 |  | -0.00033865 |  | -0.00016975 |  | -3.3479e-05 |  | -0.00010104
| -9.109e-05 |  |  |  | 0.00011844 |  | -0.00030147 |  | -9.8994e-05 |  | 2.2804e-06 |  | -0.00012016
| -7.3463e-05 |  |  |  | 0.00011845 |  | -0.00033327 |  | -3.2322e-05 |  | 9.1671e-05 |  | -0.00011296
| -0.00011823 |  |  |  | 8.8306e-05 |  | -0.00011449 |  | -0.00012363 |  | -2.573e-05 |  | -8.4749e-05
| -6.6404e-05 |  |  |  | 8.8313e-05 |  | -0.00017468 |  | -0.00019111 |  | -4.0039e-05 |  | -9.7241e-05
| -7.213e-05 |  |  |  | 9.9091e-05 |  | -0.00029883 |  | -0.00021631 |  | 7.6505e-06 |  | -0.00013751
| -0.00021286 |  |  |  | 9.9099e-05 |  | -0.00045137 |  | -0.00031372 |  | -1.3808e-05 |  | -0.00015855
| -0.00014119 |  |  |  | 7.433e-05 |  | -0.00060521 |  | -0.0001097 |  | -3.2883e-05 |  | -9.756e-05
| -6.8128e-05 |  |  |  | 7.4336e-05 |  | -0.00033743 |  | -2.5532e-05 |  | -6.6616e-06 |  | -3.2063e-05
| -0.00011666 |  |  |  | 8.5117e-05 |  | -0.00030142 |  | -0.00022118 |  | 3.2088e-05 |  | -6.5333e-05
| -3.8919e-05 |  |  |  | 8.5124e-05 |  | -0.00024589 |  | -0.00028853 |  | 5.8927e-05 |  | -0.00014312
| -0.0001156 |  |  |  | 8.7286e-05 |  | -0.00024292 |  | -0.00040297 |  | 4.4022e-05 |  | -0.0001653
| -8.179e-05 |  |  |  | 8.7293e-05 |  | -0.00055353 |  | -0.00024322 |  | -3.7666e-05 |  | -0.00012356
| -3.6228e-05 |  |  |  | 5.4967e-05 |  | -0.00031935 |  | -0.00011686 |  | -4.5426e-05 |  | -0.00015299
| -0.00012624 |  |  |  | 5.4971e-05 |  | -0.00014404 |  | -0.00026911 |  | 1.4198e-05 |  | -0.00012525
| -0.00011275 |  |  |  | 8.5158e-05 |  | -0.00018674 |  | -0.00041346 |  | -4.2449e-05 |  | -8.0194e-05
| -0.00018935 |  |  |  | 8.5165e-05 |  | -0.00030524 |  | -0.00040246 |  | -5.7341e-05 |  | -0.00018101
| -0.00018205 |  |  |  | 8.4094e-05 |  | -0.00034656 |  | -0.00021337 |  | -1.0833e-05 |  | -0.00019954
| -0.00013183 |  |  |  | 8.4101e-05 |  | -0.00013694 |  | -0.00017447 |  | 3.6877e-05 |  | -0.00010957
| -0.00017616 |  |  |  | 7.1168e-05 |  | -1.9863e-05 |  | -0.00035309 |  | -2.9318e-05 |  | -9.2602e-05
| -7.6411e-05 |  |  |  | 7.1174e-05 |  | -0.00024302 |  | -0.00028924 |  | -6.6892e-05 |  | -0.0001206
| -7.5946e-05 |  |  |  | 0.00010138 |  | -0.00046297 |  | -0.00010651 |  | -3.8265e-05 |  | -0.00012766
| -9.4991e-05 |  |  |  | 0.00010139 |  | -0.00041686 |  | -0.00017534 |  | -4.0669e-05 |  | -0.00011196
| -3.9279e-05 |  |  |  | 7.227e-05 |  | -0.0003929 |  | -0.00024129 |  | -5.4693e-06 |  | -0.00010762
| -0.00013574 |  |  |  | 7.2276e-05 |  | -0.00037758 |  | -0.00031348 |  | 3.6281e-05 |  | -0.00017821
| -0.0001024 |  |  |  | 0.00012083 |  | -0.00043635 |  | -0.00030139 |  | -9.6513e-06 |  | -0.0002152
| 2.7255e-05 |  |  |  | 0.00012084 |  | -0.00017241 |  | -0.00019144 |  | -1.0844e-05 |  | -0.00013521
| -3.3819e-05 |  |  |  | 9.2795e-05 |  | -3.9062e-05 |  | -0.0001865 |  | 8.2443e-06 |  | -5.9193e-05
| -6.9629e-05 |  |  |  | 9.2802e-05 |  | -0.00011838 |  | -0.00025179 |  | 3.8072e-05 |  | -7.7871e-05
| -4.2838e-05 |  |  |  | 5.0722e-05 |  | -0.00012407 |  | -0.00033012 |  | 9.475e-05 |  | -0.00012314
| -0.00012021 |  |  |  | 5.0726e-05 |  | -0.00032372 |  | -0.00045061 |  | 3.7496e-05 |  | -9.9795e-05
| -0.00014336 |  |  |  | 8.3111e-05 |  | -0.00032511 |  | -0.00046583 |  | 1.4216e-05 |  | -7.4566e-05
| -0.00013486 |  |  |  | 8.3118e-05 |  | -0.00027338 |  | -0.00053539 |  | -7.2648e-06 |  | -0.00010054
| -8.7283e-05 |  |  |  | 6.1534e-05 |  | -0.0003716 |  | -0.00033077 |  | -1.8602e-05 |  | -4.3538e-05
| -3.8012e-05 |  |  |  | 6.1539e-05 |  | -0.00016798 |  | -4.4618e-05 |  | -9.7359e-05 |  | -4.6602e-05
| -0.0001351 |  |  |  | 9.3935e-05 |  | -0.00017878 |  | -0.00023859 |  | -5.8559e-05 |  | -8.2629e-05
| -0.00015987 |  |  |  | 9.3943e-05 |  | -6.604e-05 |  | -0.00020416 |  | 2.8779e-06 |  | -0.00014287
| -8.3215e-05 |  |  |  | 6.1554e-05 |  | -9.5402e-05 |  | -0.00010635 |  | -1.0454e-07 |  | -0.00015913
| -8.6351e-05 |  |  |  | 6.1559e-05 |  | -0.00041965 |  | -0.00026263 |  | 4.1669e-05 |  | -0.00014368
| -1.8625e-05 |  |  |  | 3.2405e-06 |  | -0.00038978 |  | -0.00018964 |  | -3.1143e-05 |  | -0.00013291
| -5.6171e-05 |  |  |  | 3.2407e-06 |  | -0.00041536 |  | -0.00025706 |  | 6.8514e-05 |  | -0.0001582
| -0.00021904 |  |  |  | 0.00015772 |  | -0.00023855 |  | -0.000386 |  | 0.00012402 |  | -0.00019371
| -0.00017806 |  |  |  | 0.00015773 |  | -0.0002985 |  | -0.00028315 |  | -4.3672e-05 |  | -0.00015794
| -8.6648e-05 |  |  |  | 3.0252e-05 |  | -0.00051627 |  | -0.00030444 |  | -7.2322e-05 |  | -7.1688e-05
| -0.00011296 |  |  |  | 3.0254e-05 |  | -0.00032069 |  | -0.00024807 |  | -4.7847e-05 |  | -9.4394e-05
| -0.00016436 |  |  |  | 8.1045e-05 |  | -0.00033791 |  | -0.000226 |  | -3.4713e-05 |  | -0.0001788
| -6.0936e-05 |  |  |  | 8.1052e-05 |  | -0.00029005 |  | -0.00020996 |  | -3.1729e-05 |  | -0.00012901
| 2.7678e-05 |  |  |  | 0.00010051 |  | -0.00013217 |  | -0.0001123 |  | -5.4764e-06 |  | -9.3904e-05
| 5.0148e-06 |  |  |  | 0.00010052 |  | -0.00035579 |  | -0.00014882 |  | -8.4624e-06 |  | -0.00012761
| -0.00013079 |  |  |  | 0.00016214 |  | -0.00023564 |  | -0.0001587 |  | 4.86e-07 |  | -0.00016287
| -0.00019056 |  |  |  | 0.00016216 |  | -0.00033563 |  | -0.00026221 |  | -3.099e-06 |  | -0.00016547
| -0.00021364 |  |  |  | 4.6489e-05 |  | -0.00046352 |  | -0.00027146 |  | -2.9363e-05 |  | -0.00017604
| -0.00010076 |  |  |  | 4.6493e-05 |  | -0.00016569 |  | -8.2863e-05 |  | 1.9597e-05 |  | -8.839e-05
| 3.6765e-05 |  |  |  | 0.00015463 |  | -0.00010876 |  | -6.2768e-05 |  | 4.9506e-07 |  | -3.6525e-05
| -0.00019743 |  |  |  | 0.00015464 |  | -0.00035509 |  | -0.00030992 |  | -1.2889e-06 |  | -0.00010102
| -9.5662e-05 |  |  |  | 0.0001049 |  | -0.00037391 |  | -0.00024938 |  | 3.1539e-05 |  | -6.6264e-05
| 1.4265e-05 |  |  |  | 0.00010491 |  | -0.00030337 |  | -0.00020066 |  | 1.1233e-05 |  | -0.00011035
| -0.00013765 |  |  |  | 0.00011466 |  | -0.00058871 |  | -0.00039324 |  | 1.2429e-05 |  | -0.00018114
| -0.00020756 |  |  |  | 0.00011467 |  | -0.00042299 |  | -0.00037571 |  | 2.3776e-05 |  | -0.00019938
| -0.00012398 |  |  |  | 4.9765e-05 |  | -0.00020489 |  | -0.00029022 |  | 5.1835e-05 |  | -0.00016156
| 3.77e-05 |  |  |  | 4.9769e-05 |  | -0.00021073 |  | -0.00015637 |  | -1.3832e-05 |  | -0.00012219
| 5.9118e-05 |  |  |  | 0.00010496 |  | -0.00016568 |  | -0.00014994 |  | -4.3096e-05 |  | -0.00010141
| -1.26e-05 |  |  |  | 0.00010497 |  | -0.00031506 |  | -0.00014363 |  | 9.4249e-05 |  | -9.1361e-05
| -8.0671e-05 |  |  |  | 0.00016558 |  | -0.00040012 |  | -0.00014946 |  | 1.3637e-05 |  | -0.00012074
| -6.9702e-05 |  |  |  | 0.00016559 |  | -0.00029138 |  | -0.00014516 |  | -9.5045e-05 |  | -0.00015099
| -7.736e-05 |  |  |  | 8.2261e-05 |  | -0.00022233 |  | -0.00021049 |  | -3.4746e-05 |  | -0.00019221
| 5.9624e-06 |  |  |  | 8.2268e-05 |  | -9.7318e-05 |  | -0.00022846 |  | 2.8833e-06 |  | -0.00012576
| 5.0737e-05 |  |  |  | 0.0001115 |  | -8.0261e-05 |  | -7.2661e-05 |  | -6.4011e-05 |  | -8.4751e-05
| -9.5691e-05 |  |  |  | 0.00011151 |  | -0.00031626 |  | -0.00011794 |  | -5.9812e-05 |  | -0.00015359
| -0.00012305 |  |  |  | 5.4135e-06 |  | -0.00037662 |  | -0.0002052 |  | 4.8878e-05 |  | -0.00016899
| -0.00013324 |  |  |  | 5.414e-06 |  | -0.00035226 |  | -0.0003079 |  | 4.17e-05 |  | -0.00020047
| -0.00024344 |  |  |  | 5.6312e-05 |  | -0.00029791 |  | -0.00046852 |  | 4.0505e-05 |  | -0.00024791
| -0.00015529 |  |  |  | 5.6316e-05 |  | -0.00038528 |  | -0.00034411 |  | 3.4796e-06 |  | -0.00014286
| -4.9393e-05 |  |  |  | 6.0654e-05 |  | -0.00031962 |  | -0.00019442 |  | -5.4775e-06 |  | -0.00010306
| -9.1086e-05 |  |  |  | 6.0659e-05 |  | -0.00016567 |  | -0.00034479 |  | -2.817e-05 |  | -0.00015101
| 5.0096e-06 |  |  |  | 8.7746e-05 |  | -0.0002786 |  | -0.00028493 |  | -6.4013e-05 |  | -0.00011184
| -1.8605e-05 |  |  |  | 8.7753e-05 |  | -0.00053033 |  | -0.00027703 |  | 6.9793e-05 |  | -0.00018172
| -0.00020306 |  |  |  | 0.0001246 |  | -0.00053772 |  | -0.00054531 |  | 2.0211e-05 |  | -0.00024194
| -0.0002024 |  |  |  | 0.00012461 |  | -0.00031809 |  | -0.00047219 |  | -5.2074e-05 |  | -0.00025976
| 3.5364e-06 |  |  |  | 3.6844e-05 |  | -0.00032085 |  | -0.0001718 |  | 2.2006e-05 |  | -0.0001911
| -1.8118e-05 |  |  |  | 3.6847e-05 |  | -0.00041559 |  | -0.00029544 |  | 0.00010087 |  | -0.00014329
| -0.00020005 |  |  |  | 5.5275e-05 |  | -0.00013626 |  | -0.00048176 |  | 0.0001158 |  | -0.00017008
| -0.00016652 |  |  |  | 5.528e-05 |  | -0.00027393 |  | -0.00030344 |  | 5.7851e-05 |  | -0.00011551
| -8.3348e-05 |  |  |  | 0.00011165 |  | -0.00066566 |  | -0.00021484 |  | -2.0417e-05 |  | -0.00010168
| 1.4321e-05 |  |  |  | 0.00011166 |  | -0.00050124 |  | -0.00025234 |  | -0.00015305 |  | -0.00012885
| -1.4357e-05 |  |  |  | 8.023e-05 |  | -0.00027918 |  | -0.00020455 |  | -9.2729e-05 |  | -0.00014801
| -9.5053e-05 |  |  |  | 8.0236e-05 |  | -8.0495e-05 |  | -0.00017762 |  | 1.6923e-06 |  | -0.0001074
| -7.6137e-05 |  |  |  | 0.00010301 |  | -1.5942e-05 |  | -0.00022712 |  | -5.09e-05 |  | -0.00010471
| -4.4175e-05 |  |  |  | 0.00010302 |  | -0.00010929 |  | -0.0002764 |  | -5.628e-05 |  | -0.00017579
| -0.0001036 |  |  |  | 1.6268e-05 |  | -0.00043759 |  | -0.00028326 |  | 2.1408e-05 |  | -0.00023982
| -0.00013372 |  |  |  | 1.627e-05 |  | -0.00044299 |  | -0.00026955 |  | 5.3682e-05 |  | -0.00022428
| -0.00014324 |  |  |  | 5.0982e-05 |  | -0.00019791 |  | -0.00017258 |  | -1.7434e-05 |  | -0.00013994
| -0.00011415 |  |  |  | 5.0986e-05 |  | -0.00043519 |  | -9.7004e-05 |  | 1.9024e-05 |  | -0.00019379
| -2.1017e-05 |  |  |  | 0.00013344 |  | -0.00067251 |  | -3.8317e-05 |  | 2.0818e-05 |  | -0.00018351
| -9.5021e-05 |  |  |  | 0.00013346 |  | -0.00059065 |  | -0.00016549 |  | 4.685e-06 |  | -8.324e-05
| -0.00017711 |  |  |  | 9.9829e-05 |  | -0.00048243 |  | -0.00023359 |  | 6.9245e-05 |  | -0.00012336
| -0.00010191 |  |  |  | 9.9837e-05 |  | -0.00026102 |  | -0.00028133 |  | 6.8043e-05 |  | -0.00019843
| -0.00013838 |  |  |  | 0.00013674 |  | -0.00036067 |  | -0.00041331 |  | 7.4617e-05 |  | -0.00021977
| -0.00019419 |  |  |  | 0.00013676 |  | -0.00047354 |  | -0.00048298 |  | 8.8675e-06 |  | -0.00018622
| -0.00010273 |  |  |  | 0.00010312 |  | -0.00021559 |  | -0.00050055 |  | -1.9235e-05 |  | -9.4905e-05
| -7.0161e-05 |  |  |  | 0.00010313 |  | -0.00039968 |  | -0.00022741 |  | 4.1743e-05 |  | -8.057e-05
| -8.6174e-05 |  |  |  | 6.4052e-05 |  | -0.00049134 |  | -0.00036627 |  | 3.0394e-05 |  | -0.0001362
| -4.6922e-05 |  |  |  | 6.4058e-05 |  | -0.00035793 |  | -0.00033558 |  | 7.0707e-06 |  | -0.0002032
| -8.1171e-05 |  |  |  | 0.00011727 |  | -0.00053826 |  | -0.0001065 |  | 4.7138e-05 |  | -0.00015583
| -0.00014963 |  |  |  | 0.00011728 |  | -0.00031927 |  | -0.00043049 |  | 5.8495e-05 |  | -0.00013128
| -0.00012534 |  |  |  | 0.00014009 |  | -0.00033182 |  | -0.00042123 |  | 3.486e-06 |  | -0.00024052
| -0.00011459 |  |  |  | 0.00014011 |  | -0.00050708 |  | -0.0002057 |  | 2.8005e-05 |  | -0.00017434
| -0.00014434 |  |  |  | 8.0377e-05 |  | -0.00036218 |  | -0.00014321 |  | -2.4918e-06 |  | -0.00010464
| -0.00019979 |  |  |  | 8.0384e-05 |  | -0.00049084 |  | -9.1223e-05 |  | -8.323e-05 |  | -0.00011631
| -0.00015829 |  |  |  | 1.6296e-05 |  | -0.00045045 |  | -8.8762e-05 |  | -5.63e-05 |  | -0.00010855
| -0.00010939 |  |  |  | 1.6297e-05 |  | -0.00034941 |  | -0.00013272 |  | -4.7946e-05 |  | -0.00012517
| -4.3418e-05 |  |  |  | 0.00010648 |  | -0.00042035 |  | -0.00010447 |  | -3.5391e-05 |  | -7.7843e-05
| -5.1811e-06 |  |  |  | 0.00010649 |  | -0.00030751 |  | -0.00011112 |  | -4.6141e-05 |  | -3.4189e-05
| -0.00016558 |  |  |  | 8.4765e-05 |  | -0.00025624 |  | -0.00030193 |  | -0.000152 |  | -8.4295e-05
| -0.00014717 |  |  |  | 8.4772e-05 |  | -0.00036609 |  | -0.00020307 |  | -8.9207e-05 |  | -0.0001884
| 2.4578e-05 |  |  |  | 6.6302e-05 |  | -0.00024921 |  | 8.6379e-05 |  | 3.1606e-05 |  | -0.00016177
| -0.00012638 |  |  |  | 6.6307e-05 |  | -0.00011934 |  | -2.0136e-05 |  | -4.8799e-06 |  | -6.3755e-05
| -0.00025929 |  |  |  | 7.2835e-05 |  | -4.2354e-05 |  | -0.00014279 |  | -1.2655e-05 |  | -3.35e-05
| -0.00011513 |  |  |  | 7.2842e-05 |  | -5.6635e-05 |  | -0.00022772 |  | -5.6929e-05 |  | -2.5346e-06
| -0.00015172 |  |  |  | 5.1102e-05 |  | -0.00013806 |  | -0.00047296 |  | -1.2986e-06 |  | -7.3853e-05
| -9.4992e-05 |  |  |  | 5.1106e-05 |  | -0.00039413 |  | -0.00021775 |  | -2.9414e-05 |  | -9.4896e-05
| -3.1559e-05 |  |  |  | 9.026e-05 |  | -0.00036945 |  | -0.00018511 |  | -7.847e-05 |  | -2.0641e-05
| -0.00010315 |  |  |  | 9.0267e-05 |  | -0.0002918 |  | -0.00034152 |  | 4.237e-05 |  | -0.00014607
| -7.9535e-05 |  |  |  | 0.00014683 |  | -0.00023131 |  | -0.00025711 |  | -5.4815e-06 |  | -0.00023677
| -0.00010178 |  |  |  | 0.00014684 |  | -0.0001641 |  | -0.00039515 |  | -8.4683e-06 |  | -0.00021953
| -0.00026724 |  |  |  | 0.0001077 |  | -0.0004187 |  | -0.00040766 |  | 4.3584e-05 |  | -0.00017578
| -0.00021177 |  |  |  | 0.0001077 |  | -0.000248 |  | -0.00033959 |  | -7.3684e-05 |  | -0.00010169
| -6.4086e-06 |  |  |  | 0.00010119 |  | -0.00014796 |  | -0.00042307 |  | -6.3509e-05 |  | -0.0001484
| -8.4175e-05 |  |  |  | 0.00010119 |  | -0.0004013 |  | -0.00048266 |  | 4.1191e-05 |  | -0.00023591
| -0.00015122 |  |  |  | 0.00013603 |  | -0.00062529 |  | -0.00050822 |  | 9.8027e-05 |  | -0.00015336
| -0.00011227 |  |  |  | 0.00013604 |  | -0.00053354 |  | -0.00026976 |  | 0.00010521 |  | -4.1159e-05
| -8.9222e-05 |  |  |  | 9.9043e-05 |  | -0.00044686 |  | 6.8079e-05 |  | -1.8051e-05 |  | -8.1556e-05
| -0.00011702 |  |  |  | 9.9052e-05 |  | -0.00054211 |  | -0.00024165 |  | -5.216e-05 |  | -0.00016085
| -0.00011516 |  |  |  | 9.2529e-05 |  | -0.00053339 |  | -0.00036416 |  | 4.0813e-06 |  | -0.00014187
| -4.7653e-05 |  |  |  | 9.2536e-05 |  | -0.00049029 |  | -0.00013991 |  | 1.4256e-05 |  | -0.00011829
| 3.0381e-05 |  |  |  | 5.4438e-05 |  | -0.00040292 |  | -6.7386e-05 |  | -6.6853e-06 |  | -6.9227e-05
| 9.1164e-05 |  |  |  | 5.4442e-05 |  | -0.00024063 |  | 2.8337e-05 |  | 8.8772e-06 |  | -4.8429e-05
| 2.3056e-05 |  |  |  | 7.7315e-05 |  | -0.00034248 |  | -6.6668e-05 |  | -1.0271e-05 |  | -0.00020345
| -0.00010288 |  |  |  | 7.7321e-05 |  | -0.00045523 |  | -0.00025498 |  | -2.1649e-05 |  | -0.00024535
| -1.0438e-05 |  |  |  | 4.0298e-05 |  | -0.00030631 |  | -0.0001994 |  | 5.878e-06 |  | -0.0001504
| -1.4113e-05 |  |  |  | 4.0301e-05 |  | -0.00010472 |  | -0.00023418 |  | -2.9428e-05 |  | -0.0001482
| -0.00010854 |  |  |  | 0.00012309 |  | -0.00012052 |  | -0.00020522 |  | -0.00010305 |  | -8.8924e-05
| -0.00013296 |  |  |  | 0.0001231 |  | -0.00028547 |  | -0.00032527 |  | -7.8508e-05 |  | -7.9489e-05
| -0.00013612 |  |  |  | 0.00014381 |  | -0.0005729 |  | -0.00056674 |  | -7.1343e-05 |  | -0.00017042
| -8.9492e-05 |  |  |  | 0.00014383 |  | -0.00073681 |  | -0.00053361 |  | -0.00010484 |  | -0.000222
| -0.00017382 |  |  |  | 0.00011224 |  | -0.00039301 |  | -0.00041395 |  | 1.2466e-05 |  | -0.00018465
| -0.00012833 |  |  |  | 0.00011225 |  | -0.00053018 |  | -0.00030899 |  | 9.8077e-05 |  | -9.9233e-05
| -5.295e-05 |  |  |  | 8.61e-05 |  | -0.00056591 |  | -0.00020999 |  | -6.9689e-07 |  | -0.00011796
| -0.0002006 |  |  |  | 8.6107e-05 |  | -0.00025535 |  | -0.00014557 |  | -5.0389e-05 |  | -0.00018053
| -0.00023232 |  |  |  | 0.00010792 |  | -0.00018575 |  | -0.00015314 |  | -1.3006e-06 |  | -0.00024184
| -0.00018793 |  |  |  | 0.00010792 |  | -0.00040083 |  | -0.0002451 |  | -1.2674e-05 |  | -0.00027295
| -0.00018101 |  |  |  | 0.0001003 |  | -0.00081198 |  | -0.00024151 |  | -2.8229e-05 |  | -0.0001852
| -0.0001 |  |  |  | 0.00010031 |  | -0.00094038 |  | -0.00023241 |  | 2.0251e-05 |  | -0.00014057
| -3.2128e-05 |  |  |  | 4.5798e-05 |  | -0.00059224 |  | -0.00035683 |  | 8.8516e-05 |  | -0.00014698
| -5.3976e-05 |  |  |  | 4.5802e-05 |  | -0.00035187 |  | -0.00039067 |  | 3.9411e-05 |  | -0.00015676
| -0.00010917 |  |  |  | 4.7987e-05 |  | -0.00044454 |  | -0.00042913 |  | -6.6824e-06 |  | -0.0001211
| -8.9964e-05 |  |  |  | 4.7991e-05 |  | -0.00077738 |  | -0.00049103 |  | 1.4878e-05 |  | -0.00019165
| -9.3712e-05 |  |  |  | 3.5996e-05 |  | -0.0006574 |  | -0.00036682 |  | 5.0361e-07 |  | -0.00020097
| -0.00022348 |  |  |  | 3.5999e-05 |  | -0.00060153 |  | -0.00054452 |  | 4.1818e-05 |  | -0.00023503
| -0.00022991 |  |  |  | 2.5093e-05 |  | -0.00069482 |  | -0.00067595 |  | 8.0144e-05 |  | -0.00034518
| -0.00012996 |  |  |  | 2.5095e-05 |  | -0.00061644 |  | -0.00038427 |  | -2.1057e-05 |  | -0.00032919
| -8.7086e-05 |  |  |  | 7.5291e-05 |  | -0.00070182 |  | -0.00018035 |  | -1.9261e-05 |  | -0.00018625
| -1.6907e-05 |  |  |  | 7.5297e-05 |  | -0.00080329 |  | -0.0001931 |  | 3.4634e-05 |  | -0.00018277
| 3.5631e-05 |  |  |  | 0.00012114 |  | -0.00048774 |  | -0.00038961 |  | 2.6851e-05 |  | -0.00022301
| 4.0221e-05 |  |  |  | 0.00012115 |  | -0.00025319 |  | -0.00022862 |  | 6.28e-05 |  | -0.00013603
| -0.00010527 |  |  |  | 0.00010479 |  | -0.00066056 |  | -0.00028611 |  | 6.8781e-05 |  | -0.00017898
| -0.00012888 |  |  |  | 0.0001048 |  | -0.00067062 |  | -0.00031314 |  | -3.6936e-06 |  | -0.000274
| -0.0001019 |  |  |  | 0.00014302 |  | -0.00051518 |  | -0.00053013 |  | -4.4422e-05 |  | -0.00020318
| -0.00028587 |  |  |  | 0.00014303 |  | -0.00074355 |  | -0.0006572 |  | -7.9168e-05 |  | -0.00018064
| -0.0002662 |  |  |  | 6.8791e-05 |  | -0.00061379 |  | -0.00029944 |  | -6.8404e-05 |  | -0.00021192
| -9.8983e-05 |  |  |  | 6.8797e-05 |  | -0.00029247 |  | -0.0003521 |  | -1.0288e-05 |  | -0.00023217
| 6.4799e-05 |  |  |  | 0.00012559 |  | -0.00021963 |  | -0.0001313 |  | 2.8855e-06 |  | -0.00016674
| -5.2637e-06 |  |  |  | 0.0001256 |  | -0.00037481 |  | -0.00025769 |  | -1.9274e-05 |  | -0.00023596
| -0.00017409 |  |  |  | 7.7553e-05 |  | -0.0004376 |  | -0.00051724 |  | -4.1447e-05 |  | -0.00028751
| -0.00017184 |  |  |  | 7.7559e-05 |  | -0.0005877 |  | -0.00048135 |  | 2.5061e-05 |  | -0.00023365
| -9.1286e-05 |  |  |  | 3.1682e-05 |  | -0.00035647 |  | -0.00033195 |  | 3.8247e-05 |  | -0.0003199
| -0.00021392 |  |  |  | 3.1685e-05 |  | -0.00081733 |  | -0.00050495 |  | -4.5034e-05 |  | -0.00034185
| -0.00032329 |  |  |  | 9.0691e-05 |  | -0.0011658 |  | -0.00045053 |  | -1.6879e-05 |  | -0.00029491
| -0.00014837 |  |  |  | 9.0699e-05 |  | 0.00014692 |  | 0.00038562 |  | 6.8214e-05 |  | 0.00034375
| -0.00019612 |  |  |  | 3.2786e-05 |  | -0.00040669 |  | -0.00045146 |  | -9.8957e-05 |  | -0.00031306
| -0.00014917 |  |  |  | 3.2789e-05 |  | -0.00015343 |  | -0.00028941 |  | -3.1269e-05 |  | -0.00023019
| -6.4815e-05 |  |  |  | 6.0117e-05 |  | 4.1513e-05 |  | -0.00011735 |  | -1.2088e-05 |  | -0.00014447
| -2.984e-05 |  |  |  | 6.0122e-05 |  | -0.00062346 |  | -0.00010937 |  | -6.2431e-05 |  | -0.00016324
| -8.2441e-05 |  |  |  | 0.00010714 |  | -0.0013056 |  | -0.00019602 |  | -5.5026e-06 |  | -0.00030148
| -0.00015708 |  |  |  | 0.00010715 |  | -0.0012071 |  | -0.00026429 |  | -1.5084e-05 |  | -0.00020572
| -0.0001506 |  |  |  | 1.9681e-05 |  | -0.000691 |  | -0.00051967 |  | -1.9873e-05 |  | -0.00019264
| -9.5377e-05 |  |  |  | 1.9683e-05 |  | -0.00037021 |  | -0.00046034 |  | -4.4443e-05 |  | -0.00023912
| 0.00014223 |  |  |  | 6.1242e-05 |  | -0.00040505 |  | 0.00022733 |  | -7.4428e-05 |  | -0.00018419
| 0.0001201 |  |  |  | 6.1247e-05 |  | -0.00065466 |  | 4.8951e-05 |  | -4.9847e-05 |  | -0.00017897
| -9.4663e-05 |  |  |  | 8.9691e-05 |  | -0.00051225 |  | -0.00040045 |  | -5.8848e-05 |  | -0.00019498
| 6.3655e-05 |  |  |  | 8.9699e-05 |  | -0.00039142 |  | -0.00020688 |  | -5.1033e-05 |  | -0.00018873
| 6.4388e-05 |  |  |  | 3.3914e-05 |  | -0.00046928 |  | -0.00034969 |  | 4.7859e-05 |  | -0.00011392
| -0.00015802 |  |  |  | 3.3917e-05 |  | -0.00023992 |  | -0.00081939 |  | 8.922e-05 |  | -3.914e-05
| -0.00024376 |  |  |  | 7.2215e-05 |  | -0.00037952 |  | -0.00077964 |  | 8.382e-05 |  | -0.00018046
| -0.00011209 |  |  |  | 7.2221e-05 |  | -0.00029982 |  | -0.00027654 |  | 0.00012937 |  | -0.00025317
| -1.5911e-05 |  |  |  | 3.9397e-05 |  | -0.00055548 |  | -0.00031006 |  | 8.6211e-05 |  | -0.00020718
| 3.2646e-05 |  |  |  | 3.9401e-05 |  | -0.00035468 |  | -0.00021897 |  | -2.6482e-05 |  | -0.00020016
| 1.3922e-06 |  |  |  | 3.0647e-05 |  | -0.00042221 |  | -0.0001495 |  | -6.1244e-05 |  | -0.00015518
| -1.0722e-05 |  |  |  | 3.065e-05 |  | -0.00093741 |  | -0.0002903 |  | -5.5867e-05 |  | -0.00024568
| 6.5718e-06 |  |  |  | 9.5242e-05 |  | -0.00076595 |  | -0.00057285 |  | -3.0666e-05 |  | -0.00014394
| -7.3022e-05 |  |  |  | 9.525e-05 |  | -0.00055816 |  | -0.00071346 |  | 2.2092e-05 |  | -7.5564e-05
| -6.2552e-05 |  |  |  | 2.2994e-05 |  | -0.00046061 |  | -0.00035629 |  | -6.5459e-05 |  | -0.00017588
| -7.7448e-05 |  |  |  | 2.2996e-05 |  | -0.0003686 |  | -9.1228e-05 |  | -7.5048e-05 |  | -0.00016594
| -3.5171e-05 |  |  |  | 0.00014675 |  | -0.00039479 |  | 2.9409e-05 |  | 1.6097e-05 |  | -0.0001263
| 2.6204e-05 |  |  |  | 0.00014676 |  | -0.00038451 |  | -5.5745e-06 |  | 3.3474e-05 |  | -0.000184
| 6.1777e-05 |  |  |  | 0.00012487 |  | -0.00048962 |  | 1.5115e-05 |  | -5.8878e-05 |  | -0.00027789
| 4.6584e-05 |  |  |  | 0.00012488 |  | -0.00061715 |  | 9.1266e-05 |  | -9.063e-05 |  | -0.00021268
| -2.9634e-05 |  |  |  | 7.6685e-05 |  | -0.0004914 |  | -0.00010898 |  | -4.6868e-05 |  | -0.0002715
| -1.5924e-06 |  |  |  | 7.6692e-05 |  | -0.00034942 |  | -0.00038843 |  | 3.1094e-05 |  | -0.00039083
| -0.00013988 |  |  |  | 0.00010847 |  | -0.00040448 |  | -0.00055772 |  | 3.4681e-05 |  | -0.00036942
| -0.00027847 |  |  |  | 0.00010848 |  | -0.00077592 |  | -0.00067636 |  | -2.5017e-06 |  | -0.00041256
| -0.00018124 |  |  |  | 0.00012383 |  | -0.00084172 |  | -0.0004256 |  | 5.3273e-05 |  | -0.00036685
| -7.5765e-05 |  |  |  | 0.00012385 |  | -0.00046939 |  | -0.0004132 |  | 5.3281e-05 |  | -0.00024838
| 1.0085e-05 |  |  |  | 7.1245e-05 |  | -0.00031672 |  | -0.00053749 |  | 1.6101e-05 |  | -0.00025471
| -3.4405e-05 |  |  |  | 7.1251e-05 |  | -0.00071508 |  | -0.00034742 |  | -7.2666e-05 |  | -0.00016929
| -0.00012146 |  |  |  | 5.4813e-05 |  | -0.001289 |  | -0.00049629 |  | -6.0995e-06 |  | -0.00010798
| -0.00013341 |  |  |  | 5.4818e-05 |  | -0.0014831 |  | -0.0005521 |  | 2.0288e-05 |  | -0.00013388
| -0.00010014 |  |  |  | 9.6488e-05 |  | -0.00097962 |  | -0.00019306 |  | -8.4684e-05 |  | -9.0562e-05
| -2.7329e-05 |  |  |  | 9.6496e-05 |  | -0.00043516 |  | -0.00014128 |  | -6.1873e-05 |  | -2.4076e-05
| -0.00013026 |  |  |  | 6.1412e-05 |  | -0.00053403 |  | -0.00030522 |  | 6.9477e-05 |  | -0.00015589
| -0.00018026 |  |  |  | 6.1417e-05 |  | -0.00075884 |  | -0.00071913 |  | 5.1484e-05 |  | -0.00029619
| -0.00014571 |  |  |  | 9.3231e-05 |  | -0.00094832 |  | -0.00067185 |  | -7.9878e-05 |  | -0.00026571
| -0.00018559 |  |  |  | 9.3239e-05 |  | -0.00047294 |  | -0.00034851 |  | -1.2696e-05 |  | -0.00014732
| -2.8378e-05 |  |  |  | 7.5695e-05 |  | -3.9785e-05 |  | -0.00029538 |  | 4.6085e-05 |  | -4.1465e-05
| 3.6308e-05 |  |  |  | 7.5701e-05 |  | -0.00060607 |  | -0.00022788 |  | -7.0146e-07 |  | -0.0001647
| -0.00010572 |  |  |  | 7.0222e-05 |  | -0.0007627 |  | -0.00025017 |  | 1.3704e-05 |  | -0.00033565
| -0.00016957 |  |  |  | 7.0228e-05 |  | -0.00082451 |  | -0.00042185 |  | 3.4701e-05 |  | -0.00038826
| -0.00022236 |  |  |  | 0.00011413 |  | -0.00063433 |  | -0.00054918 |  | 5.9039e-06 |  | -0.00033142
| -0.00015306 |  |  |  | 0.00011414 |  | -0.00050114 |  | -0.00058488 |  | -1.0299e-05 |  | -0.00027388
| -7.2925e-05 |  |  |  | 3.0733e-05 |  | -0.00039698 |  | -0.00070404 |  | -4.3087e-06 |  | -0.00020761
| -0.00011786 |  |  |  | 3.0736e-05 |  | -0.00041435 |  | -0.00086175 |  | 5.1495e-05 |  | -0.00011278
| -0.00015648 |  |  |  | 6.0379e-05 |  | -0.0010533 |  | -0.0010007 |  | 2.45e-05 |  | -0.0001389
| -0.00018598 |  |  |  | 6.0384e-05 |  | -0.00076332 |  | -0.00087324 |  | -2.8906e-05 |  | -0.0001766
| -8.4699e-05 |  |  |  | 5.0507e-05 |  | -0.00018596 |  | -0.00064776 |  | -3.0112e-05 |  | -9.2093e-05
| 6.4505e-05 |  |  |  | 6.2619e-05 |  | -0.00041697 |  | -5.304e-05 |  | -3.3723e-05 |  | -9.5206e-05
| 1.287e-05 |  |  |  | 8.5686e-05 |  | -0.00025646 |  | -3.1864e-06 |  | -6.7114e-06 |  | -0.00027594
| -7.1574e-05 |  |  |  | 7.3584e-05 |  | -0.00019386 |  | -0.00039233 |  | 4.6099e-05 |  | -0.00015821
| -2.4856e-05 |  |  |  | 3.6246e-05 |  | -0.00031941 |  | -0.00031431 |  | 5.297e-06 |  | -2.3107e-05
| 0.00015044 |  |  |  | 3.6249e-05 |  | -0.00035116 |  | 8.5787e-05 |  | -1.1508e-05 |  | -7.9379e-05
| 0.00012162 |  |  |  | 2.6366e-05 |  | -0.00030233 |  | -0.00012588 |  | -3.6113e-05 |  | -3.5232e-05
| -0.00011799 |  |  |  | 2.6368e-05 |  | -0.00021697 |  | -0.0004728 |  | -9.6132e-05 |  | -0.00016971
| -0.00018624 |  |  |  | 8.1308e-05 |  | -0.00068174 |  | -0.00042481 |  | -0.00010816 |  | -0.00021609
| -0.00019739 |  |  |  | 8.1315e-05 |  | -0.00062245 |  | -0.00060409 |  | -7.692e-05 |  | -0.00018354
| -0.00020529 |  |  |  | 5.3849e-05 |  | -0.00023466 |  | -0.00073735 |  | 5.8133e-05 |  | -0.00022127
| -0.00011476 |  |  |  | 5.3853e-05 |  | -0.00063304 |  | -0.00055841 |  | 5.2113e-05 |  | -0.00028115
| 2.3343e-05 |  |  |  | 0.00010002 |  | -0.0011489 |  | -0.0003447 |  | 1.9107e-05 |  | -0.00026971
| 8.1991e-05 |  |  |  | 0.00010003 |  | -0.00069882 |  | -0.00016169 |  | -8.5139e-06 |  | -0.00016453
| -3.9642e-05 |  |  |  | 5.9364e-05 |  | -0.00011607 |  | -0.0001727 |  | -9.1139e-06 |  | -0.00013556
| -8.1642e-05 |  |  |  | 5.9369e-05 |  | -0.00046814 |  | -0.0003209 |  | 1.3106e-05 |  | -0.00016542
| 3.78e-05 |  |  |  | 5.6076e-05 |  | -0.00055078 |  | -0.00016174 |  | -4.8128e-05 |  | -8.676e-05
| 4.4231e-05 |  |  |  | 5.6081e-05 |  | -9.5012e-05 |  | -0.00030283 |  | -4.5724e-05 |  | -3.1325e-06
| 2.3626e-05 |  |  |  | 0.00017596 |  | -0.00011027 |  | -0.00032241 |  | 5.9067e-06 |  | -0.00010986
| -5.2694e-05 |  |  |  | 0.00017597 |  | -9.1841e-05 |  | -0.00033795 |  | 4.6125e-05 |  | -0.00026177
| -0.00027944 |  |  |  | 2.0898e-05 |  | -0.00011748 |  | -0.0008959 |  | 5.8742e-05 |  | -0.00033938
| -0.00022785 |  |  |  | 2.09e-05 |  | -0.0002986 |  | -0.00093608 |  | 4.1018e-06 |  | -0.0002958
| -0.00011789 |  |  |  | 0.00010891 |  | -0.00062742 |  | -0.00051562 |  | 1.8512e-05 |  | -0.00021663
| -3.7372e-05 |  |  |  | 0.00010892 |  | -0.00087223 |  | -6.74e-05 |  | 5.0336e-05 |  | -0.00017634
| 6.7342e-05 |  |  |  | 5.3915e-05 |  | -0.00067364 |  | 0.00012934 |  | -1.5117e-05 |  | -0.00019155
| -1.6615e-05 |  |  |  | 5.392e-05 |  | -0.00047659 |  | -5.0194e-05 |  | 3.4131e-05 |  | -0.00022265
| -7.6608e-05 |  |  |  | 7.9236e-05 |  | -0.00037218 |  | -0.00028012 |  | 8.1555e-05 |  | -0.0002692
| -1.1031e-05 |  |  |  | 7.9243e-05 |  | -0.00083798 |  | -0.00031209 |  | 3.4716e-05 |  | -0.0002122
| -5.3477e-05 |  |  |  | 2.5316e-05 |  | -0.0010805 |  | -0.0001581 |  | -1.1523e-05 |  | -0.00020249
| 4.9705e-05 |  |  |  | 2.5318e-05 |  | -0.0008507 |  | -8.483e-05 |  | -2.6532e-05 |  | -0.00026462
| 0.00018066 |  |  |  | 5.9448e-05 |  | -0.0005147 |  | -7.6602e-06 |  | -9.7147e-06 |  | -0.00020772
| -1.8289e-05 |  |  |  | 5.9453e-05 |  | -0.00056294 |  | -8.2097e-05 |  | 1.3115e-05 |  | -0.00028401
| -0.0001585 |  |  |  | 0.0001013 |  | -0.00099086 |  | -0.00030296 |  | 1.9713e-05 |  | -0.00032856
| -8.7625e-05 |  |  |  | 0.00010131 |  | -0.00062036 |  | -0.00032948 |  | 1.8509e-05 |  | -0.00024696
| 1.3807e-05 |  |  |  | 7.3785e-05 |  | -6.2175e-05 |  | 8.7257e-06 |  | 6.8971e-05 |  | -0.00021668
| -0.00010162 |  |  |  | 7.3792e-05 |  | -0.00021172 |  | -0.00041394 |  | 1.7321e-05 |  | -0.00028728
| -0.00012601 |  |  |  | 0.00010905 |  | -0.00071738 |  | -0.0007151 |  | -6.1964e-05 |  | -0.00028132
| -9.7835e-05 |  |  |  | 0.00010906 |  | -0.001 |  | -0.00032723 |  | 2.2726e-05 |  | -0.00024148
| -5.9144e-05 |  |  |  | 8.4828e-05 |  | -0.00084442 |  | -0.000194 |  | 7.0166e-05 |  | -0.00024557
| -3.5053e-05 |  |  |  | 8.4836e-05 |  | -0.00016477 |  | -0.00026447 |  | -3.0146e-05 |  | -0.00027753
| -3.7653e-05 |  |  |  | 2.0935e-05 |  | 4.0728e-05 |  | -0.00042655 |  | -3.3746e-05 |  | -0.00033672
| -6.617e-05 |  |  |  | 2.0937e-05 |  | -0.00036448 |  | -0.00023891 |  | 4.0147e-05 |  | -0.00025381
| -0.00018637 |  |  |  | 0.00011682 |  | -0.00063297 |  | -0.00053559 |  | 7.7391e-05 |  | -0.00023131
| -0.0001322 |  |  |  | 0.00011683 |  | -0.0008153 |  | -0.00070635 |  | 0.00013627 |  | -0.00026053
| -0.00015803 |  |  |  | 0 |  | -0.00059392 |  | -0.00070113 |  | 7.4393e-05 |  | -0.00030377
| -0.00018406 |  |  |  | 0 |  | -0.00028639 |  | -0.00076574 |  | -4.9364e-05 |  | -0.00024393
| -0.00013234 |  |  |  | 5.1815e-05 |  | -0.00033873 |  | -0.00069887 |  | -6.9824e-07 |  | -0.00019327
| -0.00011971 |  |  |  | 5.1819e-05 |  | -0.00055918 |  | -0.00035741 |  | 6.5991e-05 |  | -0.00019326
| -4.6936e-05 |  |  |  | 5.9543e-05 |  | -0.00053223 |  | -4.9885e-05 |  | 4.0161e-05 |  | -0.00019366
| 4.5029e-05 |  |  |  | 5.9548e-05 |  | -0.00084157 |  | -0.00026505 |  | -4.2169e-05 |  | -0.00016086
| -7.1973e-05 |  |  |  | 0.00011249 |  | -0.0009593 |  | -0.00049002 |  | -0.00012686 |  | -0.00011714
| -0.0001669 |  |  |  | 0.0001125 |  | -0.00070405 |  | -0.0005149 |  | -8.6631e-05 |  | -0.00025543
| 6.0081e-06 |  |  |  | 0.00014229 |  | -0.0009429 |  | -0.00026202 |  | -3.2554e-05 |  | -0.00033025
| 4.402e-06 |  |  |  | 0.0001423 |  | -0.00064561 |  | -0.00048405 |  | -7.8225e-05 |  | -0.00017246
| -0.00010726 |  |  |  | 9.2671e-05 |  | -9.824e-05 |  | -0.00028252 |  | 7.7117e-06 |  | -0.00022847
| -3.652e-05 |  |  |  | 9.268e-05 |  | 2.7783e-05 |  | -7.4198e-05 |  | 8.7636e-05 |  | -0.00031251
| -8.21e-05 |  |  |  | 7.3929e-05 |  | -0.00034914 |  | -0.00047496 |  | 7.1132e-06 |  | -0.00017088
| -0.00013536 |  |  |  | 7.3936e-05 |  | -0.00062311 |  | -0.00071722 |  | -2.3537e-05 |  | -0.00013858
| -0.00012967 |  |  |  | 6.2907e-05 |  | -0.00049181 |  | -0.0003534 |  | -2.1736e-05 |  | -7.9778e-05
| -0.00024283 |  |  |  | 6.2912e-05 |  | -0.00017086 |  | -0.00026449 |  | -3.4962e-05 |  | -0.00014635
| -0.00020779 |  |  |  | 4.1945e-05 |  | -0.00026442 |  | -0.00050646 |  | -3.9176e-05 |  | -0.00025842
| -6.8215e-05 |  |  |  | 4.1949e-05 |  | -0.00011469 |  | -0.00021156 |  | 2.5741e-05 |  | -0.00023753
| -1.8343e-05 |  |  |  | 5.6305e-05 |  | 0.00010007 |  | -5.082e-05 |  | 1.1043e-06 |  | -0.00029054
| -5.623e-05 |  |  |  | 5.631e-05 |  | -0.00065643 |  | -0.00013642 |  | -0.0001125 |  | -0.00028873
| -0.00012262 |  |  |  | 9.6066e-05 |  | -0.00075281 |  | -0.0004862 |  | -9.7249e-06 |  | -0.00034458
| -0.00014447 |  |  |  | 9.6075e-05 |  | -0.00040386 |  | -0.00050487 |  | 0.00011232 |  | -0.00036014
| -9.5032e-05 |  |  |  | 0.00010381 |  | -0.00026335 |  | -0.00026794 |  | 7.0222e-05 |  | -0.00028371
| 1.5887e-06 |  |  |  | 0.00010382 |  | -0.00039871 |  | -0.00034044 |  | 6.5429e-05 |  | -0.00020762
| -3.4941e-05 |  |  |  | 7.2904e-05 |  | -0.00099489 |  | -0.00047606 |  | -4.6997e-05 |  | -0.00027515
| -0.00010007 |  |  |  | 7.291e-05 |  | -0.0010632 |  | -0.00054323 |  | -9.206e-05 |  | -0.00030687
| -9.7826e-05 |  |  |  | 9.1699e-05 |  | -0.00071668 |  | -0.00064973 |  | 5.6419e-05 |  | -0.00028947
| -9.7064e-05 |  |  |  | 9.1707e-05 |  | -0.00037007 |  | -0.00054625 |  | 9.6116e-05 |  | -0.00018535
| -0.00014745 |  |  |  | 9.282e-05 |  | -0.00065045 |  | -0.00041617 |  | 5.9014e-06 |  | -7.4099e-05
| -0.00020974 |  |  |  | 9.2829e-05 |  | -0.00087555 |  | -0.00043672 |  | -3.6174e-05 |  | -0.00021543
| -0.00019141 |  |  |  | 3.5366e-05 |  | -0.00037458 |  | -0.00052435 |  | -4.9018e-06 |  | -0.00034902
| -4.0078e-06 |  |  |  | 3.5369e-05 |  | 5.895e-05 |  | -0.00021067 |  | 4.0196e-05 |  | -0.00027785
| 0.00011653 |  |  |  | 7.6272e-05 |  | -0.00033162 |  | 5.968e-05 |  | 8.8886e-05 |  | -0.00021315
| -3.054e-05 |  |  |  | 7.6279e-05 |  | -0.00068853 |  | -0.00055631 |  | 3.5988e-05 |  | -0.00030628
| -3.4741e-05 |  |  |  | 6.523e-05 |  | -0.00083556 |  | -0.00060516 |  | -4.1595e-05 |  | -0.00029695
| -2.6006e-05 |  |  |  | 6.5236e-05 |  | -0.00067945 |  | -0.00023897 |  | -3.4983e-05 |  | -0.00022529
| -9.3302e-05 |  |  |  | 6.1925e-05 |  | -0.00055483 |  | -0.00064074 |  | 5.7032e-05 |  | -0.00015449
| -8.755e-05 |  |  |  | 6.193e-05 |  | -0.00084025 |  | -0.00064518 |  | -7.9139e-06 |  | -0.00018283
| -0.00010333 |  |  |  | 0.00012166 |  | -0.00089492 |  | -0.00022025 |  | -3.6179e-05 |  | -0.00028165
| -0.00019071 |  |  |  | 0.00012167 |  | -0.00098825 |  | -0.00039752 |  | 8.9198e-06 |  | -0.00026667
| -9.3076e-05 |  |  |  | 5.9734e-05 |  | -0.00085597 |  | -0.00048844 |  | -9.8129e-05 |  | -0.00018145
| -2.6208e-05 |  |  |  | 5.974e-05 |  | -0.00089545 |  | -0.00021565 |  | -9.875e-05 |  | -0.00028053
| -9.1454e-05 |  |  |  | 6.749e-05 |  | -0.00022499 |  | -8.5382e-05 |  | -3.4382e-05 |  | -0.00031116
| -0.0001029 |  |  |  | 6.7496e-05 |  | 2.9248e-05 |  | -0.00029745 |  | -8.5283e-06 |  | -0.00028663
| -8.0167e-05 |  |  |  | 9.406e-05 |  | -0.00086894 |  | -0.00046592 |  | 6.5126e-06 |  | -0.00048698
| -2.8746e-05 |  |  |  | 9.4069e-05 |  | -0.00082256 |  | -0.00045759 |  | -4.2214e-05 |  | -0.00032386
| -0.00012472 |  |  |  | 0.00011953 |  | -0.00050242 |  | -0.00097676 |  | -8.5238e-06 |  | -0.00025076
| -0.00019069 |  |  |  | 0.00011954 |  | -0.00041869 |  | -0.0010177 |  | -6.1172e-06 |  | -0.00026298
| -0.00014165 |  |  |  | 8.7452e-05 |  | -0.00050689 |  | -0.00051141 |  | -0.00011139 |  | -0.00022071
| -0.00012409 |  |  |  | 8.746e-05 |  | -0.00030945 |  | -0.00062909 |  | -7.8329e-05 |  | -0.00032196
| -9.2593e-05 |  |  |  | 3.7644e-05 |  | -0.00050589 |  | -0.0006628 |  | -3.1986e-05 |  | -0.00026336
| -0.00010912 |  |  |  | 3.7648e-05 |  | -0.001037 |  | -0.00054414 |  | 1.5537e-05 |  | -0.00024075
| -5.5306e-05 |  |  |  | 3.3222e-05 |  | -0.00064192 |  | -0.0005995 |  | -2.8388e-05 |  | -0.00031924
| 6.4413e-05 |  |  |  | 3.3225e-05 |  | -0.00046311 |  | -0.00045513 |  | -7.9509e-05 |  | -0.00034335
| -7.4448e-05 |  |  |  | 6.7563e-05 |  | -0.00079653 |  | -0.00054213 |  | 3.9604e-05 |  | -0.00023638
| -0.00012332 |  |  |  | 6.7569e-05 |  | -0.00053671 |  | -0.00074486 |  | 3.4188e-05 |  | -0.00011752
| 5.508e-06 |  |  |  | 4.4311e-05 |  | -0.00040135 |  | -0.000588 |  | -6.9899e-05 |  | -0.00016724
| 2.7522e-06 |  |  |  | 4.4315e-05 |  | -0.00054859 |  | -0.00022076 |  | -3.6809e-05 |  | -0.00026683
| -5.9599e-05 |  |  |  | 2.5484e-05 |  | -0.00021768 |  | -0.00037521 |  | 6.729e-05 |  | -0.00042116
| -7.7994e-05 |  |  |  | 2.5486e-05 |  | -0.00063271 |  | -0.00071989 |  | 5.1042e-05 |  | -0.00029176
| -5.762e-05 |  |  |  | 4.4327e-05 |  | -0.00073765 |  | -0.00035854 |  | -3.1051e-06 |  | -0.00015069
| -3.9469e-05 |  |  |  | 4.4331e-05 |  | -0.00055878 |  | -0.00023596 |  | -2.4774e-05 |  | -0.00016612
| -3.5588e-05 |  |  |  | 0.00012303 |  | -0.00043146 |  | -0.00065979 |  | -6.268e-05 |  | -0.00017915
| -9.1169e-05 |  |  |  | 0.00012304 |  | -0.00062325 |  | -0.00068645 |  | -2.1765e-05 |  | -0.0002586
| -0.00014407 |  |  |  | 7.4275e-05 |  | -0.00099014 |  | -0.00054108 |  | 4.4435e-05 |  | -0.00025529
| -0.00018209 |  |  |  | 7.4282e-05 |  | -0.00078834 |  | -0.00050987 |  | 2.6381e-05 |  | -0.00021829
| -0.00014286 |  |  |  | 0.00011531 |  | -5.2593e-05 |  | -0.000528 |  | 3.2402e-05 |  | -0.00025761
| 4.726e-05 |  |  |  | 0.00011532 |  | 0.00019049 |  | -0.00023611 |  | 8.3568e-05 |  | -0.00021586
| -2.0441e-05 |  |  |  | 6.0994e-05 |  | -0.00017306 |  | -0.00027403 |  | 7.994e-05 |  | -0.0002133
| -8.9385e-05 |  |  |  | 6.1e-05 |  | -0.00034027 |  | -0.00054092 |  | 8.7165e-05 |  | -0.00028196
| -0.00014309 |  |  |  | 0.00010648 |  | -0.0010103 |  | -0.0010355 |  | 6.19e-05 |  | -0.00025815
| -0.00011537 |  |  |  | 0.00012206 |  | -0.001211 |  | -0.00084342 |  | 5.9492e-05 |  | -0.00017401
| 5.7785e-05 |  |  |  | 5.7724e-05 |  | -0.00053703 |  | -0.00027239 |  | 0.00010823 |  | -0.00013014
| -8.9751e-05 |  |  |  | 4.2161e-05 |  | -0.00046145 |  | -0.00033841 |  | 4.1435e-05 |  | -0.00018526
| -0.00015415 |  |  |  | 5.548e-05 |  | -0.00065367 |  | -0.00042467 |  | 2.6391e-05 |  | -0.00014337
| -0.0001773 |  |  |  | 5.5485e-05 |  | -0.00074022 |  | -0.00080422 |  | -3.3805e-05 |  | -0.00024234
| -0.00024735 |  |  |  | 1.9976e-05 |  | -0.0010675 |  | -0.00064819 |  | -4.4657e-05 |  | -0.00039968
| -0.00017379 |  |  |  | 1.9978e-05 |  | -0.00046541 |  | -0.0003673 |  | -6.1218e-06 |  | -0.00028696
| -2.4489e-05 |  |  |  | 6.882e-05 |  | -0.00024843 |  | -0.00031035 |  | -7.5946e-05 |  | -0.00029052
| 4.0505e-05 |  |  |  | 6.8826e-05 |  | -0.00040192 |  | -0.0001719 |  | -1.2945e-06 |  | -0.00030854
| -1.6068e-05 |  |  |  | 6.5501e-05 |  | -0.00019554 |  | -0.0003472 |  | 5.7095e-05 |  | -0.00032988
| -0.00011348 |  |  |  | 6.5507e-05 |  | -0.00013954 |  | -0.00048169 |  | 4.6864e-05 |  | -0.00025721
| -0.00020549 |  |  |  | 0.00010105 |  | -0.00050717 |  | -0.0006177 |  | 2.3378e-05 |  | -0.0001503
| -0.00016528 |  |  |  | 0.00010106 |  | -0.00073995 |  | -0.00060711 |  | -3.1418e-05 |  | -0.00025882
| -0.00010593 |  |  |  | 5.4419e-05 |  | -0.00067548 |  | -0.00056702 |  | -6.1531e-05 |  | -0.00031195
| -9.6092e-05 |  |  |  | 5.4424e-05 |  | -0.0002992 |  | -0.00060965 |  | 2.2171e-05 |  | -0.00033269
| -8.9118e-05 |  |  |  | 6.2205e-05 |  | -0.00056791 |  | -0.00065048 |  | 7.7191e-06 |  | -0.00037456
| -8.3402e-06 |  |  |  | 6.2211e-05 |  | -0.0012557 |  | -3.6765e-05 |  | -1.5763e-05 |  | -0.00038955
| -1.7764e-05 |  |  |  | 6.666e-05 |  | -0.00061617 |  | 0.00019373 |  | 4.8078e-05 |  | -0.00038559
| -0.00015499 |  |  |  | 6.6666e-05 |  | -0.00051643 |  | -0.00056757 |  | -1.3958e-05 |  | -0.00040936
| -0.00017973 |  |  |  | 0 |  | -0.00080437 |  | -0.00082352 |  | 2.2782e-05 |  | -0.00034285
| -0.00022247 |  |  |  | 0 |  | -0.0011968 |  | -0.00088921 |  | 7.3983e-05 |  | -0.00024006
| -0.00022114 |  |  |  | 0.00011559 |  | -0.0016922 |  | -0.00093084 |  | 9.2049e-05 |  | -0.00036125
| -0.00021455 |  |  |  | 0.0001156 |  | -0.0012587 |  | -0.0012488 |  | 8.3011e-05 |  | -0.00036223
| -0.00017578 |  |  |  | 8.0036e-05 |  | -0.00099202 |  | -0.00070683 |  | 5.3174e-06 |  | -0.00036292
| -8.576e-05 |  |  |  | 8.0043e-05 |  | -0.00067606 |  | -0.00019102 |  | -5.5183e-06 |  | -0.00042968
| -9.5033e-05 |  |  |  | 0.0001134 |  | -0.00096161 |  | -0.00066028 |  | 6.3144e-05 |  | -0.00050218
| -5.4949e-05 |  |  |  | 0.00011342 |  | -0.0011482 |  | -0.00024317 |  | 3.6033e-05 |  | -0.0003192
| -0.00013249 |  |  |  | 6.5609e-05 |  | -0.0012683 |  | -0.00051144 |  | 2.6396e-05 |  | -0.00036155
| -0.00018324 |  |  |  | 6.5615e-05 |  | -0.0011425 |  | -0.0012144 |  | 9.6258e-05 |  | -0.00051793
| -0.00020395 |  |  |  | 0.00010789 |  | -0.00052808 |  | -0.0010253 |  | 7.2192e-05 |  | -0.00042955
| -0.00011355 |  |  |  | 0.0001079 |  | -0.00021883 |  | -0.00029583 |  | 3.6044e-05 |  | -0.00032513
| 6.8223e-06 |  |  |  | 9.7893e-05 |  | -0.00045252 |  | -0.00030168 |  | -4.9296e-06 |  | -0.00035734
| -7.3439e-05 |  |  |  | 9.7902e-05 |  | -0.00038407 |  | -0.00097442 |  | 2.5801e-05 |  | -0.00027429
| -0.00020799 |  |  |  | 0.00011571 |  | -0.00028078 |  | -0.0010328 |  | -4.3115e-06 |  | -0.00027269
| -0.00026831 |  |  |  | 0.00011572 |  | -0.00095477 |  | -0.00049131 |  | -1.9982e-05 |  | -0.00043834
| -0.00015362 |  |  |  | 0.00011128 |  | -0.0012064 |  | -6.3182e-05 |  | 0.00011375 |  | -0.00044346
| -0.00011939 |  |  |  | 0.00011129 |  | -0.00033308 |  | -0.00015236 |  | 8.3033e-05 |  | -0.00042752
| -6.8314e-05 |  |  |  | 6.1217e-05 |  | 4.5233e-05 |  | -0.00014829 |  | 2.0989e-05 |  | -0.00025806
| -4.7682e-05 |  |  |  | 6.1222e-05 |  | -0.00052584 |  | -0.00021885 |  | -1.8778e-05 |  | -0.000182
| -2.3382e-05 |  |  |  | 3.5623e-05 |  | -0.00043252 |  | -0.00029668 |  | -6.2166e-05 |  | -0.00030806
| -7.0373e-05 |  |  |  | 3.5627e-05 |  | -0.00063309 |  | -0.00055826 |  | -2.8427e-05 |  | -0.00032684
| -0.00023892 |  |  |  | 8.0168e-05 |  | -0.0010038 |  | -0.0013571 |  | 1.8567e-05 |  | -0.00036315
| -0.00013723 |  |  |  | 8.0175e-05 |  | -0.00092204 |  | -0.0010793 |  | 7.461e-05 |  | -0.00047984
| -7.7148e-05 |  |  |  | 0.00012473 |  | -0.0012122 |  | -0.00064962 |  | 0.00013909 |  | -0.0003387
| -0.00014738 |  |  |  | 0.00012474 |  | -0.001298 |  | -0.00073483 |  | 5.4737e-05 |  | -0.00020565
| -8.5315e-05 |  |  |  | 0.00012141 |  | -0.00066893 |  | -0.00085886 |  | -3.1423e-05 |  | -0.0003153
| -8.0759e-05 |  |  |  | 0.00012142 |  | -0.0007896 |  | -0.00083486 |  | -2.3596e-05 |  | -0.00037989
| -4.2407e-05 |  |  |  | 5.4589e-05 |  | -0.0010395 |  | -0.00055194 |  | 5.9172e-06 |  | -0.00035429
| -8.6384e-06 |  |  |  | 5.4594e-05 |  | -0.00048881 |  | -0.00065899 |  | 7.5834e-05 |  | -0.00025017
| -7.1581e-05 |  |  |  | 9.3598e-05 |  | -0.00044759 |  | -0.00076975 |  | 8.2451e-05 |  | -0.00026755
| -0.00012675 |  |  |  | 9.3606e-05 |  | -0.0011195 |  | -0.00079309 |  | 8.3671e-05 |  | -0.00027014
| -7.7145e-05 |  |  |  | 8.8043e-05 |  | -0.0013148 |  | -0.00033449 |  | 2.7016e-05 |  | -0.00041505
| -5.5182e-05 |  |  |  | 8.8051e-05 |  | -0.00048805 |  | -0.00018696 |  | 2.4004e-05 |  | -0.00039386
| -0.00027258 |  |  |  | 6.1307e-05 |  | -0.00028525 |  | -0.00045326 |  | 5.3539e-05 |  | -0.00037835
| -0.00028542 |  |  |  | 6.1312e-05 |  | -0.0011725 |  | -0.00028823 |  | 8.067e-05 |  | -0.00036117
| -6.1479e-05 |  |  |  | 5.9088e-05 |  | -0.0014775 |  | -0.00041377 |  | 0.00011385 |  | -0.00018721
| -3.4692e-05 |  |  |  | 5.9094e-05 |  | -0.0006554 |  | -0.00065118 |  | 5.4745e-05 |  | -0.00025006
| -6.5308e-05 |  |  |  | 8.9206e-05 |  | -4.965e-05 |  | -0.00046241 |  | 3.0642e-05 |  | -0.00041829
| -5.7702e-05 |  |  |  | 8.9214e-05 |  | -0.00039519 |  | -5.9055e-05 |  | -1.8185e-05 |  | -0.00043348
| -7.5879e-05 |  |  |  | 2.2306e-05 |  | -0.00020954 |  | 4.2968e-05 |  | -4.2303e-05 |  | -0.00034654
| -8.6756e-05 |  |  |  | 2.2308e-05 |  | -0.00050538 |  | -0.00054541 |  | -2.3008e-05 |  | -0.00021981
| -9.1796e-05 |  |  |  | 8.4777e-05 |  | -0.0012284 |  | -0.00048394 |  | -3.6875e-05 |  | -0.00036646
| -2.8026e-05 |  |  |  | 8.4785e-05 |  | -0.0013472 |  | 0.00010408 |  | 3.4257e-05 |  | -0.00047751
| -5.8142e-05 |  |  |  | 5.4669e-05 |  | -0.0012523 |  | -0.00055719 |  | 4.8726e-05 |  | -0.00050912
| -0.00011221 |  |  |  | 5.4674e-05 |  | -0.00058467 |  | -0.0006446 |  | 8.3097e-05 |  | -0.00047212
| -0.00012258 |  |  |  | 3.4593e-05 |  | -0.0003199 |  | -0.00032382 |  | 0.00011444 |  | -0.00046668
| -9.4667e-05 |  |  |  | 3.4596e-05 |  | -0.00082506 |  | -0.00076059 |  | 2.2212e-05 |  | -0.00034268
| -9.4655e-05 |  |  |  | 6.585e-05 |  | -0.0012072 |  | -0.00076068 |  | -8.5321e-06 |  | -0.00011172
| -0.0001838 |  |  |  | 6.5856e-05 |  | -0.00025391 |  | -0.00085265 |  | 3.9699e-05 |  | -0.00032677
| -0.00014958 |  |  |  | 4.0187e-05 |  | -2.1951e-05 |  | -0.001394 |  | 1.4367e-05 |  | -0.00056916
| -8.8544e-05 |  |  |  | 4.0191e-05 |  | -0.00047845 |  | -0.0013555 |  | -6.6432e-05 |  | -0.00050932
| -4.9813e-05 |  |  |  | 6.5874e-05 |  | -0.00036357 |  | -0.0010752 |  | -6.6436e-05 |  | -0.00059975
| -7.6853e-05 |  |  |  | 6.588e-05 |  | -0.00013489 |  | -0.00085433 |  | 1.8588e-05 |  | -0.00052628
| -2.028e-05 |  |  |  | 2.9035e-05 |  | -0.0011319 |  | -0.00049043 |  | -6.1014e-05 |  | -0.00027446
| 1.0577e-05 |  |  |  | 2.9037e-05 |  | -0.0020076 |  | -0.00032815 |  | -9.2367e-05 |  | -0.00024398
| -2.156e-06 |  |  |  | 6.3665e-05 |  | -0.00044891 |  | -0.00079127 |  | 3.4881e-05 |  | -0.00025498
| -9.8699e-06 |  |  |  | 6.3671e-05 |  | 0.00053437 |  | -0.00026933 |  | 2.5221e-05 |  | -0.00027767
| -6.0395e-05 |  |  |  | 2.6812e-05 |  | -0.00052069 |  | -7.8905e-05 |  | -4.9308e-06 |  | -0.00035014
| -6.6636e-05 |  |  |  | 2.6814e-05 |  | -0.00051152 |  | -0.0007848 |  | -6.2834e-05 |  | -0.00048114
| -3.9111e-05 |  |  |  | 5.5866e-06 |  | 0.00010075 |  | -0.00040202 |  | -8.2129e-05 |  | -0.00054062
| -0.0001132 |  |  |  | 5.5871e-06 |  | -0.00065747 |  | -0.0011119 |  | -1.909e-06 |  | -0.00065867
| -0.00021991 |  |  |  | 1.4528e-05 |  | -0.0015263 |  | -0.0019498 |  | 8.2509e-05 |  | -0.00075505
| -9.9755e-05 |  |  |  | 1.4529e-05 |  | -0.001396 |  | -0.000479 |  | 8.8564e-05 |  | -0.00032539
| -5.2998e-05 |  |  |  | 0.00011513 |  | -0.0013681 |  | -0.00017332 |  | 6.6867e-05 |  | -0.0002102
| -0.00012678 |  |  |  | 0.00011514 |  | -0.0007289 |  | -0.00091415 |  | 0.00010123 |  | -0.00040188
| -3.104e-05 |  |  |  | 7.4904e-05 |  | -0.00039791 |  | -0.00058194 |  | 2.3422e-05 |  | -0.00053391
| -0.00010505 |  |  |  | 7.4911e-05 |  | -0.0026986 |  | -0.0021562 |  | 1.1052e-06 |  | -0.0020411
| -9.2362e-05 |  |  |  | 7.2682e-05 |  | -0.00059481 |  | -0.00079471 |  | 0.00012539 |  | -0.00069453
| 2.3572e-05 |  |  |  | 7.2688e-05 |  | -0.00028627 |  | -8.4002e-05 |  | 5.0571e-05 |  | -0.00056351
| 7.2423e-05 |  |  |  | 5.5919e-05 |  | -0.0011249 |  | 0.00016616 |  | 2.7654e-05 |  | -0.00033698
| -7.0259e-05 |  |  |  | 5.5925e-05 |  | -0.001003 |  | -0.00077222 |  | 1.0999e-06 |  | -0.00049936
| -0.00016863 |  |  |  | 2.6847e-05 |  | -0.0017291 |  | -0.00088532 |  | 4.0321e-05 |  | -0.00061274
| -0.00011615 |  |  |  | 2.6849e-05 |  | -0.0023263 |  | -0.00095605 |  | 1.9212e-05 |  | -0.0006457
| -0.00010663 |  |  |  | 0.00012083 |  | -0.0013769 |  | -0.0014932 |  | 5.3305e-06 |  | -0.00063378
| -7.7491e-05 |  |  |  | 0.00012084 |  | -0.001734 |  | -0.0010503 |  | 1.3774e-05 |  | -0.00043689
| -5.775e-05 |  |  |  | 6.4903e-05 |  | -0.00099655 |  | -0.00080046 |  | 7.7395e-06 |  | -0.0002219
| -6.178e-05 |  |  |  | 6.4909e-05 |  | -0.00073638 |  | -0.0010982 |  | -2.0019e-05 |  | -0.00033179
| -0.00013252 |  |  |  | 9.1776e-05 |  | -0.00086518 |  | -0.0016825 |  | -4.4146e-05 |  | -0.00069919
| -0.00010857 |  |  |  | 9.1784e-05 |  | -0.00018758 |  | -0.0014466 |  | -6.5882e-05 |  | -0.00095612
| -8.9131e-05 |  |  |  | 5.0374e-05 |  | -0.00035704 |  | -0.0013148 |  | 1.0157e-05 |  | -0.00069833
| -0.0001565 |  |  |  | 5.0379e-05 |  | -0.0002378 |  | -0.0008848 |  | 4.9377e-05 |  | -0.00050382
| -0.00012048 |  |  |  | 8.5092e-05 |  | -0.00033865 |  | -0.00051692 |  | -5.0209e-05 |  | -0.00044283
| 1.1377e-05 |  |  |  | 8.51e-05 |  | 5.8231e-05 |  | -0.00052619 |  | -0.00010029 |  | -0.00037476
| -1.4351e-05 |  |  |  | 8.8468e-05 |  | -0.0011272 |  | -0.00035645 |  | -6.9507e-05 |  | -0.00043546
| -4.8541e-05 |  |  |  | 8.8476e-05 |  | -0.001612 |  | 0.00026502 |  | 9.1024e-05 |  | -0.00047992
| -1.2798e-06 |  |  |  | 6.4963e-05 |  | -0.0011787 |  | 0.00095928 |  | 0.00018099 |  | -0.0004628
| -7.5861e-05 |  |  |  | 6.4969e-05 |  | -0.0019552 |  | -2.2598e-05 |  | 0.00014292 |  | -0.00060507
| -0.00015917 |  |  |  | 6.9456e-05 |  | -0.0011 |  | -0.00065249 |  | 0.00014534 |  | -0.00047071
| -0.00026353 |  |  |  | 6.9463e-05 |  | -0.00055827 |  | -0.0012998 |  | 2.4047e-05 |  | -0.00077979
| -0.00014083 |  |  |  | 9.2999e-05 |  | -0.0019167 |  | -0.0013316 |  | -3.2098e-05 |  | -0.00089269
| -0.00012274 |  |  |  | 9.3008e-05 |  | -0.0026105 |  | -0.0014053 |  | 1.679e-05 |  | -0.00051374
| -0.00015986 |  |  |  | 4.5948e-05 |  | -0.0020737 |  | -0.0015546 |  | 2.1626e-05 |  | -0.00057689
| -0.00012096 |  |  |  | 4.5952e-05 |  | -0.0023022 |  | -0.0015305 |  | 8.2592e-05 |  | -0.00071013
| -0.00012486 |  |  |  | 4.2594e-05 |  | -0.0012389 |  | -0.0020932 |  | 4.7581e-05 |  | -0.00062717
| 4.0682e-05 |  |  |  | 4.2598e-05 |  | -0.00020594 |  | -0.00094756 |  | 1.4989e-05 |  | -0.00043102
| 4.3569e-05 |  |  |  | 9.0809e-05 |  | -0.00078528 |  | -0.00022198 |  | 4.0346e-05 |  | -0.00035831
| -0.00018401 |  |  |  | 9.0817e-05 |  | -0.0016387 |  | -0.0014911 |  | 6.1461e-05 |  | -0.0006942
| -0.0001491 |  |  |  | 0.00011437 |  | -0.0014676 |  | -0.0010361 |  | 6.7502e-05 |  | -0.00056934
| 9.1893e-06 |  |  |  | 0.00011438 |  | -0.0011903 |  | -0.00079785 |  | -3.1499e-05 |  | -0.00050335
| -3.2779e-05 |  |  |  | 0.00016599 |  | -0.001903 |  | -0.0007378 |  | -6.2285e-05 |  | -0.000616
| -9.3601e-05 |  |  |  | 0.000166 |  | -0.0029912 |  | -0.00027779 |  | -1.2171e-05 |  | -0.00050146
| -9.1443e-05 |  |  |  | 0.00010881 |  | -0.0024847 |  | -0.00072301 |  | -3.1229e-06 |  | -0.00048058
| -9.4698e-05 |  |  |  | 0.00010882 |  | -0.00040116 |  | -0.00079436 |  | 1.68e-05 |  | -0.0006658
| -0.00014226 |  |  |  | 6.0585e-05 |  | -0.00017672 |  | -0.00088829 |  | 6.0272e-05 |  | -0.00083335
| -0.00018464 |  |  |  | 6.059e-05 |  | -0.0013747 |  | -0.0017042 |  | 8.1402e-05 |  | -0.001017
| -0.00014988 |  |  |  | 3.3665e-05 |  | -0.0021723 |  | -0.0015071 |  | 4.759e-05 |  | -0.00086886
| -0.0001414 |  |  |  | 3.3668e-05 |  | -0.0019119 |  | -0.00081739 |  | -1.3126e-06 |  | -0.00058785
| -0.00022566 |  |  |  | 0.0001403 |  | -0.0020859 |  | -0.0010894 |  | -7.7395e-05 |  | -0.00089095
| -0.00021955 |  |  |  | 0.00014031 |  | -0.0018905 |  | -0.0011168 |  | -1.9217e-06 |  | -0.00080533
| -9.4888e-05 |  |  |  | 0.00010215 |  | -0.0014009 |  | -0.0013938 |  | 8.3822e-05 |  | -0.00015335
| -7.0828e-05 |  |  |  | 0.00010216 |  | -0.0026947 |  | -0.0016611 |  | -2.5474e-05 |  | -0.00050588
| -0.00017035 |  |  |  | 6.849e-05 |  | -0.0032833 |  | -0.00133 |  | -3.4527e-05 |  | -0.00096146
| -7.4732e-05 |  |  |  | 6.8496e-05 |  | -0.0024645 |  | -0.00055543 |  | -6.7384e-06 |  | -0.00062797
| 7.1542e-05 |  |  |  | 0.00012016 |  | -0.0016593 |  | -0.00011462 |  | 1.708e-06 |  | -0.00078444
| -9.1589e-05 |  |  |  | 0.00012017 |  | -0.0010081 |  | -0.00087636 |  | 0.00013639 |  | -0.0010743
| -0.00026798 |  |  |  | 0.00016062 |  | -0.00034454 |  | -0.0011916 |  | 0.00013277 |  | -0.0008333
| -5.465e-05 |  |  |  | 0.00016063 |  | -0.00059456 |  | 0.00020685 |  | 3.6139e-05 |  | -0.00062873
| 6.1045e-05 |  |  |  | 7.6392e-05 |  | -0.0021274 |  | 0.00013337 |  | 2.3461e-05 |  | -0.00029972
| 2.1974e-05 |  |  |  | 7.6399e-05 |  | -0.001968 |  | -1.081e-05 |  | 4.7294e-06 |  | -0.00028489
| 4.3066e-05 |  |  |  | 2.5844e-05 |  | -0.0013609 |  | 0.00031445 |  | 2.313e-06 |  | -0.00041012
| -9.0029e-05 |  |  |  | 2.5846e-05 |  | -0.0016849 |  | -0.0012657 |  | -4.6005e-05 |  | -0.00067733
| -0.00012902 |  |  |  | 7.7545e-05 |  | -0.00041051 |  | -0.0016411 |  | -4.9035e-05 |  | -0.00083922
| -0.0001787 |  |  |  | 7.7552e-05 |  | -0.0014565 |  | -0.0016797 |  | 4.34e-05 |  | -0.0010986
| -0.00010094 |  |  |  | 3.8218e-05 |  | -0.0013856 |  | -0.0019385 |  | 2.2254e-05 |  | -0.00091018
| 6.3822e-06 |  |  |  | 3.8221e-05 |  | 0.00019933 |  | -0.0015368 |  | -1.0499e-07 |  | -0.00045551
| -1.9384e-05 |  |  |  | 7.5325e-05 |  | -0.00097349 |  | -0.00037537 |  | -1.3389e-05 |  | -0.00027658
| -5.3818e-05 |  |  |  | 7.5333e-05 |  | -0.0024671 |  | 0.00077114 |  | -5.3261e-05 |  | -0.00035135
| -5.6728e-05 |  |  |  | 0.00010233 |  | -0.0023042 |  | 0.00060835 |  | 2.588e-05 |  | -0.00012313
| -2.1812e-05 |  |  |  | 0.00010234 |  | -0.0015347 |  | -0.0011409 |  | 5.7288e-05 |  | -0.00022893
| -8.2113e-05 |  |  |  | 9.11e-05 |  | -0.0021578 |  | -0.0015856 |  | -2.971e-05 |  | -0.00081276
| -8.1693e-05 |  |  |  | 9.1108e-05 |  | -0.0026788 |  | -0.0008072 |  | -4.6612e-05 |  | -0.00089048
| -0.00015513 |  |  |  | 9.8991e-05 |  | -0.0036576 |  | -0.00065479 |  | 9.537e-05 |  | -0.0010008
| -0.00018733 |  |  |  | 9.9e-05 |  | -0.003792 |  | -0.00039531 |  | 0.00013041 |  | -0.00098525
| -0.0001302 |  |  |  | 0.00011476 |  | -0.0012166 |  | -0.0011106 |  | 2.1047e-05 |  | -0.00060386
| -5.4819e-05 |  |  |  | 0.00011477 |  | -0.0010801 |  | -0.0012891 |  | -2.3665e-05 |  | -0.00042398
| -0.00012646 |  |  |  | 3.0384e-05 |  | -0.0014032 |  | -0.0011567 |  | -7.3643e-06 |  | -0.00079395
| -0.00015517 |  |  |  | 3.0387e-05 |  | -0.0017481 |  | -0.001076 |  | -4.4827e-05 |  | -0.00093371
| -2.9845e-05 |  |  |  | 7.7662e-05 |  | -0.0020154 |  | -0.00073945 |  | -1.5811e-05 |  | -0.00088293
| 8.0918e-06 |  |  |  | 7.767e-05 |  | 0.00077066 |  | 0.00062684 |  | 1.8026e-05 |  | 0.00067125
| -5.403e-06 |  |  |  | 9.5689e-05 |  | 0 |  | 0 |  | -4.4217e-05 |  | 0
| -0.0001478 |  |  |  | 9.5698e-05 |  | 0 |  | 0 |  | 6.5477e-06 |  | 0
| -0.00018728 |  |  |  | 0.00011485 |  | 0 |  | 0 |  | -1.0375e-05 |  | 0
| -0.00014288 |  |  |  | 0.00011486 |  | 0 |  | 0 |  | -7.0212e-05 |  | 0
| -0.00017077 |  |  |  | 9.6852e-05 |  | 0 |  | 0 |  | -4.0597e-05 |  | 0
| -0.0001565 |  |  |  | 9.6861e-05 |  | 0 |  | 0 |  | -9.7746e-06 |  | 0
| -0.00011013 |  |  |  | 7.9974e-05 |  | 0 |  | 0 |  | -1.3052e-06 |  | 0
| -7.4718e-05 |  |  |  | 7.9982e-05 |  | 0 |  | 0 |  | 6.822e-05 |  | 0
| -3.3863e-05 |  |  |  | 0.00010703 |  | 0 |  | 0 |  | 1.138e-05 |  | 0
| -8.5787e-05 |  |  |  | 0.00010704 |  | 0 |  | 0 |  | -6.0559e-05 |  | 0
| -0.00019678 |  |  |  | 7.7751e-05 |  | 0 |  | 0 |  | 1.1988e-05 |  | 0
| -0.00022105 |  |  |  | 7.7758e-05 |  | 0 |  | 0 |  | 6.2132e-05 |  | 0
| -0.000254 |  |  |  | 9.2417e-05 |  | 0 |  | 0 |  | 5.6728e-05 |  | 0
| -0.00017574 |  |  |  | 9.2425e-05 |  | 0 |  | 0 |  | -6.2973e-05 |  | 0
| -1.5912e-05 |  |  |  | 0.0001488 |  | 0 |  | 0 |  | -7.9626e-06 |  | 0
| -6.9035e-05 |  |  |  | 0.00014881 |  | 0 |  | 0 |  | 3.5292e-06 |  | 0
| -9.3851e-05 |  |  |  | 3.7206e-05 |  | 0 |  | 0 |  | -0.00011375 |  | 0
| -0.00034387 |  |  |  | 3.721e-05 |  | 0 |  | 0 |  | -6.6e-05 |  | 0
| -0.0005892 |  |  |  | 1.9171e-05 |  | 0 |  | 0 |  | -3.0332e-05 |  | 0
| -0.00054983 |  |  |  | 1.9173e-05 |  | 0 |  | 0 |  | -2.9123e-05 |  | 0
| -0.00059043 |  |  |  | 6.6545e-05 |  | 0 |  | 0 |  | -3.8186e-05 |  | 0
[5 empty] | -0.38197 |  | 0 |  | 0 |  | -0.05445 |  | 0
[5 empty] | 0 |  | 0 |  | 0 |  | 0 |  | 0